## Contents
Distribution Future Electricity Scenarios 2020 Data Workbook
This workbook is an accompaniment to our 2020 DFES. It contains detailed datasets and interactive tools which allow our customers to understand what our Distribution Future Electricity Scenarios mean to them. Please refer to our main DFES report for a full description of our forecasts and scenarios. Our forecasts are not precise predictions of what the future is likely to be, but instead frame the uncertainty within our planning as explained in the main report.
OUR DISTRIBUTION FUTURE ELECTRICITY SCENARIOS
Central Outlook |  | Average assumptions across the other scenarios
Steady Progression |  | Slow decarbonisation not meeting net zero carbon, limited efficiencies
System Transformation |  | Hydrogen helps to meet net zero carbon beyond 2040, limited efficiencies
Consumer Transformation |  | Electric transport and heating and renewable DG to meet zero carbon, high efficiencies
Leading the Way |  | Net zero carbon before 2050, early electrification of transport and heating
CONTENTS
Section | Tab | Description
USEFUL INFORMATION | Geographical Information | A tool to locate the nearest 10 substations to a specified location and maps showing supply areas
| LCT Profiles | Charts which show electric vehicle (EV) and heat pump (HP) profiles adopted in the forecasts
INTERACTIVE GRAPH TOOLS | Single Primary Charts | Charts which plot minimum/maximum demand, DG/storage capacity and EV/HP volumes for a single primary substation supply area
| Single BSP Charts | Charts which plot minimum/maximum demand, DG/storage capacity and EV/HP volumes for a single bulk supply point (BSP) supply area
| Multiple Primary Charts | Charts which plot aggregated minimum/maximum demand, DG/storage capacity and EV/HP volumes for multiple primary substation supply areas
| Multiple BSP Charts | Charts which plot aggregated minimum/maximum demand, DG/storage capacity and EV/HP volumes for multiple BSP supply areas
BSP AND PRIMARY SUBSTATION DATASETS | Maximum Demand | Data table containing maximum demand values for each BSP and primary substation
| Minimum Demand | Data table containing minimum demand values for each BSP and primary substation
| Generation | Data table containing DG capacity values for each BSP and primary substation
| Electric Vehicle uptake | Data table containing the number of EVs per BSP and primary substation
| Heat Pump Uptake | Data table containing the number of HPs per BSP and primary substation
| Storage | Data table containing battery storage capacity values per BSP and primary substation
ENTIRE ENWL NETWORK DATASETS | LCT Seasonal Demand | Data table containing the demand in winter and summer day for low carbon technologies and air conditioning
| Annual Energy Demand & Generation | Data table containing energy for demand and distributed generation for the entire ENWL network broken down by technology
| DG and Storage Breakdown | Data table containing DG and storage capacity values for the entire ENWL network with breakdown per technology
Version
1.1

## Geographical Information
Geographical Information
This worksheet contains geographical information to allow users to better understand the locations of our substations. Maps are provided for each of our supply regions and show the BSP and primary supply areas on our network. A helpful tool is also provided which allows you to locate the ten nearest BSP and primary substations by entering co-ordinates.
| Locate the nearest BSP and primary substations | [5 empty] | Maps
To locate the nearest BSP or primary substations, enter the co-ordinates of your point of interest in the grey boxes below. If you are unsure of the co-ordinates, there are many tools available online that will allow you to obtain co-ordinates from a post code. | [6 empty] | The maps below show the BSP and primary supply areas on our network. To open a map, double click on the pdf icon for the area you wish to view below.
Easting |  | 381054 |  | Northing |  | 396173 | Primary Supply Areas
10 NEAREST PRIMARY SUBSTATIONS |  |  |  | 10 NEAREST BSP SUBSTATIONS
No | Distance (km) | Primary Substation |  | No | Distance (km) | BSP Substation
1 | 0.014142 | CHESTER RD T13 |  | 1 | 1.4536 | STRETFORD
2 | 0.025298 | CHESTER RD T11 & T12 |  | 2 | 3.165 | FREDERICK RD | BSP supply areas
3 | 0.50841 | TRAFFORD |  | 3 | 3.4411 | WEST DIDSBURY
4 | 1.4779 | LONGFORD BRIDGE |  | 4 | 3.5233 | BLOOM ST
5 | 1.5583 | SALFORD QUAYS |  | 5 | 4.023 | SALE
6 | 1.5748 | ROBERT HALL ST |  | 6 | 4.4111 | BARTON
7 | 1.9994 | MOSLEY RD |  | 7 | 4.5407 | LONGSIGHT
8 | 2.2813 | BARTON DOCK RD |  | 8 | 4.6685 | RED BANK
9 | 2.4141 | WHALLEY RANGE |  | 9 | 5.7022 | AGECROFT
10 | 2.4452 | CHORLTON |  | 10 | 6.7568 | STUART ST
CLICK HERE TO
RETURN TO CONTENTS

## LCT Profiles
EV Charging Demand Profiles
|  | 0:00 | 0:30 | 1:00 | 1:30 | 2:00 | 2:30 | 3:00 | 3:30 | 4:00 | 4:30 | 5:00 | 5:30 | 6:00 | 6:30 | 7:00 | 7:30 | 8:00 | 8:30 | 9:00 | 9:30 | 10:00 | 10:30 | 11:00 | 11:30 | 12:00 | 12:30 | 13:00 | 13:30 | 14:00 | 14:30 | 15:00 | 15:30 | 16:00 | 16:30 | 17:00 | 17:30 | 18:00 | 18:30 | 19:00 | 19:30 | 20:00 | 20:30 | 21:00 | 21:30 | 22:00 | 22:30 | 23:00 | 23:30
| 2020 | 37.1685 | 32.4479 | 28.0595 | 24.0523 | 20.6598 | 17.7809 | 15.7304 | 14.0259 | 12.8796 | 11.962 | 11.4131 | 11.0952 | 11.1498 | 11.4804 | 6.9126 | 7.6342 | 8.8649 | 10.3356 | 12.2826 | 13.8588 | 14.7073 | 15.6826 | 16.9196 | 18.2765 | 19.6762 | 20.8935 | 21.8381 | 22.58 | 23.0864 | 24.1853 | 26.1558 | 29.2035 | 34.0993 | 39.6366 | 46.1653 | 52.6372 | 58.8248 | 62.9606 | 64.0428 | 63.9308 | 61.6854 | 58.9606 | 56.0603 | 53.4836 | 51.0146 | 48.201 | 44.9617 | 41.8149
| 2030 | 40.5914 | 37.3078 | 34.0243 | 31.4859 | 28.9475 | 27.4132 | 25.8789 | 25.0212 | 24.1635 | 23.7528 | 23.3421 | 23.383 | 23.4239 | 24.0044 | 9.1626 | 9.2964 | 9.4492 | 10.0988 | 11.145 | 11.5591 | 12.0657 | 12.8437 | 13.9043 | 15.2569 | 16.4635 | 17.2809 | 17.9985 | 18.2852 | 18.6649 | 20.2324 | 21.7051 | 25.2639 | 29.0412 | 34.1205 | 39.3126 | 44.4281 | 49.1575 | 49.7735 | 50.616 | 49.1738 | 47.3846 | 44.5903 | 43.1831 | 42.7333 | 42.7119 | 42.1479 | 42.6155 | 43.469
| 2050 | 93.9573 | 93.5888 | 81.541 | 75.213 | 71.8293 | 68.4456 | 62.3014 | 61.8771 | 61.6401 | 61.4031 | 61.6275 | 61.8519 | 62.027 | 62.2021 | 9.4925 | 7.8845 | 6.2646 | 4.7877 | 3.9538 | 3.6014 | 3.2539 | 3.028 | 3.265 | 3.7998 | 4.241 | 4.5146 | 4.5898 | 4.4876 | 4.4603 | 4.5856 | 4.9405 | -9.1081 | -22.0334 | -20.4124 | -18.843 | -17.0968 | -16.2685 | -1.6684 | 13.1217 | 13.8712 | 13.4912 | 12.7614 | 13.9302 | 22.4969 | 28.6444 | 35.4699 | 47.2549 | 65.8205
Further References
EV Charging Behaviour Study - Element Energy
REFLECT NIA project documentation - Electricity North West
Heat Pump Demand Profiles
|  | 0:00 | 0:30 | 1:00 | 1:30 | 2:00 | 2:30 | 3:00 | 3:30 | 4:00 | 4:30 | 5:00 | 5:30 | 6:00 | 6:30 | 7:00 | 7:30 | 8:00 | 8:30 | 9:00 | 9:30 | 10:00 | 10:30 | 11:00 | 11:30 | 12:00 | 12:30 | 13:00 | 13:30 | 14:00 | 14:30 | 15:00 | 15:30 | 16:00 | 16:30 | 17:00 | 17:30 | 18:00 | 18:30 | 19:00 | 19:30 | 20:00 | 20:30 | 21:00 | 21:30 | 22:00 | 22:30 | 23:00 | 23:30
| 2020 | 82.8781 | 82.9003 | 82.9131 | 85.1006 | 83.3959 | 83.8166 | 84.2617 | 84.5395 | 86.93 | 90.874 | 98.789 | 107.0566 | 115.07 | 118.5646 | 119.0188 | 119.8017 | 116.1282 | 108.9787 | 101.2989 | 93.3546 | 86.9765 | 86.9972 | 86.7309 | 86.5571 | 86.9617 | 87.0299 | 87.0261 | 88.0719 | 92.7432 | 106.6077 | 115.8103 | 123.4657 | 125.288 | 126.9314 | 127.393 | 127.8473 | 128.1655 | 127.5464 | 125.5322 | 122.8861 | 120.9734 | 121.5209 | 123.0549 | 123.5986 | 113.7972 | 102.6638 | 91.9599 | 82.8781
| 2030 | 55.9261 | 55.9411 | 55.9485 | 57.4445 | 56.343 | 56.658 | 56.9236 | 57.1428 | 58.7832 | 61.7741 | 67.6811 | 73.8297 | 79.8067 | 82.4192 | 82.7378 | 82.8857 | 79.812 | 74.3749 | 68.4247 | 62.828 | 58.7098 | 58.7752 | 58.5254 | 58.3721 | 58.6398 | 58.6948 | 58.7056 | 59.5438 | 62.9772 | 72.1399 | 78.1144 | 82.9898 | 83.9271 | 84.84 | 85.0689 | 85.0935 | 85.0222 | 84.6751 | 83.427 | 81.6558 | 80.3857 | 80.4648 | 81.7429 | 82.2132 | 76.2154 | 69.2562 | 61.782 | 55.9261
| 2050 | 65.1182 | 65.1354 | 65.1432 | 66.8773 | 65.6554 | 66.0488 | 66.3225 | 66.6064 | 68.5084 | 72.1966 | 79.4156 | 86.9148 | 94.217 | 97.4132 | 97.7881 | 97.6707 | 93.6815 | 86.963 | 79.6042 | 73.0107 | 68.3957 | 68.5116 | 68.1756 | 67.9713 | 68.276 | 68.3451 | 68.3655 | 69.4315 | 73.6411 | 84.1585 | 90.9915 | 96.5101 | 97.4272 | 98.3863 | 98.5886 | 98.3972 | 98.0698 | 97.6928 | 96.3101 | 94.2813 | 92.839 | 92.7224 | 94.363 | 94.9573 | 88.402 | 80.6947 | 71.7762 | 65.1182
Further References
Demand Scenario NIA project documentation - Electricity North West
The half-hourly profiles of electric vehicle (EV) charging demand adopted in our forecasts are affected by a large variety of factors such as:
- charging capacity domestic (3 to 7 kW), fast charging (up to 22kW) and rapid (typ. around 40 to 50kW)
- charging patterns: smart charging and vehicle to grid (V2G)
- EV type: cars and vans, pure battery and plug-in hybrids
- charging location: residential and non-residential (workplace, public area, en route charging)
- customer behaviour: eg average mileage.
The residential charging profiles adopted in our forecast are based on 8 million real world charging events dataset based on the "EV charging behaviour study" conducted by Element Energy for the National Grid Electricity System Operator (ESO). The profile for non-residential charging has been calculated as a composite profile combining workplace charging and public charging based on the distribution of EV charging across the two charging types.
The geographical distribution of EVs and charging points has been quantified by analysing the number of households with access to off-street parking, the current location of EV chargers, the distribution of work and shopping trip ends based on regional data and learning from our Reflect NIA project.
The graph shows the daily aggregated diversified EV charging profiles for 100 cars in 2020, 2030 and 2050 based on our Central Outlook scenario assumptions on smart charging and V2G.
In 2030, the increasing levels of smart charging (30% of EV charging) result in a “flatter” aggregated EV charging profile, where demand increases more overnight rather than during times of peak load.
In 2050 a larger number of EV owners are expected to use smart charging (40% of EV charging) with a considerable portion of V2G charging (10% of EV charging). V2G combined with higher levels of smart charging is expected to significantly affect the average EV demand with the potential of demand reduction on the network at times of peak load due to V2G battery discharging.
CLICK HERE TO
RETURN TO CONTENTS
The heat pump (HP) demand profiles considered in our forecasts are affected by a large variety of factors such as:
- technology: type of HP such as air source (ASHP), ground-source (GSHP) and hybrid (HHP)
- building type: domestic or not-domestic.
The HP demand profile has been modelled through a bottom-up approach in which the thermal energy requirement of each building is calculated based on their type (eg, detached, terraced, flat, etc), size, age, efficiency measures in place and weather conditions.
The HP performance can be at high level specified by the Coefficient of Performance (CoP) factors. We consider a CoP equal to 2.6 for domestic ASHPs, whereas the CoP for GSHPs and non-domestic HPs is equal to 3. These factors do not correspond to extremely cold weather conditions and they are more representative of average winter days (ie, they correspond to >0o C).
Note that the HP is considered to be equipped with a buffer tank. This allows the modelling of "smoother" HP load profiles across the day avoiding unrealistic morning and evening peaks.
The graph shows the aggregated diversified load profiles of 100 domestic HPs in 2020, 2030 and 2050 based on Central Outlook assumptions for an average winter day (January). Heat pumps typically vary in size from 5 to 8kW electric demand for domestic applications (based on building type and size) and >8kW for non-domestic customers. The original HP demand profiles were produced by Delta EE as part of our Demand Scenarios NIA project. We consider processed profiles based on Element Energy's work on the original profiles which show demand shifting away from times of peak demand, assuming that HPs will be equipped with a hot water buffer tank.
In 2030, the slight drop in demand levels is due to a modest growth in the population of hybrid HPs. However, hybrid HPs remain a small part of the total HP population.
In 2050, a net zero carbon heating sector will reduce significantly the amount of heat pumps. This will lead to a slightly higher aggregated HP demand in 2050.
23:30
23:30

## INTERACTIVE GRAPH TOOLS >>>>
Interactive Graph Tools
CONTENTS
Section | Tab | Short Description
CHARTS | Single Primary Charts | Charts which plot minimum/maximum demand, DG/storage capacity and EV/HP volumes for a single primary substation supply area
| Single BSP Charts | Charts which plot minimum/maximum demand, DG/storage capacity and EV/HP volumes for a single BSP supply area
| Multiple Primary Charts | Charts which plot aggregated minimum/maximum demand, DG/storage capacity and EV/HP volumes for multiple primary substation supply areas
| Multiple BSP Charts | Charts which plot aggregated minimum/maximum demand, DG/storage capacity and EV/HP volumes for multiple BSP supply areas
CLICK HERE TO
RETURN TO CONTENTS

## Single BSP charts
Bulk Supply Point Forecast Charts
These charts show the forecasts for a single bulk supply point (BSP). You can choose a BSP to view by using the drop down box below. If you would like to understand more about which BSPs are located in the area you are interested in, head to our geographical information worksheet. This charts plot our DFES forecast charts for minimum demand, maximum demand, installed distributed generation capacity, installed storage capacity, uptake of electric vehicles and uptake of heat pumps.
Select BSP | Select a BSP
Select a BSP
Adswood
Agecroft
Altrincham
Atherton
Barrow & Sandgate
Barton
Belfield
Bispham
Blackburn
Blackpool
Bloom St
Bolton
Burnley
Bury
Buxton
Carlisle
Carlisle North
Carrington BSP
Castleton
Chadderton
Droylsden
Egremont
Frederick Rd
Golborne
Greenhill
Hartshead-Heyrod
Hazel Grove
Huncoat
Hyde
Kendal (Parkside Rd)
Lancaster
Leyland
Longsight
Lower Darwen
Lytham
Moss Nook
Moss Nook Primary
Nelson
New Mills
Orrell
Padiham
Peel
Penrith & Shap
Preston East
Radcliffe
Red Bank
Ribble
Risley
Rochdale Central
Rossendale
Royton
Sale
Skelmersdale
Spadeadam 11/33kV
Spadeadam 132/11kV
Stainburn & Siddick
Stretford
Stuart St
Thornton
Trimpell
Ulverston
Vernon Park
West Didsbury
Westhoughton
Wigan
Wrightington
Minimum Demand
Maximum Demand
Installed Distributed Generation Capacity
Installed Storage Capacity
Number of Electric Vehicles
Number of Heat Pumps
CLICK HERE TO
RETURN TO CONTENTS

## Single Primary charts
Primary Substation Forecast Charts
These charts show the forecasts for a single primary substation. You can choose a primary substation to view by using the drop down box below. If you would like to understand more about which primary substations are located in the area you are interested in, head to our geographical information worksheet. The charts plot our DFES charts for minimum and maximum demand, installed distributed generation capacity, installed storage capacity, uptake of electric vehicles and uptake of heat pumps.
Select Primary Substation | Select a Primary
Select a Primary
Albion St
Alderley & Chelford
Alston
Ambleside
Ancoats North T11 & T12
Ancoats North T14
Annie Pit
Ansdell
Ardwick
Arnside
Ashton (Golborne)
Ashton (Ribble)
Ashton On Mersey
Ashton Under Lyne T11 & T12
Ashton Under Lyne T13
Ashwood Dale
Askam & Dalton
Askerton Castle
Aspatria
Atherton Town Centre
Athletic St
Avenham
Baguley
Bamber Bridge
Barbara St
Barrow
Barton Dock Rd
Bedford
Belgrave
Benchill
Bentham
Bispham
Blackbull
Blackburn
Blackburn Rd Clayton
Blackfriars
Blackley
Blackpool
Bollington
Bolton By Bowland
Bolton Le Sands
Botany Bay
Bow Lane
Bowaters
Bowdon
Bradford
Bradshawgate
Bramhall
Bridgewater
Brinksway
Broadheath
Broadway
Buckshaw
Burnley
Burnley Centre
Burnley North
Burrow Beck
Burscough Bridge
Bury Town Centre
Campbell St
Cannon St
Capontree
Carleton
Carlisle North
Carr St
Castleton
Catterall Waterworks
Cecil St
Central Manchester
Chadderton
Chamberhall
Chapel Wharf
Chassen Rd
Chatsworth St
Cheadle Heath
Cheadle Hulme
Cheetham Hill
Chester Rd T11 & T12
Chester Rd T13
Chorley South
Chorlton
Church
Circle Square
Clarendon Rd
Claughton
Cleveleys
Clifton Junction
Clover Hill
Cog Lane
Coniston
Copse Rd
Cox Green
Craggs Row & Bushell St
Crown Lane
Culcheth
Cutacre
Deansgate
Denton East
Denton West
Dickinson St
Didsbury
Dodgson Rd
Douglas St
Droylsden East
Dukinfield
Dumers Lane
Dumplington
Eastlands
Easton
Egremont
Embleton
Exchange St
Failsworth
Fallowfield
Farnworth
Feniscowles
Ferodo
Flat Lane
Frederick Rd
Fusehill
Gale
Garstang
Gatley
Gidlow
Gillsrow
Glaxo
Glossop
Golborne
Gowhole
Grane Rd & Prinny Hill
Grange
Great Harwood
Green Lane (Altrincham)
Green Lane (Hazel Grove)
Green St T11
Green St T12 & T13
Greenfield
Greenhill
Griffin
Hadfield
Hall Cross
Handforth
Hanging Bridge
Hareholme
Harpurhey
Harwood
Hattersley
Haverthwaite
Hawk Green
Haydock
HDA No1 & HDA No2
Heady Hill
Heap Bridge
Heasandford
Heaton Moor
Heaton Norris
Helwith Bridge
Hensingham
Heyrod
Heyside
Heywood
Higher Mill
Higher Walton
Hill Top T11 & T12
Hill Top T13
Hindley Green
Hollinwood
Holme Rd
Holt St
Hurst
Hutton End & Skelton C
Hyde
Hyndburn Rd
India St
Ingleton
Irlam
James St
Kay St
Kendal
Keswick
Kingsway
Kinkry Hill
Kirkby Lonsdale
Kirkby Moor
Kirkby Stephen
Kirkby Thore
Kirkhall Lane
Kitt Green
Knott Mill
Lamberhead
Lancaster
Langley
Langroyd Rd
Leigh
Levenshulme
Leyland National
Little Hulton
Little Salkeld
Littleborough
Longford Bridge
Longridge
Longsight
Lostock
Lower Darwen
Lyons Rd
Manchester University
Marple
Marton
Maryport
Melling
Mereside
Media City
Middleton Junction
Midway
Milnrow
Mintsfeet
Monsall
Monton
Moorside
Morton Park & Pirelli
Mosley Rd
Moss Lane
Moss Nook Primary
Moss Side (Leyland) & Seven Stars
Moss Side (Longsight)
Mossley
Mount St
Musgrave Rd
Nelson
New Moston
Newbiggin on Lune
Newby
Newton
Newton Heath
Newton Le Willows
Newtongate T11 & T12
Newtongate T13
Norbreck
Norbury
Northenden
NWGB Partington
Offerton
Openshaw
Ormskirk
Padiham
Peel St & Ribblesdale T13
Pendleton
Petteril Bank
Phillips Lane
Piccadilly
Pimbo
Portwood
Poulton
Poynton
Preesall
Preston East
Preston Old Rd
Prestwich
Pringle St
Queens Park
Radcliffe
Randal St
Rawtenstall Rd
Reddish Vale
Ribblesdale T14
Ribbleton
Ringley
Risley
Robert Hall St
Rochdale Central
Roman Rd
Romiley
Rossall
Royton
S.E. Macclesfield
S.W. Macclesfield
Sale
Sale Moor
Salford Quays
Sandgate
Scarisbrick
Sebergham
Sedbergh
Selsmire
Settle
Shannon St South
Shap
Shaw
Siddick
Silloth
Skelmersdale
Slipway
Snipe
South Park
Spa Rd
Spadeadam 11/33kV
Spadeadam 132/11kV
Spotland
Spring Cottage
Spring Garden St 11kV
Spring Garden St 6.6kV
Squires Gate
St Annes
St Marys
St Marys St
St Thomas Rd
Stainburn
Standish
Strangeways
Strawberry Bank
Stuart St
Stubbins
Swinton
Tame Valley
Tardy Gate
Tarleton
The Height
Thornton
Townley St
Trafford
Trafford Park North
Trimpell
Trinity
Tulketh
Ulverston
Union Rd
Upholland
Urmston
Victoria Park
Warbreck
Wardleworth
Warton
Waterhead
Waterswallows
Weaste
Werneth
Wesley Place Bacup
West Didsbury
Westgate
Westhoughton
Westlinton
Whalley
Whalley Range
Whasset
Whinfell
Whittle Le Woods
Whitworth
Wigton
Willow Hey
Willowbank
Willowholme
Wilmslow
Windermere
Winifred Rd
Withington
Withyfold Drive
Woodbine St
Woodfield Rd
Woodhill Lane
Woodhouse Park
Woodley
Woolfold
Wordsworth St
Worsley Mesnes
Wrightington
Yealand
Minimum Demand
Maximum Demand
Installed Storage Capacity
Installed Distributed Generation Capacity
Number of Heat Pumps
Number of Electric Vehicles
CLICK HERE TO
RETURN TO CONTENTS

## Multiple BSP charts
Multiple Bulk Supply Points Forecast Charts
These charts aggregate the forecasts for multiple bulk supply points (BSP). You can choose multiple BSPs to view by using the drop down boxes below. You can also choose whether to include a BSP in the charts by selecting "yes" or "no" in the box to the right of the BSP name. If you would like to understand more about which primary substations are located in the area you are interested in, head to our geographical information worksheet. The charts plot our DFES charts for minimum demand, maximum demand, installed distributed generation capacity, installed storage capacity, uptake of electric vehicles and uptake of heat pumps.
| Select BSP | BSP Included
| Select a BSP | No
| Select a BSP | No
| Select a BSP | No
| Select a BSP | No
| Select a BSP | No
| Select a BSP | No
| Select a BSP | No
| Select a BSP | No
| Select a BSP | No
| Select a BSP | No
Select a BSP
Adswood
Agecroft
Altrincham
Atherton
Barrow & Sandgate
Barton
Belfield
Bispham
Blackburn
Blackpool
Bloom St
Bolton
Burnley
Bury
Buxton
Carlisle
Carlisle North
Carrington BSP
Castleton
Chadderton
Droylsden
Egremont
Frederick Rd
Golborne
Greenhill
Hartshead-Heyrod
Hazel Grove
Huncoat
Hyde
Kendal (Parkside Rd)
Lancaster
Leyland
Longsight
Lower Darwen
Lytham
Moss Nook
Moss Nook Primary
Nelson
New Mills
Orrell
Padiham
Peel
Penrith & Shap
Preston East
Radcliffe
Red Bank
Ribble
Risley
Rochdale Central
Rossendale
Royton
Sale
Skelmersdale
Spadeadam 11/33kV
Spadeadam 132/11kV
Stainburn & Siddick
Stretford
Stuart St
Thornton
Trimpell
Ulverston
Vernon Park
West Didsbury
Westhoughton
Wigan
Wrightington
CLICK HERE TO
RETURN TO CONTENTS
Minimum Demand
Maximum Demand
Installed Distributed Generation Capacity
Installed Storage Capacity
Number of Heat Pumps
Number of Electric Vehicles

## Multiple Primary charts
Multiple Primary Substation Forecast Charts
These charts aggregate the forecasts for multiple primary substations. You can choose multiple primary substations to view by using the drop down boxes below. You can also choose whether to include a primary substation in the charts by selecting "yes" or "no" in the box to the right of the primary name. If you would like to understand more about which primary substations are located in the area you are interested in, head to our geographical information worksheet. The charts plot our DFES charts for minimum demand, maximum demand, installed distributed generation capacity, installed storage capacity, uptake of electric vehicles and uptake of heat pumps.
| Select Primary Substation | Primary Included | #
| Select a Primary | No
| Select a Primary | No
| Select a Primary | No
| Select a Primary | No
| Select a Primary | No
| Select a Primary | No
| Select a Primary | No
| Select a Primary | No
| Select a Primary | No
| Select a Primary | No
PRIMARY LIST - DO NOT MODIFY
Albion St
Alderley & Chelford
Alston
Ambleside
Ancoats North T11 & T12
Ancoats North T14
Annie Pit
Ansdell
Ardwick
Arnside
Ashton (Golborne)
Ashton (Ribble)
Ashton On Mersey
Ashton Under Lyne T11 & T12
Ashton Under Lyne T13
Ashwood Dale
Askam & Dalton
Askerton Castle
Aspatria
Atherton Town Centre
Athletic St
Avenham
Baguley
Bamber Bridge
Barbara St
Barrow
Barton Dock Rd
Bedford
Belgrave
Benchill
Bentham
Bispham
Blackbull
Blackburn
Blackburn Rd Clayton
Blackfriars
Blackley
Blackpool
Bollington
Bolton By Bowland
Bolton Le Sands
Botany Bay
Bow Lane
Bowaters
Bowdon
Bradford
Bradshawgate
Bramhall
Bridgewater
Brinksway
Broadheath
Broadway
Buckshaw
Burnley
Burnley Centre
Burnley North
Burrow Beck
Burscough Bridge
Bury Town Centre
Campbell St
Cannon St
Capontree
Carleton
Carlisle North
Carr St
Castleton
Catterall Waterworks
Cecil St
Central Manchester
Chadderton
Chamberhall
Chapel Wharf
Chassen Rd
Chatsworth St
Cheadle Heath
Cheadle Hulme
Cheetham Hill
Chester Rd T11 & T12
Chester Rd T13
Chorley South
Chorlton
Church
Circle Square
Clarendon Rd
Claughton
Cleveleys
Clifton Junction
Clover Hill
Cog Lane
Coniston
Copse Rd
Cox Green
Craggs Row & Bushell St
Crown Lane
Culcheth
Cutacre
Deansgate
Denton East
Denton West
Dickinson St
Didsbury
Dodgson Rd
Douglas St
Droylsden East
Dukinfield
Dumers Lane
Dumplington
Eastlands
Easton
Egremont
Embleton
Exchange St
Failsworth
Fallowfield
Farnworth
Feniscowles
Ferodo
Flat Lane
Frederick Rd
Fusehill
Gale
Garstang
Gatley
Gidlow
Gillsrow
Glaxo
Glossop
Golborne
Gowhole
Grane Rd & Prinny Hill
Grange
Great Harwood
Green Lane (Altrincham)
Green Lane (Hazel Grove)
Green St T11
Green St T12 & T13
Greenfield
Greenhill
Griffin
Hadfield
Hall Cross
Handforth
Hanging Bridge
Hareholme
Harpurhey
Harwood
Hattersley
Haverthwaite
Hawk Green
Haydock
HDA No1 & HDA No2
Heady Hill
Heap Bridge
Heasandford
Heaton Moor
Heaton Norris
Helwith Bridge
Hensingham
Heyrod
Heyside
Heywood
Higher Mill
Higher Walton
Hill Top T11 & T12
Hill Top T13
Hindley Green
Hollinwood
Holme Rd
Holt St
Hurst
Hutton End & Skelton C
Hyde
Hyndburn Rd
India St
Ingleton
Irlam
James St
Kay St
Kendal
Keswick
Kingsway
Kinkry Hill
Kirkby Lonsdale
Kirkby Moor
Kirkby Stephen
Kirkby Thore
Kirkhall Lane
Kitt Green
Knott Mill
Lamberhead
Lancaster
Langley
Langroyd Rd
Leigh
Levenshulme
Leyland National
Little Hulton
Little Salkeld
Littleborough
Longford Bridge
Longridge
Longsight
Lostock
Lower Darwen
Lyons Rd
Manchester University
Marple
Marton
Maryport
Melling
Mereside
Media City
Middleton Junction
Midway
Milnrow
Mintsfeet
Monsall
Monton
Moorside
Morton Park & Pirelli
Mosley Rd
Moss Lane
Moss Nook Primary
Moss Side (Leyland) & Seven Stars
Moss Side (Longsight)
Mossley
Mount St
Musgrave Rd
Nelson
New Moston
Newbiggin on Lune
Newby
Newton
Newton Heath
Newton Le Willows
Newtongate T11 & T12
Newtongate T13
Norbreck
Norbury
Northenden
NWGB Partington
Offerton
Openshaw
Ormskirk
Padiham
Peel St & Ribblesdale T13
Pendleton
Petteril Bank
Phillips Lane
Piccadilly
Pimbo
Portwood
Poulton
Poynton
Preesall
Preston East
Preston Old Rd
Prestwich
Pringle St
Queens Park
Radcliffe
Randal St
Rawtenstall Rd
Reddish Vale
Ribblesdale T14
Ribbleton
Ringley
Risley
Robert Hall St
Rochdale Central
Roman Rd
Romiley
Rossall
Royton
S.E. Macclesfield
S.W. Macclesfield
Sale
Sale Moor
Salford Quays
Sandgate
Scarisbrick
Sebergham
Sedbergh
Selsmire
Settle
Shannon St South
Shap
Shaw
Siddick
Silloth
Skelmersdale
Slipway
Snipe
South Park
Spa Rd
Spadeadam 11/33kV
Spadeadam 132/11kV
Spotland
Spring Cottage
Spring Garden St 11kV
Spring Garden St 6.6kV
Squires Gate
St Annes
St Marys
St Marys St
St Thomas Rd
Stainburn
Standish
Strangeways
Strawberry Bank
Stuart St
Stubbins
Swinton
Tame Valley
Tardy Gate
Tarleton
The Height
Thornton
Townley St
Trafford
Trafford Park North
Trimpell
Trinity
Tulketh
Ulverston
Union Rd
Upholland
Urmston
Victoria Park
Warbreck
Wardleworth
Warton
Waterhead
Waterswallows
Weaste
Werneth
Wesley Place Bacup
West Didsbury
Westgate
Westhoughton
Westlinton
Whalley
Whalley Range
Whasset
Whinfell
Whittle Le Woods
Whitworth
Wigton
Willow Hey
Willowbank
Willowholme
Wilmslow
Windermere
Winifred Rd
Withington
Withyfold Drive
Woodbine St
Woodfield Rd
Woodhill Lane
Woodhouse Park
Woodley
Woolfold
Wordsworth St
Worsley Mesnes
Wrightington
Yealand
CLICK HERE TO
RETURN TO CONTENTS
Minimum Demand
Maximum Demand
Installed Storage Capacity
Installed Distributed Generation Capacity
Number of Electric Vehicles
Number of Heat Pumps

## BSP & PRIMARY DATASETS >>>>
BSP and Primary Datasets
CONTENTS
Section | Tab | Short Description
BSP AND PRIMARY SUBSTATION DATASETS | Maximum Demand | Data table containing maximum demand values for each BSP and primary substation
| Minimum Demand | Data table containing minimum demand values for each BSP and primary substation
| Generation | Data table containing DG capacity values for each BSP and primary substation
| Electric Vehicle Uptake | Data table containing number of EVs per BSP and primary substation
| Heat Pump Uptake | Data table containing number of HPs per BSP and primary substation
| Storage | Data table containing battery storage capacity values per BSP and primary substation
CLICK HERE TO
RETURN TO CONTENTS

## Maximum Demand
| Central Outlook | [32 empty] | Steady Progression | [32 empty] | System Transformation | [32 empty] | Consumer Transformation | [32 empty] | Leading the Way
Primary | (Years as financial years, ie 2051 is FY2050/51) | 2020 | 2021 | 2022 | 2023 | 2024 | 2025 | 2026 | 2027 | 2028 | 2029 | 2030 | 2031 | 2032 | 2033 | 2034 | 2035 | 2036 | 2037 | 2038 | 2039 | 2040 | 2041 | 2042 | 2043 | 2044 | 2045 | 2046 | 2047 | 2048 | 2049 | 2050 | 2051 | (Years as financial years, ie 2051 is FY2050/51) | 2020 | 2021 | 2022 | 2023 | 2024 | 2025 | 2026 | 2027 | 2028 | 2029 | 2030 | 2031 | 2032 | 2033 | 2034 | 2035 | 2036 | 2037 | 2038 | 2039 | 2040 | 2041 | 2042 | 2043 | 2044 | 2045 | 2046 | 2047 | 2048 | 2049 | 2050 | 2051 | (Years as financial years, ie 2051 is FY2050/51) | 2020 | 2021 | 2022 | 2023 | 2024 | 2025 | 2026 | 2027 | 2028 | 2029 | 2030 | 2031 | 2032 | 2033 | 2034 | 2035 | 2036 | 2037 | 2038 | 2039 | 2040 | 2041 | 2042 | 2043 | 2044 | 2045 | 2046 | 2047 | 2048 | 2049 | 2050 | 2051 | (Years as financial years, ie 2051 is FY2050/51) | 2020 | 2021 | 2022 | 2023 | 2024 | 2025 | 2026 | 2027 | 2028 | 2029 | 2030 | 2031 | 2032 | 2033 | 2034 | 2035 | 2036 | 2037 | 2038 | 2039 | 2040 | 2041 | 2042 | 2043 | 2044 | 2045 | 2046 | 2047 | 2048 | 2049 | 2050 | 2051 | (Years as financial years, ie 2051 is FY2050/51) | 2020 | 2021 | 2022 | 2023 | 2024 | 2025 | 2026 | 2027 | 2028 | 2029 | 2030 | 2031 | 2032 | 2033 | 2034 | 2035 | 2036 | 2037 | 2038 | 2039 | 2040 | 2041 | 2042 | 2043 | 2044 | 2045 | 2046 | 2047 | 2048 | 2049 | 2050 | 2051
Albion St |  | 13.024 | 12.7826 | 12.6118 | 12.8773 | 13.1122 | 13.3353 | 13.5346 | 13.9054 | 14.1982 | 14.4035 | 14.7996 | 15.2817 | 15.6327 | 15.885 | 16.2026 | 16.4292 | 16.7884 | 17.1684 | 17.4661 | 17.7332 | 17.9487 | 18.1411 | 18.2866 | 18.3848 | 18.4768 | 18.5645 | 18.6099 | 18.6171 | 18.8042 | 18.6425 | 18.6289 | 18.5943 |  | 13.024 | 12.8407 | 12.6597 | 12.8244 | 12.9926 | 13.1461 | 13.2725 | 13.5778 | 13.8077 | 13.9615 | 14.3099 | 14.6924 | 14.913 | 15.0861 | 15.3479 | 15.5463 | 15.72 | 15.9798 | 16.2154 | 16.4569 | 16.6746 | 16.9514 | 17.2089 | 17.3967 | 17.5674 | 17.7482 | 17.8928 | 17.979 | 18.2196 | 18.0968 | 18.0896 | 18.1671 |  | 13.024 | 12.7807 | 12.5802 | 12.8066 | 13.0041 | 13.1866 | 13.331 | 13.6408 | 13.8596 | 13.995 | 14.3175 | 14.6869 | 14.9463 | 15.1428 | 15.4127 | 15.6088 | 15.8161 | 16.0721 | 16.2446 | 16.3886 | 16.4992 | 16.6112 | 16.6904 | 16.7293 | 16.7617 | 16.7905 | 16.7762 | 16.7228 | 16.8286 | 16.6209 | 16.5411 | 16.5209 |  | 13.024 | 12.7865 | 12.6005 | 12.8383 | 13.0321 | 13.198 | 13.309 | 13.5726 | 13.7366 | 13.7884 | 13.999 | 14.2393 | 14.4206 | 14.5258 | 14.698 | 15.0496 | 16.2457 | 17.5051 | 18.6957 | 19.8508 | 20.9228 | 22.156 | 23.3664 | 24.5169 | 25.6954 | 26.7416 | 27.7656 | 28.7474 | 29.943 | 30.6472 | 31.1671 | 31.0974 |  | 13.024 | 12.7099 | 12.4519 | 12.6169 | 12.7561 | 12.8615 | 12.9283 | 13.1448 | 13.2702 | 13.2963 | 13.7569 | 15.1173 | 16.4362 | 17.5844 | 18.8892 | 20.0733 | 21.1828 | 22.3835 | 23.5027 | 24.5946 | 25.6828 | 26.9258 | 28.0368 | 29.1274 | 30.2625 | 30.6446 | 30.6332 | 30.5914 | 30.8823 | 30.5721 | 30.4892 | 30.4252
Alderley & Chelford |  | 17.2145 | 16.6661 | 16.362 | 16.7391 | 17.0943 | 17.4918 | 17.9218 | 18.362 | 18.8589 | 19.3867 | 19.927 | 20.6173 | 21.2593 | 21.8026 | 22.319 | 22.802 | 23.3222 | 23.8075 | 24.2603 | 24.7247 | 25.108 | 25.3446 | 25.5434 | 25.6294 | 25.6614 | 25.7019 | 25.7125 | 25.7122 | 25.6981 | 25.7027 | 25.6534 | 25.5716 |  | 17.2145 | 16.7342 | 16.4668 | 16.6716 | 16.8571 | 17.101 | 17.376 | 17.6801 | 18.0458 | 18.4669 | 18.9073 | 19.3866 | 19.7479 | 20.0738 | 20.4097 | 20.7694 | 21.1596 | 21.5725 | 21.9921 | 22.4547 | 22.8992 | 23.3733 | 23.8342 | 24.1918 | 24.4861 | 24.6594 | 24.8025 | 24.9059 | 24.9752 | 25.0321 | 25.0054 | 25.0171 |  | 17.2145 | 16.663 | 16.3176 | 16.6384 | 16.9415 | 17.2829 | 17.6353 | 17.9906 | 18.3806 | 18.8041 | 19.2435 | 19.7745 | 20.2716 | 20.7205 | 21.1601 | 21.5959 | 22.0638 | 22.4931 | 22.8873 | 23.2863 | 23.6251 | 23.8265 | 24.0054 | 24.08 | 24.1028 | 24.1348 | 24.1338 | 24.1162 | 24.0821 | 24.0635 | 23.9866 | 23.9184 |  | 17.2145 | 16.6684 | 16.3211 | 16.6367 | 16.9124 | 17.2069 | 17.4918 | 17.7861 | 18.1573 | 18.5259 | 18.8575 | 19.2228 | 19.6383 | 19.9773 | 20.2969 | 20.7259 | 21.58 | 22.4062 | 23.1688 | 23.9222 | 24.5973 | 25.5408 | 26.4203 | 27.2226 | 27.9634 | 28.6954 | 29.393 | 30.0597 | 30.7061 | 31.349 | 31.7735 | 31.7715 |  | 17.2145 | 16.6263 | 16.2377 | 16.5114 | 16.7534 | 17.035 | 17.3668 | 17.697 | 18.0631 | 18.4387 | 18.9247 | 19.9092 | 20.9641 | 21.9101 | 22.8478 | 23.7491 | 24.5855 | 25.3847 | 26.1299 | 26.9832 | 28.0024 | 28.9182 | 29.7673 | 30.5664 | 31.3039 | 31.7872 | 31.8611 | 31.9151 | 31.9827 | 32.0242 | 32.0363 | 32.0651
Alston |  | 1.6668 | 1.6152 | 1.6009 | 1.6383 | 1.6806 | 1.7209 | 1.7591 | 1.837 | 1.8795 | 1.8974 | 1.9459 | 2.0453 | 2.1456 | 2.2646 | 2.379 | 2.484 | 2.651 | 2.8212 | 3.0269 | 3.2451 | 3.4516 | 3.5899 | 3.6863 | 3.7521 | 3.8164 | 3.8737 | 3.925 | 3.9815 | 4.0267 | 4.0748 | 4.1229 | 4.112 |  | 1.6668 | 1.6247 | 1.6116 | 1.6331 | 1.6878 | 1.7254 | 1.7612 | 1.8252 | 1.889 | 1.9538 | 2.019 | 2.1355 | 2.1567 | 2.1865 | 2.2092 | 2.2357 | 2.2771 | 2.3221 | 2.4409 | 2.577 | 2.722 | 2.8863 | 3.0419 | 3.1894 | 3.3313 | 3.3583 | 3.3821 | 3.4038 | 3.4179 | 3.4317 | 3.442 | 3.4502 |  | 1.6668 | 1.615 | 1.5946 | 1.6251 | 1.6607 | 1.6937 | 1.7222 | 1.7829 | 1.8143 | 1.8306 | 1.8696 | 1.9552 | 2.0281 | 2.0927 | 2.1967 | 2.2954 | 2.3951 | 2.498 | 2.6375 | 2.7897 | 2.9335 | 3.0111 | 3.0494 | 3.0588 | 3.0671 | 3.07 | 3.0674 | 3.0695 | 3.0618 | 3.0565 | 3.051 | 3.0472 |  | 1.6668 | 1.6157 | 1.5983 | 1.6323 | 1.6708 | 1.7071 | 1.7407 | 1.8242 | 1.9058 | 1.926 | 2.0217 | 2.1098 | 2.2257 | 2.3184 | 2.4 | 2.5213 | 2.7413 | 2.974 | 3.1943 | 3.4262 | 3.6307 | 3.8451 | 3.9989 | 4.1353 | 4.2691 | 4.3959 | 4.5192 | 4.6341 | 4.7474 | 4.8577 | 4.9566 | 4.9459 |  | 1.6668 | 1.6098 | 1.5866 | 1.6147 | 1.648 | 1.685 | 1.738 | 1.8767 | 1.9532 | 1.9678 | 2.0865 | 2.3493 | 2.612 | 2.8434 | 3.0552 | 3.2918 | 3.4951 | 3.7078 | 3.9109 | 4.1335 | 4.2768 | 4.3988 | 4.5376 | 4.6662 | 4.7931 | 4.9133 | 4.9087 | 4.9003 | 4.8909 | 4.8843 | 4.8789 | 4.8705
Ambleside |  | 10.6597 | 10.5412 | 10.5575 | 10.6944 | 10.8127 | 11.0194 | 11.2737 | 11.4345 | 11.8744 | 12.0044 | 12.2493 | 12.5078 | 12.8918 | 13.1358 | 13.3151 | 13.6477 | 13.9758 | 14.2961 | 14.7149 | 15.1674 | 15.5391 | 15.9504 | 16.2228 | 16.4788 | 16.749 | 16.9541 | 17.1748 | 17.333 | 17.5219 | 17.7149 | 17.8708 | 17.8968 |  | 10.6597 | 10.5996 | 10.6241 | 10.7942 | 10.9014 | 11.136 | 11.3429 | 11.517 | 11.8155 | 12.0787 | 12.3726 | 12.887 | 12.967 | 13.0682 | 13.1423 | 13.209 | 13.3237 | 13.4009 | 13.5058 | 13.5819 | 13.704 | 13.8062 | 13.946 | 14.0699 | 14.1781 | 14.2578 | 14.3408 | 14.3931 | 14.5203 | 14.4954 | 14.5206 | 14.529 |  | 10.6597 | 10.5397 | 10.5225 | 10.6406 | 10.7133 | 10.8965 | 11.0374 | 11.1248 | 11.4708 | 11.5398 | 11.7264 | 11.8968 | 12.1718 | 12.3451 | 12.4691 | 12.7523 | 12.9586 | 13.1548 | 13.2972 | 13.4691 | 13.5902 | 13.6594 | 13.78 | 13.8315 | 13.8608 | 13.876 | 13.9172 | 13.9063 | 13.9177 | 13.9316 | 13.913 | 13.9433 |  | 10.6597 | 10.5385 | 10.5431 | 10.6536 | 10.7619 | 10.9432 | 11.1919 | 11.3355 | 11.7552 | 11.8677 | 12.0913 | 12.3248 | 12.6844 | 12.9063 | 13.0645 | 13.3764 | 13.851 | 14.5865 | 15.2466 | 15.8837 | 16.4302 | 17.027 | 17.4689 | 17.889 | 18.3308 | 18.729 | 19.1683 | 19.4933 | 19.8743 | 20.2423 | 20.4702 | 20.4124 |  | 10.6597 | 10.4999 | 10.4662 | 10.5354 | 10.6137 | 10.8039 | 11.0318 | 11.1566 | 11.5571 | 11.6596 | 11.8786 | 12.3187 | 13.1866 | 13.9331 | 14.7244 | 15.4247 | 16.1049 | 16.7791 | 17.3907 | 17.984 | 18.5031 | 19.0698 | 19.5416 | 19.9498 | 20.4197 | 20.6516 | 20.6262 | 20.4977 | 20.436 | 20.378 | 20.2886 | 20.245
Ancoats North T11 & T12 |  | 15.8464 | 15.7065 | 16.7366 | 17.9966 | 18.2597 | 18.4336 | 18.6451 | 18.8801 | 19.074 | 19.3066 | 19.5928 | 19.8802 | 20.0913 | 20.3038 | 20.5017 | 20.6845 | 20.992 | 21.2703 | 21.5883 | 21.9379 | 22.2674 | 22.5611 | 22.8197 | 23.0597 | 23.2929 | 23.5182 | 23.7439 | 23.9624 | 24.1905 | 24.4013 | 24.6128 | 24.7106 |  | 15.8464 | 15.7872 | 16.3656 | 17.1104 | 17.3707 | 17.5821 | 17.8438 | 18.1506 | 18.4388 | 18.7992 | 19.4145 | 20.0924 | 20.1882 | 20.3169 | 20.4171 | 20.5439 | 20.6562 | 20.7478 | 20.8544 | 20.9658 | 21.0888 | 21.2706 | 21.4361 | 21.5937 | 21.7464 | 21.832 | 21.9118 | 21.9712 | 22.0286 | 22.0831 | 22.1129 | 22.1665 |  | 15.8464 | 15.7058 | 16.7233 | 17.9676 | 18.216 | 18.3741 | 18.5643 | 18.7778 | 18.9461 | 19.1537 | 19.4151 | 19.6665 | 19.845 | 20.0352 | 20.2093 | 20.3797 | 20.5911 | 20.7795 | 20.9759 | 21.1676 | 21.3446 | 21.4881 | 21.6019 | 21.6986 | 21.789 | 21.8719 | 21.9539 | 22.0283 | 22.1134 | 22.1728 | 22.2405 | 22.3182 |  | 15.8464 | 15.705 | 16.7187 | 17.9572 | 18.1945 | 18.3358 | 18.5033 | 18.7207 | 18.8673 | 19.0691 | 19.3179 | 19.5862 | 19.7193 | 19.8705 | 20.0103 | 20.2533 | 20.9383 | 21.6278 | 22.3863 | 23.1313 | 23.8484 | 24.524 | 25.1684 | 25.7867 | 26.3928 | 26.9847 | 27.5705 | 28.1398 | 28.7137 | 29.2593 | 29.3613 | 29.3883 |  | 15.8464 | 15.6481 | 16.5927 | 17.7754 | 17.9515 | 18.0356 | 18.1833 | 18.4255 | 18.541 | 18.7151 | 18.9931 | 19.6094 | 20.2941 | 20.9391 | 21.729 | 22.4517 | 23.204 | 23.9365 | 24.6597 | 25.3726 | 26.0595 | 26.6928 | 27.3035 | 27.9079 | 28.5007 | 28.6001 | 28.635 | 28.6631 | 28.7434 | 28.743 | 28.7416 | 28.737
Ancoats North T14 |  | 10.8319 | 10.6107 | 10.9855 | 11.6556 | 11.9048 | 12.077 | 12.2497 | 12.421 | 12.5693 | 12.7419 | 12.9344 | 13.1234 | 13.2362 | 13.3508 | 13.4649 | 13.57 | 13.7754 | 13.9315 | 14.0952 | 14.256 | 14.4011 | 14.5387 | 14.6592 | 14.7756 | 14.8835 | 14.988 | 15.0931 | 15.1832 | 15.2767 | 15.3663 | 15.4769 | 15.4762 |  | 10.8319 | 10.6738 | 10.8601 | 11.2497 | 11.4568 | 11.6171 | 11.7907 | 12.0029 | 12.3364 | 12.7556 | 13.2568 | 13.7639 | 13.8017 | 13.8489 | 13.9021 | 13.9721 | 14.034 | 14.0498 | 14.0995 | 14.1498 | 14.1973 | 14.2547 | 14.3 | 14.3429 | 14.3758 | 14.4023 | 14.4235 | 14.444 | 14.4561 | 14.4878 | 14.4787 | 14.485 |  | 10.8319 | 10.6101 | 10.9724 | 11.6275 | 11.8627 | 12.0201 | 12.1732 | 12.3258 | 12.4525 | 12.6042 | 12.7767 | 12.9376 | 13.0223 | 13.1166 | 13.2131 | 13.3058 | 13.4262 | 13.4979 | 13.576 | 13.6501 | 13.7124 | 13.7686 | 13.8115 | 13.8512 | 13.8828 | 13.9115 | 13.94 | 13.9534 | 13.9691 | 13.9808 | 14.0092 | 14.0078 |  | 10.8319 | 10.6107 | 10.9671 | 11.6185 | 11.8482 | 12.0009 | 12.1543 | 12.3054 | 12.4332 | 12.5835 | 12.7512 | 12.9116 | 12.9995 | 13.0882 | 13.1759 | 13.2599 | 13.4574 | 13.6068 | 13.762 | 13.9132 | 14.0474 | 14.1718 | 14.2792 | 14.3816 | 14.4741 | 14.5618 | 14.6477 | 14.7221 | 14.8655 | 15.0026 | 15.0766 | 15.0486 |  | 10.8319 | 10.5874 | 10.9193 | 11.5449 | 11.7482 | 11.8796 | 12.0175 | 12.1558 | 12.2759 | 12.4216 | 12.5938 | 12.8669 | 13.1027 | 13.3383 | 13.5678 | 13.7849 | 14.0113 | 14.1858 | 14.3692 | 14.5481 | 14.7117 | 14.8645 | 15.0382 | 15.2352 | 15.424 | 15.5099 | 15.5232 | 15.5285 | 15.5376 | 15.5398 | 15.525 | 15.519
Annie Pit |  | 16.7783 | 16.1916 | 15.956 | 16.3305 | 16.465 | 16.7797 | 17.103 | 17.3569 | 17.6848 | 18.0818 | 18.5183 | 18.9285 | 19.3465 | 19.7733 | 20.1184 | 20.4729 | 20.9345 | 21.3678 | 21.7087 | 22.0429 | 22.3199 | 22.5455 | 22.8065 | 23.0225 | 23.2061 | 23.3476 | 23.4933 | 23.5722 | 23.839 | 23.7831 | 23.8683 | 23.7568 |  | 16.7783 | 16.272 | 16.1142 | 16.4137 | 16.6308 | 16.967 | 17.3829 | 17.7897 | 18.2565 | 18.8645 | 19.5722 | 20.2613 | 20.4232 | 20.6254 | 20.7227 | 20.8564 | 21.011 | 21.1754 | 21.3493 | 21.4628 | 21.6588 | 21.8169 | 21.9704 | 22.1296 | 22.2312 | 22.2944 | 22.3172 | 22.3965 | 22.6345 | 22.5102 | 22.4885 | 22.4776 |  | 16.7783 | 16.1898 | 15.9196 | 16.2624 | 16.3442 | 16.6104 | 16.8713 | 17.1018 | 17.3519 | 17.6836 | 18.0508 | 18.3539 | 18.5716 | 18.8806 | 19.1744 | 19.3918 | 19.7396 | 20.0578 | 20.2835 | 20.4976 | 20.6733 | 20.7714 | 20.8875 | 20.9751 | 21.033 | 21.051 | 21.0724 | 21.0272 | 21.1581 | 20.9906 | 20.9512 | 20.8672 |  | 16.7783 | 16.1927 | 15.9556 | 16.2784 | 16.4202 | 16.565 | 16.8368 | 17.0652 | 17.3447 | 17.5396 | 17.9139 | 18.4916 | 18.8995 | 19.232 | 19.5371 | 19.8158 | 20.5572 | 21.927 | 23.2186 | 24.4645 | 25.7377 | 26.9507 | 28.2646 | 29.4579 | 30.6662 | 31.7891 | 32.9015 | 33.916 | 34.9286 | 35.938 | 36.512 | 36.4013 |  | 16.7783 | 16.1403 | 15.7757 | 16.1096 | 16.0996 | 16.3002 | 16.3651 | 16.6358 | 16.851 | 17.1596 | 17.6271 | 18.972 | 20.4024 | 21.8958 | 23.3205 | 24.6021 | 25.8325 | 27.182 | 28.4731 | 29.8067 | 31.0307 | 32.1994 | 33.4041 | 34.5184 | 35.6628 | 36.1139 | 36.1142 | 36.0045 | 35.9383 | 35.8722 | 35.7896 | 35.6922
Ansdell |  | 8.5567 | 8.4321 | 8.4179 | 8.5802 | 8.7343 | 8.8924 | 9.1037 | 9.3531 | 9.6096 | 9.8631 | 10.185 | 10.5852 | 10.9141 | 11.1824 | 11.4453 | 11.6626 | 11.955 | 12.2334 | 12.4637 | 12.6651 | 12.8389 | 12.9784 | 13.0507 | 13.1262 | 13.1919 | 13.2347 | 13.2243 | 13.2346 | 13.2441 | 13.2437 | 13.2586 | 13.2094 |  | 8.5567 | 8.4591 | 8.4413 | 8.5511 | 8.6619 | 8.7755 | 8.9358 | 9.1366 | 9.3405 | 9.5463 | 9.8198 | 10.1197 | 10.341 | 10.542 | 10.7593 | 10.9553 | 11.1681 | 11.4014 | 11.6252 | 11.8499 | 12.0714 | 12.3239 | 12.5191 | 12.6823 | 12.8515 | 12.9894 | 13.0763 | 13.1657 | 13.2367 | 13.2748 | 13.3051 | 13.3388 |  | 8.5567 | 8.4306 | 8.394 | 8.5262 | 8.6517 | 8.7789 | 8.947 | 9.1486 | 9.3456 | 9.5409 | 9.8037 | 10.1118 | 10.3654 | 10.5871 | 10.8127 | 11.0064 | 11.2379 | 11.4561 | 11.6277 | 11.7716 | 11.8945 | 11.9962 | 12.0545 | 12.0891 | 12.1325 | 12.1532 | 12.1325 | 12.1182 | 12.1089 | 12.083 | 12.058 | 12.0494 |  | 8.5567 | 8.4331 | 8.4079 | 8.5506 | 8.6744 | 8.7902 | 8.933 | 9.1014 | 9.2638 | 9.4001 | 9.5774 | 9.7776 | 9.9654 | 10.1099 | 10.2537 | 10.4895 | 11.1726 | 11.8481 | 12.6506 | 13.5036 | 14.3098 | 15.0851 | 15.7514 | 16.4001 | 17.0361 | 17.6405 | 18.2118 | 18.7837 | 19.3313 | 19.871 | 20.2448 | 20.2634 |  | 8.5567 | 8.4002 | 8.3431 | 8.4536 | 8.5529 | 8.6437 | 8.7731 | 8.9242 | 9.0639 | 9.1819 | 9.4819 | 10.2578 | 11.028 | 11.721 | 12.4364 | 13.0956 | 13.7372 | 14.4389 | 15.269 | 16.0749 | 16.8506 | 17.5867 | 18.2044 | 18.8292 | 19.4456 | 19.8141 | 19.8477 | 19.8922 | 19.9482 | 19.9694 | 19.9864 | 20.0093
Ardwick |  | 13.8766 | 13.5061 | 14.1699 | 15.3686 | 17.7185 | 19.9622 | 22.2884 | 24.6064 | 26.9369 | 28.1397 | 29.4476 | 30.8549 | 31.122 | 31.4728 | 31.7887 | 32.0577 | 32.3911 | 32.8307 | 33.2108 | 33.5327 | 33.9799 | 34.2893 | 34.5006 | 34.7054 | 34.9734 | 35.1441 | 35.3234 | 35.4391 | 35.6729 | 35.8 | 35.9313 | 35.9876 |  | 13.8766 | 13.5627 | 13.8019 | 14.421 | 16.6299 | 18.7599 | 20.9802 | 23.1951 | 25.4444 | 26.5948 | 27.8648 | 29.2086 | 29.3033 | 29.5155 | 29.7114 | 29.884 | 30.0144 | 30.2662 | 30.4703 | 30.6341 | 30.9387 | 31.1568 | 31.2612 | 31.4898 | 31.7372 | 31.8349 | 31.7973 | 31.9094 | 32.0195 | 32.0077 | 32.0437 | 32.0812 |  | 13.8766 | 13.5045 | 14.1414 | 15.3051 | 17.6269 | 19.836 | 22.1239 | 24.3961 | 26.6778 | 27.8371 | 29.1046 | 30.4518 | 30.6547 | 30.9591 | 31.2352 | 31.4772 | 31.6723 | 31.9694 | 32.2068 | 32.3854 | 32.6924 | 32.8376 | 32.8512 | 32.9854 | 33.1353 | 33.2047 | 33.1375 | 33.2329 | 33.3326 | 33.3137 | 33.3495 | 33.3748 |  | 13.8766 | 13.5074 | 14.1451 | 15.3155 | 17.6361 | 19.8502 | 22.1445 | 24.4373 | 26.7635 | 27.9604 | 29.2496 | 30.6079 | 30.831 | 31.1363 | 31.4054 | 31.6747 | 32.1425 | 32.7205 | 33.2147 | 33.7515 | 34.2433 | 34.7982 | 35.1356 | 35.4702 | 35.866 | 36.1592 | 36.4591 | 36.6887 | 37.0365 | 37.2695 | 37.3426 | 37.3245 |  | 13.8766 | 13.4788 | 14.0869 | 15.2296 | 17.5238 | 19.7271 | 22.03 | 24.336 | 26.6601 | 27.8638 | 29.2141 | 30.9138 | 31.4988 | 32.1629 | 32.7867 | 33.3563 | 33.8288 | 34.4539 | 35.0678 | 35.6473 | 36.137 | 36.6885 | 37.0364 | 37.3958 | 37.8221 | 37.8429 | 37.8694 | 37.8226 | 37.9083 | 37.8701 | 37.834 | 37.8542
Arnside |  | 4.1851 | 4.0788 | 3.9926 | 4.0263 | 4.1096 | 4.2014 | 4.2506 | 4.2919 | 4.4043 | 4.519 | 4.6917 | 4.9319 | 5.1182 | 5.307 | 5.4773 | 5.6216 | 5.8103 | 6.0022 | 6.2151 | 6.4218 | 6.6124 | 6.7324 | 6.8028 | 6.8432 | 6.8816 | 6.9021 | 6.9062 | 6.9185 | 6.9098 | 6.9109 | 6.9128 | 6.8739 |  | 4.1851 | 4.0925 | 4.0112 | 4.0065 | 4.0672 | 4.1284 | 4.1484 | 4.1604 | 4.2482 | 4.2903 | 4.4216 | 4.5569 | 4.6338 | 4.7281 | 4.8174 | 4.9112 | 5.0583 | 5.2278 | 5.4053 | 5.5818 | 5.7702 | 5.99 | 6.1863 | 6.3644 | 6.5332 | 6.5974 | 6.6522 | 6.7025 | 6.7302 | 6.7589 | 6.777 | 6.7867 |  | 4.1851 | 4.0783 | 3.9832 | 4.0057 | 4.0793 | 4.1597 | 4.1942 | 4.2178 | 4.305 | 4.3555 | 4.4673 | 4.6568 | 4.801 | 4.9619 | 5.1105 | 5.2432 | 5.3911 | 5.541 | 5.7119 | 5.877 | 6.0316 | 6.1182 | 6.1612 | 6.176 | 6.1889 | 6.1857 | 6.1659 | 6.152 | 6.1185 | 6.0933 | 6.0671 | 6.0375 |  | 4.1851 | 4.0801 | 3.9865 | 4.0112 | 4.0815 | 4.1602 | 4.2003 | 4.242 | 4.3807 | 4.4833 | 4.602 | 4.7198 | 4.8564 | 4.9659 | 5.0512 | 5.1947 | 5.5157 | 5.9859 | 6.4395 | 6.8762 | 7.2835 | 7.6629 | 7.9646 | 8.2372 | 8.5033 | 8.7546 | 8.9988 | 9.2281 | 9.4513 | 9.6722 | 9.8147 | 9.7957 |  | 4.1851 | 4.0737 | 3.9737 | 3.9921 | 4.0531 | 4.1345 | 4.2309 | 4.3074 | 4.4469 | 4.5521 | 4.7165 | 5.0561 | 5.4111 | 5.7346 | 6.0652 | 6.3773 | 6.7751 | 7.1903 | 7.5916 | 7.9803 | 8.3093 | 8.6009 | 8.8592 | 9.1016 | 9.3397 | 9.4876 | 9.4886 | 9.4878 | 9.4841 | 9.4846 | 9.4814 | 9.4742
Ashton (Golborne) |  | 16.3441 | 15.9786 | 16.3011 | 16.8993 | 17.1698 | 17.5281 | 17.7829 | 18.2441 | 18.7114 | 19.1352 | 19.7146 | 20.4386 | 21.0294 | 21.4377 | 21.939 | 22.3206 | 22.799 | 23.2892 | 23.7362 | 24.0846 | 24.3962 | 24.6535 | 24.8665 | 24.9669 | 25.0968 | 25.202 | 25.2923 | 25.3035 | 25.3229 | 25.4277 | 25.4575 | 25.2619 |  | 16.3441 | 16.0408 | 16.1687 | 16.4441 | 16.602 | 16.8978 | 17.0406 | 17.3408 | 17.6891 | 18.0233 | 18.4919 | 18.9931 | 19.3714 | 19.6616 | 20.0563 | 20.3983 | 20.7166 | 21.0872 | 21.5063 | 21.8877 | 22.272 | 22.6962 | 23.0788 | 23.3374 | 23.6174 | 23.8274 | 24.041 | 24.1657 | 24.2363 | 24.3658 | 24.3853 | 24.3406 |  | 16.3441 | 15.9764 | 16.2627 | 16.7912 | 17.0051 | 17.3342 | 17.4872 | 17.8398 | 18.1911 | 18.5015 | 18.9664 | 19.512 | 19.9573 | 20.2784 | 20.7051 | 21.048 | 21.4082 | 21.7747 | 22.0946 | 22.3162 | 22.521 | 22.6786 | 22.8084 | 22.8383 | 22.8931 | 22.9281 | 22.9425 | 22.8781 | 22.8212 | 22.8381 | 22.7814 | 22.6237 |  | 16.3441 | 15.9863 | 16.2891 | 16.8486 | 17.0606 | 17.3485 | 17.4654 | 17.7677 | 18.0501 | 18.2519 | 18.5499 | 18.8959 | 19.2196 | 19.401 | 19.6704 | 20.1352 | 21.5488 | 22.9803 | 24.6521 | 26.3881 | 28.1002 | 29.7088 | 31.0956 | 32.4973 | 33.8564 | 35.1334 | 36.3859 | 37.5907 | 38.8356 | 39.9755 | 40.5759 | 40.5147 |  | 16.3441 | 15.9022 | 16.1238 | 16.5975 | 16.7493 | 16.9721 | 17.0456 | 17.3039 | 17.5373 | 17.6924 | 18.2765 | 19.9161 | 21.5486 | 22.973 | 24.5307 | 25.9506 | 27.2669 | 28.7472 | 30.5301 | 32.1587 | 33.8166 | 35.3444 | 36.6197 | 37.9732 | 39.29 | 39.8439 | 39.8998 | 39.9205 | 40.049 | 40.0297 | 39.925 | 39.8736
Ashton (Ribble) |  | 6.0303 | 5.8152 | 5.6756 | 5.8112 | 5.9274 | 6.0162 | 6.1947 | 6.3291 | 6.5019 | 6.6716 | 6.894 | 7.179 | 7.417 | 7.63 | 7.8337 | 7.9853 | 8.1947 | 8.4128 | 8.6068 | 8.7826 | 8.9454 | 9.0495 | 9.0912 | 9.1316 | 9.1504 | 9.159 | 9.126 | 9.1197 | 9.0701 | 9.0492 | 9.0159 | 8.9653 |  | 6.0303 | 5.836 | 5.6947 | 5.7641 | 5.8231 | 5.8591 | 5.9806 | 6.0642 | 6.1846 | 6.309 | 6.4817 | 6.6641 | 6.7951 | 6.9272 | 7.0662 | 7.1785 | 7.3216 | 7.4991 | 7.6741 | 7.8494 | 8.0335 | 8.2365 | 8.4004 | 8.5762 | 8.7255 | 8.8185 | 8.8745 | 8.9414 | 8.9541 | 8.9781 | 8.9719 | 8.9885 |  | 6.0303 | 5.814 | 5.6578 | 5.7709 | 5.866 | 5.9324 | 6.0789 | 6.1793 | 6.3091 | 6.4371 | 6.6175 | 6.8373 | 7.0207 | 7.1989 | 7.3749 | 7.5083 | 7.6652 | 7.8323 | 7.9794 | 8.1118 | 8.2375 | 8.3148 | 8.3456 | 8.3757 | 8.3855 | 8.3864 | 8.3457 | 8.3273 | 8.2688 | 8.2431 | 8.1976 | 8.1658 |  | 6.0303 | 5.8186 | 5.6661 | 5.7804 | 5.8676 | 5.9191 | 6.0404 | 6.1184 | 6.246 | 6.3565 | 6.4942 | 6.6386 | 6.7772 | 6.8978 | 7.0109 | 7.1793 | 7.6891 | 8.2161 | 8.7119 | 9.1831 | 9.6377 | 10.0531 | 10.4189 | 10.7742 | 11.1185 | 11.5024 | 11.9689 | 12.4711 | 12.8521 | 13.2637 | 13.5393 | 13.5526 |  | 6.0303 | 5.8013 | 5.6322 | 5.7297 | 5.804 | 5.8515 | 5.9959 | 6.09 | 6.2111 | 6.319 | 6.5613 | 7.157 | 7.7386 | 8.2627 | 8.8207 | 9.3155 | 9.7961 | 10.2978 | 10.7671 | 11.215 | 11.6403 | 12.0124 | 12.3505 | 12.699 | 13.0369 | 13.1653 | 13.1171 | 13.2157 | 13.2328 | 13.2337 | 13.2443 | 13.2616
Ashton On Mersey |  | 12.207 | 12.1202 | 11.9959 | 12.2748 | 12.4567 | 12.6487 | 13.0807 | 13.2569 | 13.6383 | 13.9364 | 14.4355 | 15.0188 | 15.5404 | 15.9841 | 16.3814 | 16.7543 | 17.1886 | 17.5951 | 17.9784 | 18.3808 | 18.6472 | 18.8733 | 19.0117 | 19.2151 | 19.1859 | 19.3248 | 19.3209 | 19.4081 | 19.2981 | 19.4236 | 19.3777 | 19.3272 |  | 12.207 | 12.1695 | 12.0334 | 12.2362 | 12.3696 | 12.476 | 12.8807 | 12.985 | 13.3022 | 13.5116 | 13.9114 | 14.4021 | 14.565 | 14.8804 | 15.1637 | 15.405 | 15.7464 | 16.1138 | 16.5 | 16.9365 | 17.2927 | 17.7398 | 18.1083 | 18.5355 | 18.733 | 19.0154 | 19.1564 | 19.3621 | 19.3472 | 19.5395 | 19.5291 | 19.5901 |  | 12.207 | 12.1182 | 11.966 | 12.2072 | 12.3537 | 12.4755 | 12.8799 | 12.977 | 13.2767 | 13.4641 | 13.8491 | 14.3667 | 14.6574 | 15.0235 | 15.3609 | 15.6999 | 16.077 | 16.4232 | 16.7434 | 17.0757 | 17.2954 | 17.4781 | 17.5899 | 17.7627 | 17.7195 | 17.8315 | 17.8071 | 17.861 | 17.7309 | 17.8152 | 17.7364 | 17.7036 |  | 12.207 | 12.1217 | 11.9843 | 12.2383 | 12.3831 | 12.5077 | 12.8663 | 12.9376 | 13.223 | 13.3628 | 13.6559 | 14.0363 | 14.2195 | 14.4708 | 14.6928 | 15.0953 | 16.2388 | 17.3703 | 18.4672 | 19.7989 | 20.9504 | 22.4732 | 23.2569 | 24.652 | 25.2773 | 26.3894 | 27.3129 | 28.1846 | 28.9503 | 29.9095 | 30.3447 | 30.3475 |  | 12.207 | 12.0586 | 11.8617 | 12.0545 | 12.154 | 12.2406 | 12.5738 | 12.6181 | 12.8487 | 12.9529 | 13.4474 | 14.7523 | 15.9153 | 17.0732 | 18.2261 | 19.3355 | 20.3958 | 21.4431 | 22.622 | 23.9725 | 25.0192 | 26.503 | 27.1481 | 28.5595 | 29.0882 | 29.6208 | 29.6427 | 29.6456 | 29.5665 | 29.6728 | 29.622 | 29.6316
Ashton Under Lyne T11 & T12 |  | 17.8602 | 17.4925 | 17.1469 | 17.4979 | 17.8532 | 18.1406 | 18.4655 | 18.827 | 19.2478 | 19.6004 | 20.055 | 20.6329 | 21.0451 | 21.5019 | 21.9407 | 22.3143 | 22.8869 | 23.5457 | 24.1126 | 24.5857 | 25.1428 | 25.578 | 25.8577 | 26.2527 | 26.598 | 26.9128 | 27.0186 | 27.2985 | 27.5751 | 27.7479 | 27.9646 | 27.9231 |  | 17.8602 | 17.5845 | 17.2605 | 17.4889 | 17.7209 | 17.9671 | 18.1706 | 18.4538 | 18.8416 | 19.202 | 19.6923 | 20.1953 | 20.4496 | 20.675 | 20.8725 | 21.0989 | 21.3393 | 21.5619 | 21.7902 | 22.0659 | 22.2922 | 22.5579 | 22.786 | 22.9733 | 23.1768 | 23.3207 | 23.3863 | 23.555 | 23.6697 | 23.6807 | 23.6739 | 23.7351 |  | 17.8602 | 17.4905 | 17.1049 | 17.4076 | 17.7161 | 17.9542 | 18.1662 | 18.4948 | 18.8098 | 19.0363 | 19.4011 | 19.8443 | 20.1324 | 20.4989 | 20.8601 | 21.1646 | 21.4666 | 21.8392 | 22.1243 | 22.3449 | 22.6575 | 22.8636 | 22.9444 | 23.1318 | 23.2744 | 23.3913 | 23.322 | 23.397 | 23.4659 | 23.4452 | 23.4544 | 23.4266 |  | 17.8602 | 17.4958 | 17.1214 | 17.4394 | 17.7603 | 18.0123 | 18.31 | 18.6169 | 19.0135 | 19.3223 | 19.7182 | 20.209 | 20.5614 | 20.9576 | 21.3423 | 21.8641 | 23.1272 | 24.4829 | 25.7422 | 26.8868 | 28.1024 | 29.1477 | 30.0201 | 31.019 | 32.0573 | 32.9822 | 33.9279 | 34.7368 | 35.6642 | 36.4765 | 36.8358 | 36.7058 |  | 17.8602 | 17.4324 | 16.9969 | 17.245 | 17.5208 | 17.7245 | 18.0167 | 18.3001 | 18.6799 | 18.9832 | 19.5619 | 21.0349 | 22.4883 | 23.9508 | 25.3979 | 26.726 | 27.9239 | 29.2363 | 30.454 | 31.6206 | 32.8608 | 34.0409 | 35.0562 | 36.0678 | 37.085 | 37.3832 | 37.3249 | 37.1229 | 37.0967 | 36.9378 | 36.713 | 36.6073
Ashton Under Lyne T13 |  | 6.471 | 6.3216 | 6.1877 | 6.3069 | 6.4082 | 6.5391 | 6.6034 | 6.6813 | 6.8126 | 6.8928 | 7.0188 | 7.116 | 7.2387 | 7.341 | 7.405 | 7.4936 | 7.666 | 7.835 | 7.9788 | 8.1513 | 8.2794 | 8.3767 | 8.5194 | 8.6225 | 8.7453 | 8.7975 | 8.8999 | 9.0002 | 9.0393 | 9.1534 | 9.2299 | 9.1926 |  | 6.471 | 6.3497 | 6.2178 | 6.273 | 6.3239 | 6.4077 | 6.4282 | 6.4725 | 6.5735 | 6.6332 | 6.7453 | 6.8265 | 6.898 | 6.9575 | 6.9799 | 7.04 | 7.092 | 7.1467 | 7.188 | 7.2621 | 7.3128 | 7.3428 | 7.4142 | 7.447 | 7.502 | 7.4986 | 7.5429 | 7.5824 | 7.5634 | 7.6039 | 7.6151 | 7.5974 |  | 6.471 | 6.3211 | 6.1754 | 6.2807 | 6.369 | 6.4856 | 6.5316 | 6.5923 | 6.7028 | 6.7635 | 6.8698 | 6.9407 | 7.0374 | 7.1188 | 7.1592 | 7.2363 | 7.3162 | 7.3935 | 7.4467 | 7.5257 | 7.5669 | 7.5812 | 7.6396 | 7.6634 | 7.7047 | 7.6844 | 7.7073 | 7.7273 | 7.6945 | 7.7256 | 7.7235 | 7.6941 |  | 6.471 | 6.3226 | 6.1762 | 6.282 | 6.3691 | 6.4853 | 6.5339 | 6.5951 | 6.7087 | 6.7704 | 6.8742 | 6.9445 | 7.0452 | 7.1295 | 7.1726 | 7.2889 | 7.631 | 7.9821 | 8.3367 | 8.736 | 9.0753 | 9.3692 | 9.6977 | 9.9892 | 10.2746 | 10.4962 | 10.7615 | 11.02 | 11.204 | 11.4658 | 11.5801 | 11.4949 |  | 6.471 | 6.3056 | 6.1428 | 6.232 | 6.3059 | 6.4108 | 6.4552 | 6.514 | 6.6282 | 6.6994 | 6.8632 | 7.2296 | 7.6369 | 8.0181 | 8.3582 | 8.7769 | 9.1732 | 9.5665 | 9.9328 | 10.3314 | 10.6664 | 10.9527 | 11.2676 | 11.5559 | 11.8419 | 11.9819 | 11.9039 | 11.88 | 11.8545 | 11.7909 | 11.7432 | 11.6711
Ashwood Dale |  | 15.1415 | 15.0434 | 14.9502 | 15.1212 | 15.3448 | 15.6362 | 15.9194 | 16.2105 | 16.6283 | 16.9917 | 17.4661 | 18.0022 | 18.4965 | 18.8975 | 19.2605 | 19.6055 | 20.1312 | 20.6519 | 21.1344 | 21.6029 | 22.0042 | 22.3431 | 22.6341 | 22.8523 | 23.1044 | 23.2739 | 23.3916 | 23.565 | 23.7106 | 23.8158 | 23.9423 | 23.8639 |  | 15.1415 | 15.1217 | 15.0699 | 15.222 | 15.4204 | 15.6822 | 15.9268 | 16.1959 | 16.5929 | 16.9471 | 17.4192 | 17.8834 | 18.2033 | 18.4855 | 18.7269 | 19.0055 | 19.2955 | 19.601 | 19.9053 | 20.2506 | 20.5699 | 20.9111 | 21.2563 | 21.5039 | 21.789 | 21.9387 | 22.0542 | 22.1893 | 22.2687 | 22.2935 | 22.3093 | 22.3272 |  | 15.1415 | 15.0411 | 14.9062 | 15.0249 | 15.1992 | 15.4367 | 15.6474 | 15.8652 | 16.1911 | 16.4663 | 16.8513 | 17.2565 | 17.6381 | 17.9664 | 18.2385 | 18.5297 | 18.855 | 19.1479 | 19.4096 | 19.6672 | 19.8783 | 20.033 | 20.1558 | 20.2147 | 20.303 | 20.3185 | 20.2875 | 20.2992 | 20.2836 | 20.2335 | 20.2009 | 20.1483 |  | 15.1415 | 15.0424 | 14.9337 | 15.0771 | 15.2597 | 15.4933 | 15.6861 | 15.8753 | 16.1801 | 16.3994 | 16.6945 | 16.9782 | 17.2898 | 17.5309 | 17.714 | 18.1028 | 19.2818 | 20.4384 | 21.5393 | 22.6362 | 23.645 | 24.5622 | 25.488 | 26.2862 | 27.3364 | 28.2269 | 29.1985 | 30.1233 | 30.9382 | 31.8172 | 32.2144 | 32.1578 |  | 15.1415 | 14.9563 | 14.7647 | 14.8244 | 14.942 | 15.1049 | 15.2527 | 15.3888 | 15.6246 | 15.7842 | 16.2363 | 17.4946 | 18.8236 | 20.0549 | 21.2212 | 22.3733 | 23.4727 | 24.5483 | 25.5721 | 26.6057 | 27.5588 | 28.4132 | 29.2682 | 30.31 | 31.3267 | 31.7135 | 31.6334 | 31.6519 | 31.6863 | 31.6125 | 31.5676 | 31.4927
Askam & Dalton |  | 16.8711 | 16.5309 | 16.3034 | 16.5912 | 16.7061 | 16.8473 | 17.191 | 17.4433 | 17.7979 | 18.0581 | 18.5232 | 19.1838 | 19.738 | 20.2476 | 20.7088 | 21.0879 | 21.7662 | 22.4675 | 23.2036 | 23.9402 | 24.5872 | 25.0618 | 25.4299 | 25.6357 | 25.86 | 26.0238 | 26.1658 | 26.2358 | 26.4631 | 26.4079 | 26.4538 | 26.3218 |  | 16.8711 | 16.6159 | 16.4169 | 16.644 | 16.6944 | 16.7622 | 17.0204 | 17.2093 | 17.5014 | 17.7138 | 18.1057 | 18.5225 | 18.7686 | 19.0214 | 19.2635 | 19.5068 | 19.8644 | 20.3122 | 20.785 | 21.2345 | 21.7635 | 22.3476 | 22.8443 | 23.3093 | 23.7713 | 23.9873 | 24.168 | 24.2837 | 24.5612 | 24.5004 | 24.5248 | 24.5777 |  | 16.8711 | 16.5283 | 16.2498 | 16.4735 | 16.5294 | 16.6072 | 16.8627 | 17.0287 | 17.2771 | 17.437 | 17.7991 | 18.3087 | 18.7366 | 19.1633 | 19.559 | 19.902 | 20.2639 | 20.6576 | 21.102 | 21.5093 | 21.9362 | 22.1521 | 22.283 | 22.2965 | 22.3301 | 22.3375 | 22.2594 | 22.1832 | 22.1621 | 21.98 | 21.8689 | 21.7826 |  | 16.8711 | 16.5343 | 16.2901 | 16.5429 | 16.6065 | 16.6737 | 16.9058 | 17.0656 | 17.4036 | 17.6104 | 17.947 | 18.2973 | 18.6435 | 18.9569 | 19.2337 | 19.7248 | 21.2931 | 22.9167 | 24.7851 | 26.6597 | 28.4401 | 30.081 | 31.5478 | 32.8857 | 34.1761 | 35.338 | 36.5494 | 37.6395 | 38.8786 | 39.7995 | 40.3734 | 40.1885 |  | 16.8711 | 16.4304 | 16.0879 | 16.2403 | 16.2322 | 16.2561 | 16.567 | 16.7689 | 17.0433 | 17.1986 | 17.7645 | 19.4761 | 21.1615 | 22.8093 | 24.377 | 25.8346 | 27.3735 | 29.2335 | 30.9723 | 32.6558 | 34.1896 | 35.5417 | 36.78 | 37.9847 | 39.1413 | 39.7046 | 39.5384 | 39.4596 | 39.3029 | 39.1693 | 39.0595 | 38.8991
Askerton Castle |  | 1.3368 | 1.2769 | 1.2361 | 1.2583 | 1.2744 | 1.2965 | 1.3188 | 1.3416 | 1.3649 | 1.3594 | 1.3851 | 1.4043 | 1.4516 | 1.4619 | 1.4453 | 1.4581 | 1.4636 | 1.4735 | 1.4822 | 1.4945 | 1.5137 | 1.5225 | 1.5328 | 1.5377 | 1.5407 | 1.5471 | 1.5531 | 1.5462 | 1.5473 | 1.5482 | 1.5519 | 1.5482 |  | 1.3368 | 1.2827 | 1.2535 | 1.2783 | 1.3024 | 1.3304 | 1.3621 | 1.3988 | 1.4403 | 1.422 | 1.4725 | 1.5153 | 1.6059 | 1.6101 | 1.5229 | 1.5236 | 1.5307 | 1.5356 | 1.5401 | 1.6154 | 1.6389 | 1.5911 | 1.6041 | 1.6523 | 1.6539 | 1.6541 | 1.6134 | 1.6024 | 1.5885 | 1.5734 | 1.6398 | 1.637 |  | 1.3368 | 1.2769 | 1.2357 | 1.2573 | 1.2702 | 1.2908 | 1.3109 | 1.3314 | 1.3516 | 1.3427 | 1.363 | 1.3766 | 1.4238 | 1.4313 | 1.4061 | 1.417 | 1.4221 | 1.4313 | 1.4391 | 1.4485 | 1.4678 | 1.4453 | 1.4478 | 1.4657 | 1.4626 | 1.459 | 1.4407 | 1.4323 | 1.427 | 1.4207 | 1.428 | 1.4221 |  | 1.3368 | 1.277 | 1.2329 | 1.2524 | 1.2644 | 1.2827 | 1.3007 | 1.3189 | 1.3371 | 1.3518 | 1.3661 | 1.3676 | 1.3969 | 1.401 | 1.404 | 1.4146 | 1.432 | 1.4461 | 1.4561 | 1.4606 | 1.4912 | 1.5194 | 1.5427 | 1.5582 | 1.5771 | 1.5924 | 1.6092 | 1.6143 | 1.6265 | 1.6492 | 1.6698 | 1.6614 |  | 1.3368 | 1.2759 | 1.2307 | 1.249 | 1.2587 | 1.2707 | 1.2852 | 1.3065 | 1.323 | 1.3468 | 1.3742 | 1.3831 | 1.4068 | 1.4278 | 1.4534 | 1.4942 | 1.5322 | 1.5696 | 1.6056 | 1.6391 | 1.6678 | 1.6931 | 1.7173 | 1.7341 | 1.7548 | 1.7668 | 1.76 | 1.7415 | 1.731 | 1.7204 | 1.7112 | 1.7022
Aspatria |  | 9.0059 | 8.8797 | 8.8745 | 9.038 | 9.131 | 9.3206 | 9.4133 | 9.5122 | 9.7135 | 9.8911 | 10.1117 | 10.4535 | 10.8063 | 11.1041 | 11.3722 | 11.6624 | 12.0614 | 12.4529 | 12.9476 | 13.4876 | 13.9885 | 14.2939 | 14.5218 | 14.643 | 14.7501 | 14.8404 | 14.9281 | 15.014 | 15.1668 | 15.1614 | 15.2308 | 15.1636 |  | 9.0059 | 8.921 | 8.9087 | 9.0212 | 9.0926 | 9.2599 | 9.3297 | 9.4191 | 9.6119 | 9.7906 | 9.9804 | 10.1611 | 10.2953 | 10.3949 | 10.4994 | 10.6437 | 10.9242 | 11.2252 | 11.5541 | 11.9236 | 12.3027 | 12.7211 | 13.145 | 13.5416 | 13.9036 | 13.9555 | 14.0159 | 14.0538 | 14.1587 | 14.1063 | 14.1123 | 14.1013 |  | 9.0059 | 8.8788 | 8.8527 | 8.991 | 9.0602 | 9.223 | 9.2812 | 9.3467 | 9.5059 | 9.6424 | 9.8223 | 10.1071 | 10.4111 | 10.6781 | 10.9223 | 11.1962 | 11.4504 | 11.6968 | 12.0437 | 12.4472 | 12.8187 | 13.0054 | 13.1202 | 13.1332 | 13.1347 | 13.1227 | 13.1073 | 13.091 | 13.1305 | 13.0352 | 13.0028 | 12.9585 |  | 9.0059 | 8.8805 | 8.8647 | 9.0096 | 9.0773 | 9.231 | 9.2736 | 9.3558 | 9.646 | 9.8963 | 10.1345 | 10.3467 | 10.6147 | 10.8263 | 11.0133 | 11.2813 | 11.8271 | 12.3739 | 12.8928 | 13.4072 | 13.9014 | 14.4824 | 14.8868 | 15.2433 | 15.6038 | 15.9369 | 16.2642 | 16.551 | 16.8438 | 17.1344 | 17.354 | 17.3208 |  | 9.0059 | 8.841 | 8.7869 | 8.8932 | 8.931 | 9.0902 | 9.2634 | 9.4327 | 9.6913 | 9.9134 | 10.1833 | 10.7443 | 11.3698 | 11.9358 | 12.4596 | 13.0036 | 13.5027 | 13.9877 | 14.454 | 14.9398 | 15.4092 | 15.8149 | 16.1696 | 16.4987 | 16.8348 | 17.0779 | 17.0738 | 17.0421 | 17.0203 | 17.0085 | 16.9914 | 16.9687
Atherton Town Centre |  | 24.0734 | 23.7702 | 23.6916 | 24.0761 | 24.4501 | 25.6533 | 26.622 | 28.4649 | 30.5799 | 32.1927 | 33.8593 | 35.396 | 36.2514 | 36.8353 | 37.6225 | 38.0854 | 38.7879 | 39.5794 | 40.1293 | 40.5849 | 41.0696 | 41.4548 | 41.6332 | 41.7789 | 41.9669 | 42.2335 | 42.167 | 42.1598 | 42.2466 | 42.3307 | 42.0937 | 42.0201 |  | 24.0734 | 23.8664 | 23.7866 | 24.0066 | 24.2551 | 24.906 | 25.3184 | 25.9933 | 26.9217 | 27.7825 | 28.7122 | 29.4823 | 30.0409 | 30.5822 | 31.0069 | 31.4986 | 31.9972 | 32.5639 | 33.1133 | 33.6383 | 34.2372 | 34.9186 | 35.4233 | 35.8419 | 36.2684 | 36.775 | 37.0365 | 37.2735 | 37.4921 | 37.708 | 37.6056 | 37.7437 |  | 24.0734 | 23.7662 | 23.6282 | 23.9333 | 24.2319 | 25.3496 | 26.2044 | 27.9244 | 29.8804 | 31.3338 | 32.8406 | 33.9991 | 34.6338 | 35.2271 | 35.7576 | 36.1672 | 36.7217 | 37.353 | 37.7475 | 38.0319 | 38.3622 | 38.6157 | 38.7146 | 38.7804 | 38.8978 | 39.103 | 38.9543 | 38.8748 | 38.8658 | 38.8517 | 38.5349 | 38.4948 |  | 24.0734 | 23.7811 | 23.6747 | 24.0019 | 24.2903 | 25.3733 | 26.1552 | 27.7794 | 29.6257 | 30.907 | 32.1781 | 33.0446 | 33.5121 | 33.9 | 34.1696 | 34.8415 | 37.1719 | 39.5352 | 41.7452 | 43.8323 | 45.9095 | 47.8322 | 49.6606 | 51.7914 | 54.0195 | 55.9058 | 57.9215 | 60.0268 | 61.7477 | 63.8173 | 64.7558 | 64.639 |  | 24.0734 | 23.6665 | 23.4489 | 23.6654 | 23.8696 | 24.8575 | 25.5796 | 27.1426 | 28.9218 | 30.1492 | 31.885 | 34.865 | 37.435 | 39.7787 | 42.1707 | 44.3322 | 46.5086 | 48.7737 | 50.8347 | 52.7791 | 54.7855 | 56.5921 | 58.5155 | 60.5211 | 62.6638 | 63.329 | 63.4017 | 63.6002 | 63.5515 | 63.7349 | 63.5393 | 63.4369
Athletic St |  | 9.8737 | 9.7342 | 9.7898 | 10.1511 | 10.294 | 10.3787 | 10.5805 | 10.8499 | 11.131 | 11.2887 | 11.6447 | 12.1128 | 12.2929 | 12.5559 | 12.8407 | 13.071 | 13.352 | 13.6517 | 13.9262 | 14.171 | 14.367 | 14.5324 | 14.6359 | 14.708 | 14.7722 | 14.818 | 14.8403 | 14.8461 | 14.8554 | 14.855 | 14.8627 | 14.8252 |  | 9.8737 | 9.7755 | 9.7404 | 9.9569 | 10.0624 | 10.109 | 10.2664 | 10.4959 | 10.7359 | 10.8636 | 11.1818 | 11.5476 | 11.6084 | 11.7548 | 11.9564 | 12.1371 | 12.3105 | 12.5413 | 12.7889 | 13.0375 | 13.271 | 13.5564 | 13.7858 | 13.976 | 14.1542 | 14.2869 | 14.4039 | 14.4859 | 14.5584 | 14.6016 | 14.6191 | 14.6684 |  | 9.8737 | 9.7327 | 9.7649 | 10.0951 | 10.2084 | 10.2616 | 10.419 | 10.6395 | 10.8595 | 10.9605 | 11.2551 | 11.6283 | 11.7391 | 11.9249 | 12.154 | 12.3461 | 12.5573 | 12.7854 | 12.9877 | 13.1596 | 13.2956 | 13.4009 | 13.4593 | 13.4906 | 13.5177 | 13.5254 | 13.5079 | 13.4725 | 13.4387 | 13.3957 | 13.3566 | 13.3338 |  | 9.8737 | 9.7378 | 9.7845 | 10.1254 | 10.2372 | 10.2787 | 10.4105 | 10.6013 | 10.8034 | 10.8623 | 11.0834 | 11.3456 | 11.3933 | 11.5015 | 11.6478 | 11.9506 | 12.901 | 13.8829 | 14.8298 | 15.73 | 16.6168 | 17.6479 | 18.595 | 19.4762 | 20.3305 | 21.1452 | 21.9337 | 22.6919 | 23.4315 | 24.1449 | 24.5382 | 24.4843 |  | 9.8737 | 9.6839 | 9.6797 | 9.9688 | 10.0418 | 10.047 | 10.1676 | 10.3386 | 10.5034 | 10.5345 | 10.9377 | 12.062 | 12.9739 | 13.9252 | 14.9189 | 15.8442 | 16.6935 | 17.5913 | 18.4614 | 19.2887 | 20.2484 | 21.1833 | 22.0405 | 22.8629 | 23.6632 | 23.9617 | 23.9544 | 23.9187 | 23.898 | 23.8485 | 23.7968 | 23.7496
Avenham |  | 10.5027 | 10.2012 | 9.9847 | 10.2507 | 10.4717 | 10.6769 | 10.8471 | 11.1727 | 11.3916 | 11.5581 | 11.7899 | 12.1033 | 12.4112 | 12.4967 | 12.8741 | 13.1557 | 13.5231 | 14.1162 | 14.5612 | 14.9835 | 15.2861 | 15.6627 | 15.9341 | 16.1272 | 16.4418 | 16.6537 | 16.8231 | 16.9362 | 17.5198 | 17.2549 | 17.2736 | 17.2921 |  | 10.5027 | 10.2647 | 10.0655 | 10.2461 | 10.4087 | 10.5604 | 10.749 | 11.1329 | 11.448 | 11.6902 | 11.9713 | 12.4297 | 12.6095 | 12.5585 | 12.754 | 12.8158 | 12.8681 | 12.9768 | 13.1388 | 13.2454 | 13.299 | 13.4709 | 13.6305 | 13.7812 | 13.764 | 13.8963 | 13.9261 | 13.8878 | 14.1534 | 13.9475 | 13.8731 | 13.9394 |  | 10.5027 | 10.1993 | 9.9465 | 10.1675 | 10.3519 | 10.5158 | 10.6274 | 10.9014 | 11.0622 | 11.1822 | 11.3541 | 11.5924 | 11.8294 | 11.8565 | 12.0837 | 12.2089 | 12.337 | 12.5806 | 12.8075 | 13.0089 | 13.1212 | 13.3007 | 13.3994 | 13.5054 | 13.5735 | 13.6268 | 13.6416 | 13.6062 | 13.9431 | 13.6057 | 13.489 | 13.5099 |  | 10.5027 | 10.2 | 9.9621 | 10.2058 | 10.4036 | 10.5848 | 10.732 | 11.032 | 11.2291 | 11.3783 | 11.58 | 11.8541 | 12.1372 | 12.2044 | 12.5949 | 12.8896 | 13.3789 | 14.0922 | 14.6487 | 15.1762 | 15.5774 | 16.0484 | 16.4089 | 16.6804 | 17.0736 | 17.3578 | 17.5975 | 17.7733 | 18.4396 | 18.2077 | 18.1362 | 18.0921 |  | 10.5027 | 10.1719 | 9.905 | 10.1202 | 10.287 | 10.4462 | 10.5872 | 10.8736 | 11.0602 | 11.1527 | 11.436 | 12.07 | 12.7368 | 13.3558 | 14.1488 | 14.781 | 15.2238 | 15.9208 | 16.4599 | 16.9702 | 17.3568 | 17.8236 | 18.1791 | 18.4461 | 18.8533 | 18.9002 | 18.8306 | 18.6976 | 19.0851 | 18.5475 | 18.3238 | 18.2946
Baguley |  | 21.0191 | 20.8894 | 20.6126 | 20.9685 | 21.4602 | 22.0104 | 22.19 | 22.6175 | 23.2072 | 23.8212 | 24.5747 | 25.3542 | 26.0585 | 26.6804 | 27.2082 | 27.749 | 28.5959 | 29.3209 | 30.0234 | 30.6948 | 31.1679 | 31.6656 | 32.0714 | 32.6769 | 32.8099 | 33.2809 | 33.5357 | 33.9495 | 33.9917 | 34.4861 | 34.653 | 34.6611 |  | 21.0191 | 20.9643 | 20.6656 | 20.866 | 21.2392 | 21.6573 | 21.722 | 22.0394 | 22.5144 | 23.0225 | 23.6291 | 24.1445 | 24.6263 | 25.0127 | 25.4185 | 25.9031 | 26.4168 | 26.8746 | 27.3869 | 27.9198 | 28.3178 | 28.8286 | 29.2406 | 29.8073 | 29.9288 | 30.3492 | 30.5628 | 30.8827 | 30.8256 | 31.13 | 31.0926 | 31.1975 |  | 21.0191 | 20.8866 | 20.5597 | 20.8527 | 21.2837 | 21.798 | 21.8615 | 22.2002 | 22.679 | 23.1834 | 23.7807 | 24.3127 | 24.8606 | 25.3805 | 25.8292 | 26.3205 | 26.8955 | 27.3498 | 27.7758 | 28.1638 | 28.3857 | 28.6332 | 28.8099 | 29.1673 | 29.1003 | 29.3332 | 29.3675 | 29.5333 | 29.3722 | 29.5999 | 29.5378 | 29.5606 |  | 21.0191 | 20.8944 | 20.5945 | 20.9056 | 21.3339 | 21.8543 | 21.8481 | 22.1266 | 22.5493 | 23.0434 | 23.5235 | 23.8399 | 24.2502 | 24.5194 | 24.8273 | 25.4499 | 27.3869 | 29.2006 | 31.1037 | 32.9761 | 34.4604 | 36.3976 | 37.4924 | 39.3181 | 40.2527 | 41.8115 | 43.1017 | 44.332 | 45.3532 | 46.7538 | 47.3015 | 47.3691 |  | 21.0191 | 20.7992 | 20.41 | 20.631 | 20.9901 | 21.4793 | 21.3913 | 21.635 | 22.0714 | 22.5383 | 23.2526 | 24.8167 | 26.4776 | 27.9595 | 29.6345 | 31.5574 | 33.4306 | 35.1527 | 37.01 | 38.8404 | 40.2636 | 42.2083 | 43.1845 | 45.05 | 45.9059 | 46.5763 | 46.7007 | 46.7802 | 46.6958 | 46.9687 | 46.9477 | 47.0412
Bamber Bridge |  | 13.784 | 13.4759 | 13.4516 | 13.8839 | 14.1157 | 14.282 | 14.6618 | 15.0147 | 15.3503 | 15.6112 | 16.0664 | 16.5727 | 16.9362 | 17.3177 | 17.6952 | 17.998 | 18.3621 | 18.8972 | 19.2771 | 19.5879 | 19.9296 | 20.2142 | 20.372 | 20.5923 | 20.7849 | 20.9737 | 21.015 | 21.1608 | 21.4968 | 21.3219 | 21.3926 | 21.3581 |  | 13.784 | 13.5363 | 13.4534 | 13.7303 | 13.875 | 13.9803 | 14.2772 | 14.538 | 14.8176 | 15.0519 | 15.4615 | 15.8746 | 16.0812 | 16.3544 | 16.6502 | 16.907 | 17.0497 | 17.398 | 17.6524 | 17.8966 | 18.1993 | 18.5204 | 18.7192 | 18.96 | 19.1672 | 19.3526 | 19.4005 | 19.5239 | 19.8013 | 19.5793 | 19.5575 | 19.6141 |  | 13.784 | 13.4738 | 13.4116 | 13.8002 | 13.9895 | 14.1111 | 14.4281 | 14.7172 | 14.976 | 15.1651 | 15.546 | 15.9362 | 16.1672 | 16.4797 | 16.803 | 17.0616 | 17.2545 | 17.6144 | 17.8157 | 17.9354 | 18.1294 | 18.2532 | 18.2835 | 18.3759 | 18.4423 | 18.5059 | 18.4351 | 18.4518 | 18.6313 | 18.3669 | 18.311 | 18.2923 |  | 13.784 | 13.4817 | 13.4388 | 13.8523 | 14.0534 | 14.1828 | 14.5031 | 14.7846 | 15.0392 | 15.2028 | 15.5266 | 15.8382 | 16.0286 | 16.2771 | 16.5233 | 16.8774 | 17.8388 | 18.9963 | 20.0141 | 20.9155 | 21.908 | 23.0375 | 24.1756 | 25.191 | 26.1608 | 27.0824 | 28.0328 | 29.1233 | 29.7963 | 30.5822 | 31.0803 | 31.0671 |  | 13.784 | 13.411 | 13.2919 | 13.6453 | 13.7945 | 13.8709 | 14.1523 | 14.3944 | 14.6107 | 14.7462 | 15.2456 | 16.4918 | 17.6153 | 18.7476 | 19.9358 | 21.0123 | 21.898 | 23.03 | 24.0019 | 24.8529 | 26.0306 | 27.0966 | 28.18 | 29.1597 | 30.0966 | 30.5393 | 30.5548 | 30.8007 | 31.0145 | 30.6218 | 30.5992 | 30.5958
Barbara St |  | 11.9057 | 11.7319 | 11.7294 | 11.9928 | 12.1706 | 12.3611 | 12.5677 | 12.821 | 13.0656 | 13.2846 | 13.6882 | 14.1397 | 14.4804 | 14.7311 | 15.0735 | 15.2729 | 15.6988 | 16.1716 | 16.5487 | 16.881 | 17.231 | 17.5417 | 17.7685 | 17.9801 | 18.2202 | 18.5104 | 18.6238 | 18.7786 | 18.974 | 19.1691 | 19.2042 | 19.2125 |  | 11.9057 | 11.789 | 11.7667 | 11.9662 | 12.1106 | 12.2668 | 12.4406 | 12.6565 | 12.8731 | 13.0711 | 13.445 | 13.8072 | 14.014 | 14.1607 | 14.4345 | 14.5855 | 14.7921 | 15.0764 | 15.3097 | 15.5282 | 15.7911 | 16.0835 | 16.289 | 16.4645 | 16.6596 | 16.9129 | 17.0107 | 17.1281 | 17.2649 | 17.3795 | 17.3249 | 17.4143 |  | 11.9057 | 11.7303 | 11.7001 | 11.9293 | 12.0598 | 12.2093 | 12.3883 | 12.5589 | 12.7372 | 12.8923 | 13.2165 | 13.5454 | 13.7935 | 13.99 | 14.2835 | 14.4586 | 14.6939 | 14.971 | 15.1574 | 15.3003 | 15.4692 | 15.6042 | 15.6725 | 15.7305 | 15.8128 | 15.938 | 15.9071 | 15.9087 | 15.9433 | 15.9768 | 15.8751 | 15.8957 |  | 11.9057 | 11.7346 | 11.7277 | 11.9768 | 12.1158 | 12.2638 | 12.4614 | 12.6235 | 12.7578 | 12.9419 | 13.1831 | 13.401 | 13.5345 | 13.7268 | 13.8965 | 14.2175 | 15.4431 | 16.7381 | 18.1347 | 19.4708 | 20.8815 | 22.1504 | 23.2118 | 24.3343 | 25.4371 | 26.5505 | 27.5145 | 28.4399 | 29.3559 | 30.4496 | 30.7725 | 30.7169 |  | 11.9057 | 11.6618 | 11.5859 | 11.764 | 11.8496 | 11.9386 | 12.0922 | 12.2074 | 12.2933 | 12.4328 | 12.8721 | 14.1609 | 15.4111 | 16.65 | 17.9117 | 19.0505 | 20.2809 | 21.7187 | 23.0361 | 24.2595 | 25.6214 | 26.807 | 27.7452 | 28.8064 | 29.855 | 30.3034 | 30.2482 | 30.154 | 30.1034 | 30.2161 | 29.9711 | 29.9253
Barrow |  | 12.4121 | 12.1887 | 11.9776 | 12.0987 | 12.1477 | 12.2106 | 12.3767 | 12.6251 | 12.9034 | 13.0898 | 13.4616 | 13.9164 | 14.2551 | 14.5222 | 14.8144 | 15.0334 | 15.3144 | 15.628 | 15.898 | 16.1414 | 16.3347 | 16.4858 | 16.5524 | 16.5686 | 16.5898 | 16.5848 | 16.5632 | 16.4867 | 16.4191 | 16.3753 | 16.3054 | 16.204 |  | 12.4121 | 12.2453 | 12.0676 | 12.1684 | 12.1869 | 12.1679 | 12.3271 | 12.4538 | 12.6619 | 12.7831 | 13.0821 | 13.3767 | 13.5452 | 13.6983 | 13.9053 | 14.085 | 14.2785 | 14.5305 | 14.7816 | 15.0369 | 15.2919 | 15.6217 | 15.8844 | 16.0861 | 16.2943 | 16.444 | 16.586 | 16.6517 | 16.7109 | 16.7753 | 16.7869 | 16.8194 |  | 12.4121 | 12.1873 | 11.954 | 12.0451 | 12.0656 | 12.0557 | 12.2196 | 12.3378 | 12.5309 | 12.6372 | 12.9239 | 13.2481 | 13.4818 | 13.6837 | 13.9219 | 14.1134 | 14.334 | 14.5648 | 14.7561 | 14.9191 | 15.0542 | 15.1498 | 15.1899 | 15.1787 | 15.2093 | 15.2144 | 15.2027 | 15.1233 | 15.0545 | 15.0082 | 14.9299 | 14.8688 |  | 12.4121 | 12.1915 | 11.9729 | 12.0782 | 12.1025 | 12.096 | 12.2467 | 12.3518 | 12.5043 | 12.5629 | 12.8165 | 12.9546 | 13.0788 | 13.1858 | 13.3223 | 13.8694 | 15.4699 | 17.145 | 18.6958 | 20.1994 | 21.5926 | 22.9369 | 24.1548 | 25.25 | 26.3783 | 27.401 | 28.4254 | 29.3411 | 30.2651 | 31.1736 | 31.6875 | 31.5448 |  | 12.4121 | 12.1107 | 11.8163 | 11.8446 | 11.8149 | 11.748 | 11.8708 | 11.9388 | 12.0375 | 12.0536 | 12.5605 | 13.8589 | 15.1777 | 16.438 | 18.0005 | 19.5165 | 20.9914 | 22.5617 | 23.9898 | 25.3822 | 26.6815 | 27.9191 | 29.0241 | 30.042 | 31.1137 | 31.4482 | 31.4052 | 31.244 | 31.1504 | 31.0327 | 30.9342 | 30.7973
Barton Dock Rd |  | 10.7117 | 10.431 | 10.0997 | 10.1883 | 10.3931 | 10.6475 | 10.6251 | 10.7232 | 10.9743 | 11.1097 | 11.3164 | 11.4468 | 11.6183 | 11.7441 | 11.8383 | 12.0097 | 12.2377 | 12.4541 | 12.6795 | 12.8889 | 13.0336 | 13.202 | 13.3714 | 13.6802 | 13.626 | 13.882 | 14.0076 | 14.1152 | 14.1004 | 14.3381 | 14.4169 | 14.3642 |  | 10.7117 | 10.4722 | 10.1654 | 10.1635 | 10.2908 | 10.4641 | 10.3765 | 10.4057 | 10.6191 | 10.653 | 10.809 | 10.9409 | 10.9885 | 11.0487 | 11.0975 | 11.1914 | 11.2334 | 11.2774 | 11.3544 | 11.4537 | 11.469 | 11.586 | 11.603 | 11.7945 | 11.6773 | 11.8211 | 11.8586 | 11.8764 | 11.7885 | 11.9062 | 11.8866 | 11.8575 |  | 10.7117 | 10.4304 | 10.0848 | 10.1571 | 10.3463 | 10.5828 | 10.5288 | 10.6041 | 10.8406 | 10.918 | 11.0915 | 11.1772 | 11.308 | 11.4054 | 11.4761 | 11.6287 | 11.7296 | 11.8192 | 11.9162 | 11.9966 | 12.0219 | 12.0714 | 12.1257 | 12.3062 | 12.1612 | 12.2934 | 12.3084 | 12.306 | 12.1974 | 12.3061 | 12.2762 | 12.2318 |  | 10.7117 | 10.4315 | 10.0766 | 10.14 | 10.318 | 10.5461 | 10.5005 | 10.5699 | 10.778 | 10.8906 | 11.0609 | 11.1538 | 11.2887 | 11.3788 | 11.4378 | 11.6139 | 11.9704 | 12.3155 | 12.6715 | 13.0099 | 13.2763 | 13.5562 | 13.8393 | 14.2578 | 14.2949 | 14.6558 | 14.8802 | 15.0824 | 15.1501 | 15.4866 | 15.5604 | 15.4558 |  | 10.7117 | 10.4159 | 10.0473 | 10.0976 | 10.261 | 10.481 | 10.4491 | 10.5271 | 10.7392 | 10.8853 | 11.1276 | 11.5567 | 12.0314 | 12.4516 | 12.8341 | 13.2956 | 13.6676 | 14.0268 | 14.4029 | 14.761 | 15.0469 | 15.3467 | 15.648 | 16.1102 | 16.1424 | 16.3804 | 16.3572 | 16.3136 | 16.1359 | 16.2424 | 16.1672 | 16.0753
Bedford |  | 17.4417 | 17.0674 | 17.1073 | 17.9022 | 18.0844 | 18.4271 | 18.7115 | 18.9127 | 19.413 | 19.7962 | 20.0997 | 20.7835 | 21.0108 | 21.3919 | 21.5987 | 22.0257 | 22.365 | 23.1217 | 23.5706 | 24.0022 | 24.5365 | 24.9155 | 25.1315 | 25.4373 | 25.753 | 25.9456 | 26.0238 | 26.2142 | 26.3852 | 26.683 | 26.6985 | 26.6029 |  | 17.4417 | 17.1797 | 17.1755 | 17.7805 | 17.8837 | 18.178 | 18.4234 | 18.6194 | 19.1297 | 19.6881 | 20.5085 | 21.3855 | 21.5116 | 21.7969 | 21.921 | 21.9787 | 22.2793 | 22.5702 | 22.7679 | 23.0844 | 23.3287 | 23.5903 | 23.9159 | 24.2275 | 24.4949 | 24.6064 | 24.6253 | 25.2113 | 25.0668 | 25.0031 | 24.9951 | 25.0169 |  | 17.4417 | 17.065 | 17.0682 | 17.8174 | 17.9527 | 18.2478 | 18.4682 | 18.6043 | 19.0196 | 19.3231 | 19.5519 | 20.1105 | 20.2318 | 20.5357 | 20.6843 | 21.065 | 21.26 | 21.4985 | 21.7766 | 22.0335 | 22.4012 | 22.6295 | 22.7243 | 22.9043 | 23.0923 | 23.1715 | 23.1428 | 23.2074 | 23.2518 | 23.4054 | 23.304 | 23.2285 |  | 17.4417 | 17.0709 | 17.0811 | 17.8373 | 17.9802 | 18.2743 | 18.4988 | 18.6339 | 19.0573 | 19.3518 | 19.5471 | 20.0706 | 20.1927 | 20.508 | 20.9202 | 21.5269 | 22.8967 | 24.5325 | 25.8287 | 27.0783 | 28.6495 | 30.1068 | 31.648 | 32.9538 | 34.3372 | 35.4552 | 36.6695 | 37.9653 | 38.9476 | 40.1864 | 40.7164 | 40.6104 |  | 17.4417 | 17.0001 | 16.9392 | 17.6073 | 17.7004 | 17.9328 | 18.1159 | 18.2132 | 18.5954 | 18.8591 | 19.1188 | 20.5334 | 22.0015 | 23.5878 | 25.1134 | 26.5243 | 27.7691 | 29.3829 | 30.6634 | 32.0966 | 33.7679 | 35.1597 | 36.4009 | 37.7196 | 38.9483 | 39.5215 | 39.4023 | 39.4475 | 39.5288 | 39.6532 | 39.4207 | 39.3181
Belgrave |  | 9.1913 | 8.9841 | 8.8857 | 9.124 | 9.2367 | 9.4337 | 9.5257 | 9.7171 | 9.9029 | 10.1597 | 10.4767 | 10.8415 | 11.137 | 11.3975 | 11.6521 | 11.8461 | 12.1355 | 12.39 | 12.6226 | 12.8367 | 13.0254 | 13.1779 | 13.2977 | 13.4087 | 13.5074 | 13.5903 | 13.6506 | 13.7001 | 13.7532 | 13.7959 | 13.8391 | 13.8536 |  | 9.1913 | 9.0315 | 8.927 | 9.0976 | 9.167 | 9.3228 | 9.3761 | 9.5385 | 9.6987 | 9.9181 | 10.1982 | 10.4781 | 10.6707 | 10.8652 | 11.0737 | 11.2488 | 11.459 | 11.6632 | 11.8806 | 12.1015 | 12.3194 | 12.5589 | 12.7565 | 12.9298 | 13.0853 | 13.2427 | 13.3862 | 13.5027 | 13.6064 | 13.6793 | 13.7293 | 13.8165 |  | 9.1913 | 8.9833 | 8.8669 | 9.096 | 9.1848 | 9.3617 | 9.427 | 9.5881 | 9.6729 | 9.8574 | 10.1195 | 10.4004 | 10.6272 | 10.8439 | 11.0633 | 11.2394 | 11.4699 | 11.6647 | 11.8364 | 11.9877 | 12.1231 | 12.226 | 12.3052 | 12.378 | 12.4389 | 12.4851 | 12.507 | 12.5161 | 12.5269 | 12.5274 | 12.5253 | 12.5476 |  | 9.1913 | 8.9847 | 8.8867 | 9.0881 | 9.1759 | 9.3386 | 9.3867 | 9.5229 | 9.619 | 9.8684 | 10.191 | 10.5576 | 10.8146 | 11.0711 | 11.3205 | 11.5964 | 11.8749 | 12.812 | 13.7326 | 14.7707 | 15.8182 | 16.7962 | 17.7232 | 18.5938 | 19.4346 | 20.2539 | 21.0485 | 21.8235 | 22.5726 | 23.3066 | 23.7135 | 23.6838 |  | 9.1913 | 8.9492 | 8.7883 | 8.9882 | 9.0279 | 9.1567 | 9.1845 | 9.3084 | 9.4973 | 9.7676 | 10.117 | 10.6905 | 11.6869 | 12.6422 | 13.6058 | 14.4938 | 15.3881 | 16.2559 | 17.297 | 18.3246 | 19.3234 | 20.2348 | 21.0872 | 21.9114 | 22.7085 | 23.0015 | 23.0244 | 23.0278 | 23.0396 | 23.0237 | 23.0076 | 22.9818
Benchill |  | 3.9949 | 3.917 | 3.8948 | 3.9637 | 4.0337 | 4.1188 | 4.2356 | 4.3643 | 4.491 | 4.6195 | 4.7831 | 5.0005 | 5.1862 | 5.3464 | 5.4948 | 5.6242 | 5.7761 | 5.9223 | 6.043 | 6.1472 | 6.2314 | 6.3062 | 6.3588 | 6.4041 | 6.4449 | 6.4759 | 6.4984 | 6.5134 | 6.5278 | 6.5416 | 6.5631 | 6.5489 |  | 3.9949 | 3.9289 | 3.9112 | 3.9623 | 4.011 | 4.0723 | 4.1625 | 4.2658 | 4.3652 | 4.4681 | 4.6043 | 4.7573 | 4.8699 | 4.9879 | 5.1029 | 5.2123 | 5.3203 | 5.4458 | 5.5753 | 5.7035 | 5.8248 | 5.9605 | 6.0678 | 6.1569 | 6.2372 | 6.3226 | 6.4006 | 6.4603 | 6.5079 | 6.5408 | 6.567 | 6.5882 |  | 3.9949 | 3.9163 | 3.8838 | 3.9388 | 3.9958 | 4.0668 | 4.1637 | 4.2707 | 4.3704 | 4.4727 | 4.6074 | 4.7657 | 4.8904 | 5.0205 | 5.1482 | 5.2662 | 5.3993 | 5.5251 | 5.6249 | 5.707 | 5.775 | 5.8352 | 5.8788 | 5.9167 | 5.95 | 5.9741 | 5.9885 | 5.994 | 5.9979 | 6.0008 | 6.0085 | 6.0006 |  | 3.9949 | 3.9202 | 3.8972 | 3.9583 | 4.0157 | 4.0822 | 4.1681 | 4.2594 | 4.3396 | 4.4108 | 4.5035 | 4.6125 | 4.7077 | 4.7969 | 4.8759 | 5.0074 | 5.3537 | 5.6945 | 6.048 | 6.4959 | 6.903 | 7.2835 | 7.65 | 7.9943 | 8.3184 | 8.6416 | 8.955 | 9.2601 | 9.5595 | 9.8574 | 10.0122 | 10.0391 |  | 3.9949 | 3.8985 | 3.8548 | 3.8949 | 3.937 | 3.9857 | 4.0574 | 4.1342 | 4.2014 | 4.2623 | 4.414 | 4.8021 | 5.1783 | 5.542 | 5.8995 | 6.2384 | 6.5636 | 6.887 | 7.3068 | 7.732 | 8.1227 | 8.4812 | 8.8236 | 9.153 | 9.462 | 9.5708 | 9.6106 | 9.6448 | 9.6856 | 9.7158 | 9.7385 | 9.7659
Bentham |  | 4.4859 | 4.3665 | 4.2891 | 4.3924 | 4.4524 | 4.5584 | 4.6476 | 4.7473 | 4.8721 | 4.9841 | 5.1266 | 5.3218 | 5.4907 | 5.6311 | 5.7576 | 5.8781 | 6.0491 | 6.2107 | 6.3857 | 6.5736 | 6.7386 | 6.8458 | 6.9344 | 6.9908 | 7.0441 | 7.086 | 7.1225 | 7.1543 | 7.213 | 7.2109 | 7.2371 | 7.2075 |  | 4.4859 | 4.3888 | 4.3218 | 4.3981 | 4.4321 | 4.4994 | 4.581 | 4.671 | 4.7771 | 4.877 | 5.0281 | 5.214 | 5.2519 | 5.3147 | 5.3895 | 5.4558 | 5.5694 | 5.6928 | 5.823 | 5.9671 | 6.1073 | 6.2578 | 6.4069 | 6.534 | 6.6529 | 6.6982 | 6.7424 | 6.7731 | 6.8265 | 6.8142 | 6.8198 | 6.8209 |  | 4.4859 | 4.366 | 4.2784 | 4.3708 | 4.4197 | 4.509 | 4.581 | 4.6653 | 4.7624 | 4.8514 | 4.9708 | 5.1314 | 5.2715 | 5.3938 | 5.5062 | 5.6185 | 5.7398 | 5.8518 | 5.9769 | 6.114 | 6.2326 | 6.2956 | 6.3425 | 6.3592 | 6.373 | 6.3765 | 6.3738 | 6.366 | 6.3811 | 6.3424 | 6.3276 | 6.3047 |  | 4.4859 | 4.368 | 4.2818 | 4.372 | 4.4148 | 4.495 | 4.5506 | 4.6259 | 4.7436 | 4.8438 | 4.9553 | 5.0728 | 5.2058 | 5.3818 | 5.543 | 5.7288 | 6.1195 | 6.5131 | 6.8868 | 7.2505 | 7.6001 | 7.9149 | 8.1712 | 8.4185 | 8.656 | 8.8801 | 9.0853 | 9.2997 | 9.4923 | 9.6841 | 9.8117 | 9.7823 |  | 4.4859 | 4.3527 | 4.253 | 4.326 | 4.3561 | 4.4388 | 4.528 | 4.624 | 4.739 | 4.836 | 4.9935 | 5.4326 | 5.8484 | 6.2764 | 6.681 | 7.0524 | 7.4182 | 7.7827 | 8.1309 | 8.4725 | 8.7805 | 9.0436 | 9.2777 | 9.5147 | 9.7429 | 9.8853 | 9.8709 | 9.8764 | 9.8616 | 9.8523 | 9.8431 | 9.8271
Bispham |  | 17.64 | 17.335 | 17.6269 | 18.2303 | 18.4661 | 18.7115 | 19.0496 | 19.472 | 19.9118 | 20.3504 | 20.9188 | 21.6655 | 22.2505 | 22.6993 | 23.1646 | 23.5364 | 24.1712 | 24.786 | 25.3453 | 25.8643 | 26.3422 | 26.7484 | 27.0269 | 27.2051 | 27.441 | 27.6112 | 27.6699 | 27.7667 | 27.8911 | 27.9583 | 28.042 | 27.9882 |  | 17.64 | 17.4301 | 17.5498 | 17.905 | 18.0937 | 18.2877 | 18.554 | 18.9169 | 19.294 | 19.6821 | 20.1979 | 20.7734 | 21.1016 | 21.3771 | 21.7128 | 22.0211 | 22.3883 | 22.8063 | 23.2194 | 23.6382 | 24.078 | 24.6276 | 25.0612 | 25.3916 | 25.77 | 26.0072 | 26.1451 | 26.2902 | 26.4385 | 26.5053 | 26.5528 | 26.6675 |  | 17.64 | 17.3317 | 17.5678 | 18.0996 | 18.2677 | 18.4399 | 18.6777 | 18.994 | 19.3042 | 19.6159 | 20.0558 | 20.6081 | 21.033 | 21.3814 | 21.7647 | 22.092 | 22.4982 | 22.8816 | 23.2108 | 23.4982 | 23.7661 | 23.9701 | 24.0719 | 24.0861 | 24.1507 | 24.1584 | 24.0625 | 23.9941 | 23.9473 | 23.8507 | 23.7623 | 23.7327 |  | 17.64 | 17.3319 | 17.6038 | 18.1715 | 18.3516 | 18.521 | 18.7325 | 19.0071 | 19.2902 | 19.5234 | 19.8268 | 20.1799 | 20.4891 | 20.6988 | 20.9346 | 21.4164 | 23.0892 | 24.7804 | 26.3883 | 27.9305 | 29.6959 | 31.56 | 33.1777 | 34.7399 | 36.2983 | 37.7367 | 39.1235 | 40.5092 | 41.833 | 43.1378 | 43.8677 | 43.8336 |  | 17.64 | 17.2239 | 17.3926 | 17.857 | 17.9592 | 18.0476 | 18.2155 | 18.4302 | 18.6266 | 18.783 | 19.3504 | 21.1878 | 23.0125 | 24.7025 | 26.4125 | 28.0077 | 29.5665 | 31.1509 | 32.6509 | 34.3309 | 36.1829 | 37.9374 | 39.4349 | 40.9403 | 42.4572 | 42.9656 | 42.9406 | 42.9337 | 42.9106 | 42.8662 | 42.8107 | 42.7827
Blackbull |  | 13.272 | 12.9325 | 13.176 | 13.7461 | 13.932 | 14.1857 | 14.4133 | 14.642 | 14.9917 | 15.3223 | 15.6868 | 16.222 | 16.6681 | 17.0142 | 17.2817 | 17.5601 | 17.9697 | 18.3075 | 18.6314 | 18.9492 | 19.1966 | 19.3632 | 19.6173 | 19.6516 | 19.6627 | 19.7371 | 19.7581 | 19.9707 | 19.7141 | 19.7705 | 19.6964 | 19.6145 |  | 13.272 | 12.9871 | 13.0172 | 13.268 | 13.3616 | 13.5206 | 13.6468 | 13.7843 | 14.0349 | 14.2757 | 14.5523 | 14.9182 | 15.19 | 15.4205 | 15.61 | 15.8466 | 16.0954 | 16.3239 | 16.5913 | 16.8861 | 17.1547 | 17.4475 | 17.82 | 17.9812 | 18.1117 | 18.249 | 18.3334 | 18.575 | 18.4193 | 18.4138 | 18.3222 | 18.348 |  | 13.272 | 12.9302 | 13.1369 | 13.6593 | 13.8 | 14.0037 | 14.1636 | 14.3208 | 14.5799 | 14.8214 | 15.0975 | 15.4947 | 15.8265 | 16.1003 | 16.3133 | 16.5592 | 16.8464 | 17.0633 | 17.2645 | 17.4561 | 17.5962 | 17.6645 | 17.823 | 17.7828 | 17.7218 | 17.7197 | 17.6661 | 17.7806 | 17.4704 | 17.4445 | 17.296 | 17.2362 |  | 13.272 | 12.9343 | 13.1518 | 13.6825 | 13.8136 | 13.9931 | 14.1108 | 14.2172 | 14.4285 | 14.5897 | 14.7503 | 15.0013 | 15.2435 | 15.4085 | 15.5079 | 15.7494 | 16.4825 | 17.1855 | 18.0503 | 18.8458 | 19.6472 | 20.3837 | 21.0189 | 21.8594 | 22.6941 | 23.477 | 24.2974 | 25.2927 | 25.8225 | 26.4928 | 26.8835 | 26.8907 |  | 13.272 | 12.8753 | 13.0366 | 13.5119 | 13.6021 | 13.7423 | 13.8495 | 13.9422 | 14.1299 | 14.2762 | 14.5606 | 15.4669 | 16.3668 | 17.1762 | 17.9945 | 18.8851 | 19.6609 | 20.5708 | 21.363 | 22.0878 | 22.833 | 23.4955 | 24.1127 | 24.9455 | 25.7345 | 26.0957 | 26.0597 | 26.3284 | 26.4312 | 26.1228 | 26.1298 | 26.1212
Blackburn |  | 13.3674 | 12.9172 | 12.593 | 12.8456 | 13.0686 | 13.3147 | 13.5415 | 13.6667 | 13.9482 | 14.0805 | 14.1683 | 14.4421 | 14.6415 | 14.7421 | 14.7767 | 14.8971 | 15.136 | 15.3437 | 15.5834 | 15.8497 | 16.0353 | 16.1447 | 16.3671 | 16.5003 | 16.7659 | 16.9931 | 17.0704 | 17.4707 | 17.738 | 17.6136 | 17.7731 | 17.723 |  | 13.3674 | 12.9868 | 12.6651 | 12.7438 | 12.8476 | 12.9897 | 13.1249 | 13.1884 | 13.4211 | 13.533 | 13.6256 | 13.9027 | 14.0095 | 14.0391 | 14.0158 | 14.0857 | 14.1236 | 14.1474 | 14.2193 | 14.3277 | 14.3764 | 14.3852 | 14.4976 | 14.513 | 14.5037 | 14.604 | 14.6217 | 14.6278 | 14.6552 | 14.5632 | 14.5541 | 14.4915 |  | 13.3674 | 12.9164 | 12.573 | 12.8031 | 13.0046 | 13.2269 | 13.4221 | 13.5181 | 13.7632 | 13.8612 | 13.9158 | 14.14 | 14.2946 | 14.3648 | 14.3748 | 14.4764 | 14.561 | 14.6158 | 14.7012 | 14.8104 | 14.8492 | 14.8201 | 14.9004 | 14.8879 | 14.8514 | 14.9218 | 14.9043 | 14.8773 | 14.8732 | 14.7505 | 14.7143 | 14.6265 |  | 13.3674 | 12.918 | 12.5613 | 12.7797 | 12.9664 | 13.1747 | 13.3618 | 13.4459 | 13.6815 | 13.767 | 13.8035 | 14.012 | 14.1562 | 14.2047 | 14.189 | 14.2859 | 14.5829 | 14.9921 | 15.5871 | 16.2203 | 16.7917 | 17.3209 | 17.8929 | 18.3531 | 18.8206 | 19.2976 | 19.8198 | 20.5459 | 20.98 | 21.1165 | 21.3407 | 21.1796 |  | 13.3674 | 12.8885 | 12.5027 | 12.6917 | 12.8529 | 13.0441 | 13.2279 | 13.3163 | 13.5645 | 13.6722 | 13.7707 | 14.302 | 14.7875 | 15.3476 | 16.0764 | 16.7243 | 17.3278 | 18.0103 | 18.6356 | 19.2634 | 19.9471 | 20.5263 | 21.0613 | 21.5993 | 22.1675 | 22.4237 | 22.2514 | 22.4408 | 22.4548 | 21.9772 | 21.8755 | 21.7492
Blackburn Rd Clayton |  | 7.9222 | 7.7171 | 7.6285 | 7.7508 | 7.8575 | 7.989 | 8.1564 | 8.331 | 8.5328 | 8.7482 | 8.9899 | 9.2893 | 9.5275 | 9.7157 | 9.9099 | 10.0864 | 10.3864 | 10.6681 | 10.9173 | 11.1362 | 11.3275 | 11.4869 | 11.6069 | 11.7092 | 11.7934 | 11.8614 | 11.9214 | 11.95 | 11.9838 | 12.0159 | 12.0401 | 11.9615 |  | 7.9222 | 7.7546 | 7.6743 | 7.7438 | 7.8061 | 7.8954 | 8.0099 | 8.1442 | 8.3057 | 8.4886 | 8.7027 | 9.024 | 9.085 | 9.2016 | 9.3353 | 9.4622 | 9.6052 | 9.7453 | 9.8964 | 10.049 | 10.208 | 10.4011 | 10.5651 | 10.7096 | 10.8307 | 10.9454 | 11.0584 | 11.1287 | 11.1931 | 11.2434 | 11.2686 | 11.2879 |  | 7.9222 | 7.716 | 7.6056 | 7.7005 | 7.781 | 7.8837 | 7.997 | 8.1267 | 8.2732 | 8.4333 | 8.6194 | 8.8357 | 9.0065 | 9.1519 | 9.2956 | 9.4231 | 9.5857 | 9.7158 | 9.843 | 9.9484 | 10.0381 | 10.1012 | 10.136 | 10.1575 | 10.1629 | 10.1546 | 10.1354 | 10.0865 | 10.0409 | 9.9934 | 9.9363 | 9.8773 |  | 7.9222 | 7.7185 | 7.617 | 7.7174 | 7.7938 | 7.8852 | 7.9862 | 8.0878 | 8.2042 | 8.3149 | 8.4302 | 8.5588 | 8.6751 | 8.7548 | 8.8279 | 9.0677 | 9.9906 | 10.9482 | 12.1601 | 13.22 | 14.1108 | 15.1903 | 16.0976 | 16.9556 | 17.6867 | 18.3951 | 19.1499 | 19.8293 | 20.5293 | 21.2115 | 21.6174 | 21.5681 |  | 7.9222 | 7.6852 | 7.5513 | 7.6194 | 7.6709 | 7.7381 | 7.8201 | 7.9037 | 8.0016 | 8.0975 | 8.3988 | 9.3842 | 10.3808 | 11.2912 | 12.2189 | 13.1004 | 14.0381 | 15.1132 | 16.2078 | 17.2611 | 18.0503 | 19.0157 | 19.9217 | 20.7596 | 21.4303 | 21.6589 | 21.6768 | 21.5633 | 21.5468 | 21.4734 | 21.3849 | 21.2997
Blackfriars |  | 16.9366 | 16.5868 | 16.905 | 17.6627 | 17.9006 | 18.0806 | 18.4183 | 18.6353 | 18.8168 | 19.0275 | 19.3173 | 19.6509 | 19.9425 | 20.2521 | 20.5474 | 20.7774 | 21.1454 | 21.5607 | 21.9271 | 22.3554 | 22.8452 | 23.2449 | 23.5355 | 23.8486 | 24.1753 | 24.4331 | 24.6957 | 24.9535 | 25.2555 | 25.6083 | 25.742 | 25.7983 |  | 16.9366 | 16.6551 | 16.8047 | 17.2871 | 17.4567 | 17.5895 | 17.8796 | 18.0737 | 18.2461 | 18.4658 | 18.7721 | 19.0822 | 19.2391 | 19.4358 | 19.6302 | 19.788 | 19.9844 | 20.2494 | 20.4625 | 20.679 | 20.9502 | 21.2264 | 21.423 | 21.6617 | 21.9228 | 21.9982 | 22.0517 | 22.0985 | 22.182 | 22.2872 | 22.1846 | 22.247 |  | 16.9366 | 16.5854 | 16.8774 | 17.6027 | 17.8117 | 17.9618 | 18.2588 | 18.4376 | 18.5753 | 18.7457 | 18.9977 | 19.277 | 19.5114 | 19.7806 | 20.0417 | 20.25 | 20.4803 | 20.7549 | 20.9819 | 21.1998 | 21.4497 | 21.6258 | 21.6985 | 21.7919 | 21.9032 | 21.9545 | 21.9968 | 22.0413 | 22.1304 | 22.2524 | 22.1717 | 22.2339 |  | 16.9366 | 16.5815 | 16.8703 | 17.592 | 17.7894 | 17.9209 | 18.1941 | 18.3571 | 18.5129 | 18.6873 | 18.9265 | 19.169 | 19.3899 | 19.6328 | 19.8678 | 20.1031 | 20.6589 | 21.2699 | 21.7967 | 22.4017 | 23.0564 | 23.6911 | 24.1865 | 24.7012 | 25.2096 | 25.6694 | 26.0287 | 26.4491 | 26.8812 | 27.347 | 27.5074 | 27.4002 |  | 16.9366 | 16.5383 | 16.7845 | 17.4622 | 17.6245 | 17.7296 | 18.0071 | 18.1671 | 18.2955 | 18.4493 | 18.7366 | 19.3528 | 19.9668 | 20.5819 | 21.2466 | 21.9007 | 22.5495 | 23.2527 | 23.8954 | 24.5689 | 25.2717 | 25.8779 | 26.3678 | 26.8978 | 27.4253 | 27.5263 | 27.4954 | 27.5262 | 27.5936 | 27.6648 | 27.6527 | 27.588
Blackley |  | 11.3485 | 11.2065 | 11.1741 | 11.413 | 11.6294 | 11.8183 | 12.0968 | 12.3985 | 12.6456 | 12.9789 | 13.383 | 13.8871 | 14.3257 | 14.7141 | 15.0911 | 15.3909 | 15.8577 | 16.2844 | 16.7125 | 17.1281 | 17.5011 | 17.7913 | 18.0197 | 18.2114 | 18.3879 | 18.5454 | 18.6814 | 18.804 | 18.938 | 19.0478 | 19.1595 | 19.1883 |  | 11.3485 | 11.246 | 11.2187 | 11.3764 | 11.5301 | 11.6569 | 11.8668 | 12.1075 | 12.2935 | 12.5704 | 12.9091 | 13.2639 | 13.536 | 13.7998 | 14.075 | 14.3169 | 14.6411 | 14.9662 | 15.3007 | 15.6427 | 15.9825 | 16.3499 | 16.6692 | 16.9604 | 17.2366 | 17.4115 | 17.5689 | 17.6929 | 17.8062 | 17.8694 | 17.9068 | 18.0022 |  | 11.3485 | 11.2051 | 11.148 | 11.3454 | 11.5266 | 11.6778 | 11.9039 | 12.1506 | 12.332 | 12.5992 | 12.9368 | 13.3414 | 13.6966 | 14.0312 | 14.3646 | 14.6408 | 14.9833 | 15.2851 | 15.5867 | 15.8733 | 16.1286 | 16.3054 | 16.4314 | 16.523 | 16.5998 | 16.6592 | 16.6948 | 16.7148 | 16.7428 | 16.7483 | 16.7516 | 16.7856 |  | 11.3485 | 11.2086 | 11.1645 | 11.3763 | 11.556 | 11.6955 | 11.8948 | 12.116 | 12.3038 | 12.5505 | 12.8305 | 13.1235 | 13.4111 | 13.6652 | 13.9145 | 14.2659 | 15.2717 | 16.2502 | 17.1979 | 18.115 | 19.0683 | 20.0976 | 21.0388 | 21.9237 | 22.7787 | 23.6134 | 24.432 | 25.2247 | 26.0344 | 26.7721 | 27.2736 | 27.2883 |  | 11.3485 | 11.1633 | 11.0754 | 11.2494 | 11.3971 | 11.5122 | 11.7235 | 11.9419 | 12.092 | 12.306 | 12.7307 | 13.8054 | 14.8811 | 15.9079 | 16.9309 | 17.8657 | 18.8136 | 19.7249 | 20.6137 | 21.5553 | 22.5894 | 23.5338 | 24.4221 | 25.2836 | 26.1176 | 26.77 | 26.8353 | 26.886 | 26.9868 | 26.9794 | 27.0163 | 27.0478
Blackpool |  | 11.6058 | 11.3176 | 11.2827 | 11.5398 | 11.7968 | 11.9629 | 12.1185 | 12.4467 | 12.6682 | 12.7736 | 12.9726 | 13.245 | 13.383 | 13.4229 | 13.5523 | 13.6303 | 14.0952 | 14.5184 | 14.9852 | 15.3935 | 15.7973 | 16.2214 | 16.6162 | 16.9869 | 17.2938 | 17.6769 | 18.0909 | 18.5186 | 18.8985 | 19.3737 | 19.7026 | 19.6789 |  | 11.6058 | 11.4371 | 11.4158 | 11.5797 | 11.8488 | 12.0523 | 12.2848 | 12.9264 | 13.5694 | 14.395 | 15.3248 | 16.2794 | 16.3015 | 16.3655 | 16.3512 | 16.3558 | 16.4002 | 16.4176 | 16.4374 | 16.455 | 16.502 | 16.5117 | 16.5377 | 16.5862 | 16.6027 | 16.6015 | 16.5547 | 16.5615 | 16.5755 | 16.5922 | 16.5945 | 16.5842 |  | 11.6058 | 11.3172 | 11.2516 | 11.4774 | 11.7037 | 11.8366 | 11.9498 | 12.2416 | 12.4247 | 12.4938 | 12.6546 | 12.8819 | 12.9821 | 12.9951 | 13.0978 | 13.156 | 13.241 | 13.2906 | 13.3829 | 13.4249 | 13.4688 | 13.5331 | 13.5769 | 13.6028 | 13.5805 | 13.6204 | 13.5761 | 13.567 | 13.5731 | 13.5626 | 13.5473 | 13.6027 |  | 11.6058 | 11.3176 | 11.2572 | 11.4885 | 11.7182 | 11.8573 | 11.9858 | 12.2844 | 12.479 | 12.5582 | 12.7263 | 12.9603 | 13.0625 | 13.0686 | 13.1611 | 13.226 | 13.7269 | 14.1869 | 14.6815 | 15.1126 | 15.5334 | 15.9691 | 16.4318 | 16.9841 | 17.4637 | 17.9221 | 18.4161 | 18.8981 | 19.376 | 19.8438 | 20.1888 | 19.9645 |  | 11.6058 | 11.269 | 11.1579 | 11.3375 | 11.5134 | 11.6081 | 11.7049 | 11.9657 | 12.1245 | 12.1726 | 12.3322 | 13.0179 | 13.6379 | 14.1561 | 14.742 | 15.2632 | 15.8958 | 16.5175 | 17.1458 | 17.7694 | 18.4113 | 18.9629 | 19.5877 | 20.1584 | 20.647 | 20.9653 | 20.8974 | 20.8206 | 20.7442 | 20.6808 | 20.5913 | 20.3916
Bollington |  | 9.0567 | 8.9087 | 8.8525 | 8.9855 | 9.1948 | 9.306 | 9.556 | 9.8037 | 10.0367 | 10.3016 | 10.6397 | 11.0614 | 11.4424 | 11.7598 | 12.1016 | 12.3998 | 12.7829 | 13.1275 | 13.5053 | 13.8864 | 14.1791 | 14.452 | 14.6464 | 14.6978 | 14.7971 | 14.8593 | 14.9298 | 14.9978 | 15.0568 | 15.1126 | 15.1725 | 15.1456 |  | 9.0567 | 8.9455 | 8.9109 | 9.005 | 9.172 | 9.2393 | 9.4442 | 9.6562 | 9.8556 | 10.0947 | 10.3999 | 10.7125 | 10.8943 | 11.1145 | 11.3512 | 11.5546 | 11.7592 | 12.0499 | 12.3345 | 12.625 | 12.9282 | 13.3206 | 13.6061 | 13.7968 | 14.0203 | 14.1257 | 14.2432 | 14.3417 | 14.4064 | 14.4531 | 14.4752 | 14.5124 |  | 9.0567 | 8.9073 | 8.8286 | 8.9324 | 9.1137 | 9.1957 | 9.4042 | 9.6084 | 9.7885 | 10.001 | 10.2865 | 10.629 | 10.8922 | 11.1872 | 11.4882 | 11.7404 | 11.9956 | 12.2631 | 12.5414 | 12.8293 | 13.0437 | 13.2406 | 13.3634 | 13.3592 | 13.3981 | 13.4035 | 13.4124 | 13.4241 | 13.4127 | 13.4131 | 13.408 | 13.3869 |  | 9.0567 | 8.9137 | 8.8486 | 8.963 | 9.1442 | 9.2155 | 9.403 | 9.5928 | 9.796 | 10.0103 | 10.2636 | 10.519 | 10.7346 | 10.966 | 11.2 | 11.4995 | 12.3414 | 13.313 | 14.2501 | 15.2852 | 16.0814 | 16.8428 | 17.5221 | 18.1615 | 18.7249 | 19.2171 | 19.7738 | 20.3165 | 20.8397 | 21.3581 | 21.6589 | 21.6306 |  | 9.0567 | 8.8659 | 8.7544 | 8.8223 | 8.9669 | 9.0143 | 9.2261 | 9.4259 | 9.5987 | 9.7878 | 10.143 | 10.9718 | 11.7509 | 12.5464 | 13.3524 | 14.2664 | 15.1512 | 16.0187 | 16.8626 | 17.8319 | 18.5107 | 19.1463 | 19.7429 | 20.3257 | 20.8299 | 21.0275 | 21.0355 | 21.0575 | 21.0696 | 21.087 | 21.0763 | 21.0779
Bolton By Bowland |  | 3.1561 | 3.0431 | 2.9955 | 3.0729 | 3.1378 | 3.2046 | 3.2547 | 3.3069 | 3.3661 | 3.4229 | 3.4808 | 3.5922 | 3.6814 | 3.7645 | 3.8441 | 3.9135 | 4.0349 | 4.1514 | 4.2851 | 4.419 | 4.5433 | 4.6341 | 4.7057 | 4.7522 | 4.7959 | 4.8362 | 4.8815 | 4.9161 | 4.9519 | 4.9874 | 5.0207 | 5.0108 |  | 3.1561 | 3.0599 | 3.0161 | 3.0579 | 3.097 | 3.1415 | 3.1721 | 3.2216 | 3.2915 | 3.3664 | 3.4522 | 3.5467 | 3.5845 | 3.621 | 3.6582 | 3.6982 | 3.7673 | 3.8393 | 3.919 | 3.999 | 4.0812 | 4.1753 | 4.2672 | 4.3464 | 4.4206 | 4.4331 | 4.4495 | 4.4517 | 4.455 | 4.4552 | 4.4511 | 4.4521 |  | 3.1561 | 3.0429 | 2.9893 | 3.0595 | 3.1178 | 3.1774 | 3.2181 | 3.2613 | 3.3099 | 3.3565 | 3.4044 | 3.4813 | 3.555 | 3.6278 | 3.6988 | 3.7629 | 3.8342 | 3.9007 | 3.9843 | 4.0684 | 4.1454 | 4.19 | 4.2167 | 4.2202 | 4.2213 | 4.2196 | 4.222 | 4.215 | 4.2087 | 4.2021 | 4.1932 | 4.1867 |  | 3.1561 | 3.0435 | 2.9885 | 3.0578 | 3.1142 | 3.1719 | 3.2123 | 3.256 | 3.3117 | 3.3638 | 3.4131 | 3.4845 | 3.549 | 3.6069 | 3.662 | 3.7218 | 3.8741 | 4.0227 | 4.1658 | 4.2977 | 4.4199 | 4.5431 | 4.6558 | 4.7639 | 4.8543 | 4.9408 | 5.0298 | 5.1066 | 5.184 | 5.2589 | 5.3158 | 5.2945 |  | 3.1561 | 3.037 | 2.9754 | 3.038 | 3.0882 | 3.1437 | 3.1907 | 3.2403 | 3.2978 | 3.3536 | 3.4124 | 3.5944 | 3.7742 | 3.947 | 4.1123 | 4.2651 | 4.4169 | 4.5617 | 4.7033 | 4.835 | 4.9779 | 5.0976 | 5.2083 | 5.3189 | 5.4107 | 5.4716 | 5.4704 | 5.4591 | 5.4494 | 5.4407 | 5.4328 | 5.4174
Bolton Le Sands |  | 11.6569 | 11.4545 | 11.5776 | 11.7583 | 11.9318 | 12.2303 | 12.4464 | 12.7477 | 13.1042 | 13.4944 | 13.9179 | 14.5124 | 15.0656 | 15.47 | 15.8766 | 16.2357 | 16.7748 | 17.2372 | 17.7345 | 18.2595 | 18.7154 | 19.0264 | 19.4314 | 19.5862 | 19.6299 | 19.9533 | 20.258 | 20.134 | 20.0359 | 20.1067 | 20.1438 | 20.0918 |  | 11.6569 | 11.5066 | 11.5969 | 11.686 | 11.8153 | 12.0607 | 12.2166 | 12.4679 | 12.772 | 13.1185 | 13.4851 | 13.8997 | 14.224 | 14.4513 | 14.7099 | 14.9796 | 15.3593 | 15.7124 | 16.1064 | 16.543 | 16.9669 | 17.4287 | 17.9858 | 18.3104 | 18.553 | 18.895 | 19.3278 | 19.2808 | 19.2426 | 19.3375 | 19.3658 | 19.437 |  | 11.6569 | 11.4523 | 11.5386 | 11.6726 | 11.802 | 12.0515 | 12.203 | 12.4359 | 12.7076 | 13.0141 | 13.356 | 13.8258 | 14.2718 | 14.6114 | 14.9653 | 15.2948 | 15.6893 | 16.0101 | 16.3647 | 16.7431 | 17.0691 | 17.2582 | 17.5249 | 17.566 | 17.547 | 17.7119 | 17.93 | 17.7284 | 17.5489 | 17.5171 | 17.4526 | 17.4233 |  | 11.6569 | 11.4601 | 11.5758 | 11.7344 | 11.8721 | 12.1157 | 12.2485 | 12.472 | 12.7911 | 13.1115 | 13.4127 | 13.7549 | 14.1354 | 14.3861 | 14.6454 | 15.0589 | 16.3052 | 17.7399 | 19.1456 | 20.5476 | 21.845 | 23.3644 | 24.4817 | 25.243 | 26.0764 | 27.3759 | 28.2665 | 29.1746 | 29.7499 | 30.7922 | 30.5583 | 30.5491 |  | 11.6569 | 11.3887 | 11.4349 | 11.5258 | 11.612 | 11.8172 | 11.9931 | 12.2333 | 12.5036 | 12.7809 | 13.2159 | 14.3863 | 15.5797 | 16.6346 | 17.6799 | 18.926 | 20.2314 | 21.4568 | 22.676 | 23.9098 | 25.0026 | 26.3069 | 27.3039 | 27.9176 | 28.6247 | 29.1927 | 29.5087 | 29.2888 | 29.3855 | 29.6414 | 28.9775 | 28.9852
Botany Bay |  | 7.8655 | 7.798 | 7.8191 | 7.9993 | 8.15 | 8.3169 | 8.5488 | 8.7903 | 9.0491 | 9.3155 | 9.6457 | 10.0292 | 10.3424 | 10.6263 | 10.8833 | 11.1116 | 11.4072 | 11.6996 | 11.9378 | 12.1494 | 12.3463 | 12.5151 | 12.6409 | 12.7727 | 12.8984 | 13.0059 | 13.0723 | 13.1546 | 13.2361 | 13.3087 | 13.3982 | 13.4044 |  | 7.8655 | 7.8218 | 7.8405 | 7.9723 | 8.0882 | 8.2168 | 8.4108 | 8.62 | 8.8462 | 9.0845 | 9.3896 | 9.7135 | 9.9429 | 10.1728 | 10.3931 | 10.6034 | 10.8059 | 11.0233 | 11.2409 | 11.4542 | 11.6626 | 11.8594 | 12.0081 | 12.1481 | 12.2744 | 12.3892 | 12.4648 | 12.5388 | 12.5906 | 12.6028 | 12.6068 | 12.6517 |  | 7.8655 | 7.7968 | 7.7999 | 7.9562 | 8.0842 | 8.2262 | 8.4235 | 8.6279 | 8.8404 | 9.061 | 9.3447 | 9.6573 | 9.9132 | 10.1604 | 10.3884 | 10.6005 | 10.8302 | 11.0549 | 11.2247 | 11.3666 | 11.5008 | 11.6099 | 11.6846 | 11.7659 | 11.8411 | 11.8994 | 11.9175 | 11.9476 | 11.9755 | 11.9945 | 12.0261 | 12.0402 |  | 7.8655 | 7.8059 | 7.8229 | 7.9906 | 8.1204 | 8.2555 | 8.4336 | 8.6123 | 8.7962 | 8.9697 | 9.1883 | 9.4229 | 9.6315 | 9.8218 | 9.9909 | 10.2559 | 10.9301 | 11.5825 | 12.2058 | 12.8022 | 13.3888 | 14.065 | 14.6836 | 15.2763 | 15.8498 | 16.3947 | 16.9174 | 17.4292 | 17.9264 | 18.4103 | 18.7174 | 18.7109 |  | 7.8655 | 7.7618 | 7.7359 | 7.8601 | 7.9571 | 8.0563 | 8.2091 | 8.3617 | 8.5192 | 8.6715 | 8.9917 | 9.7446 | 10.4788 | 11.1834 | 11.8658 | 12.5135 | 13.1323 | 13.7321 | 14.3134 | 15.0231 | 15.7055 | 16.3315 | 16.8942 | 17.45 | 17.989 | 18.25 | 18.2843 | 18.3165 | 18.3546 | 18.3731 | 18.3953 | 18.406
Bow Lane |  | 16.2941 | 15.9374 | 16.1351 | 16.8458 | 17.1244 | 17.4538 | 17.8947 | 18.3567 | 18.8579 | 19.3481 | 19.9794 | 20.7198 | 21.2762 | 21.7847 | 22.2632 | 22.687 | 23.2806 | 23.8524 | 24.3273 | 24.742 | 25.1221 | 25.4384 | 25.6393 | 25.8333 | 26.0155 | 26.1591 | 26.1926 | 26.2708 | 26.348 | 26.401 | 26.4971 | 26.3957 |  | 16.2941 | 16.0059 | 16.0402 | 16.4498 | 16.6264 | 16.8589 | 17.1985 | 17.5754 | 17.9932 | 18.4186 | 18.9931 | 19.6 | 19.9527 | 20.3267 | 20.6943 | 21.0463 | 21.3933 | 21.7808 | 22.1665 | 22.5442 | 22.9316 | 23.346 | 23.6416 | 23.9312 | 24.2043 | 24.4235 | 24.5399 | 24.6662 | 24.7573 | 24.7792 | 24.7996 | 24.8384 |  | 16.2941 | 15.9347 | 16.089 | 16.7425 | 16.9671 | 17.2373 | 17.5958 | 17.9697 | 18.361 | 18.7431 | 19.2637 | 19.836 | 20.2579 | 20.6797 | 21.0727 | 21.4322 | 21.835 | 22.223 | 22.5238 | 22.7766 | 23.0146 | 23.1966 | 23.2864 | 23.3732 | 23.4476 | 23.4876 | 23.4226 | 23.3914 | 23.3563 | 23.2982 | 23.2714 | 23.1974 |  | 16.2941 | 15.9473 | 16.1224 | 16.7935 | 17.014 | 17.2646 | 17.5766 | 17.8888 | 18.2156 | 18.4937 | 18.8662 | 19.2583 | 19.5688 | 19.8548 | 20.1032 | 20.5858 | 22.0545 | 23.5118 | 25.1683 | 26.9742 | 28.69 | 30.3232 | 31.7916 | 33.1913 | 34.5768 | 35.8736 | 37.1253 | 38.3692 | 39.565 | 40.7426 | 41.48 | 41.4791 |  | 16.2941 | 15.8679 | 15.9663 | 16.5596 | 16.7205 | 16.9106 | 17.1849 | 17.4574 | 17.7407 | 17.9863 | 18.6286 | 20.3164 | 21.9334 | 23.4503 | 24.9883 | 26.4501 | 27.8501 | 29.5948 | 31.3658 | 33.0925 | 34.753 | 36.2999 | 37.6795 | 39.0456 | 40.3892 | 41.0315 | 41.0722 | 41.122 | 41.2365 | 41.2388 | 41.2552 | 41.2425
Bowaters |  | 25.7768 | 24.4808 | 23.67 | 23.9738 | 23.8386 | 24.047 | 24.1275 | 24.2172 | 24.1607 | 24.2566 | 24.2514 | 24.0699 | 24.2327 | 24.1895 | 24.0613 | 23.7973 | 23.8595 | 23.8073 | 23.4755 | 23.4075 | 23.3326 | 23.0979 | 23.0289 | 22.961 | 22.8304 | 22.5882 | 22.5105 | 22.2984 | 22.1239 | 22.1204 | 21.9267 | 21.7392 |  | 25.7768 | 24.5625 | 23.8142 | 23.8204 | 23.4247 | 23.4017 | 23.3272 | 23.2472 | 23.0627 | 23.0698 | 23.0224 | 22.8094 | 22.9264 | 22.8531 | 22.7035 | 22.43 | 22.4602 | 22.3854 | 22.0641 | 21.9627 | 21.8781 | 21.6401 | 21.5682 | 21.489 | 21.355 | 21.117 | 21.0338 | 20.825 | 20.6516 | 20.6386 | 20.4474 | 20.2683 |  | 25.7768 | 24.4808 | 23.6693 | 23.9721 | 23.8359 | 24.043 | 24.1215 | 24.2092 | 24.15 | 24.2428 | 24.2341 | 24.0477 | 24.2068 | 24.1611 | 24.0308 | 23.7657 | 23.8198 | 23.7597 | 23.4206 | 23.3448 | 23.2626 | 23.0214 | 22.946 | 22.8719 | 22.7353 | 22.4878 | 22.4042 | 22.1867 | 22.0066 | 21.9968 | 21.7975 | 21.6109 |  | 25.7768 | 24.4816 | 23.6005 | 23.833 | 23.6284 | 23.7651 | 23.7765 | 23.7936 | 23.6645 | 23.6824 | 23.5981 | 23.3381 | 23.4121 | 23.2856 | 23.0768 | 22.7384 | 22.7121 | 22.5758 | 22.1742 | 22.0227 | 21.8639 | 21.5551 | 21.4013 | 21.248 | 21.0358 | 20.7207 | 20.5573 | 20.2706 | 20.0185 | 19.9212 | 19.6508 | 19.3858 |  | 25.7768 | 24.4793 | 23.5957 | 23.8257 | 23.6188 | 23.7752 | 23.8274 | 23.9049 | 23.854 | 23.9685 | 23.9969 | 23.8706 | 24.0843 | 24.0883 | 24.0018 | 23.7744 | 23.8585 | 23.8243 | 23.5059 | 23.4473 | 23.3786 | 23.1454 | 23.0753 | 23.0022 | 22.8631 | 22.6082 | 22.5081 | 22.2708 | 22.0681 | 22.0335 | 21.8064 | 21.5896
Bowdon |  | 14.6892 | 14.4761 | 14.5636 | 15.283 | 15.5206 | 15.7869 | 16.2532 | 16.4906 | 16.8917 | 17.2007 | 17.6896 | 18.3666 | 18.7361 | 19.1831 | 19.5459 | 19.8621 | 20.3181 | 20.7543 | 21.1322 | 21.4955 | 21.8199 | 22.0558 | 22.2571 | 22.4448 | 22.4946 | 22.6407 | 22.7657 | 22.8524 | 22.9672 | 22.9457 | 23.0104 | 22.9191 |  | 14.6892 | 14.5462 | 14.4579 | 14.8971 | 15.0573 | 15.2585 | 15.6476 | 15.8302 | 16.173 | 16.4419 | 16.8916 | 17.4403 | 17.6025 | 17.9141 | 18.1726 | 18.4357 | 18.7167 | 19.0281 | 19.3269 | 19.688 | 20.0185 | 20.3918 | 20.7303 | 21.0793 | 21.2142 | 21.4779 | 21.6464 | 21.827 | 21.9484 | 21.979 | 22.0072 | 22.0498 |  | 14.6892 | 14.4739 | 14.5268 | 15.2003 | 15.3948 | 15.6138 | 16.0126 | 16.1814 | 16.4945 | 16.7192 | 17.1198 | 17.6434 | 17.8662 | 18.2288 | 18.5323 | 18.8157 | 19.1545 | 19.4707 | 19.7279 | 19.9663 | 20.1817 | 20.3171 | 20.4305 | 20.5299 | 20.5085 | 20.569 | 20.6113 | 20.6079 | 20.6323 | 20.528 | 20.4996 | 20.4189 |  | 14.6892 | 14.4768 | 14.5383 | 15.2175 | 15.4001 | 15.592 | 15.9472 | 16.0658 | 16.334 | 16.4832 | 16.7713 | 17.1494 | 17.2881 | 17.5384 | 17.7126 | 18.0637 | 19.1309 | 20.1941 | 21.1875 | 22.1673 | 23.1113 | 23.9112 | 24.708 | 25.8974 | 26.4384 | 27.4843 | 28.32 | 29.1103 | 29.7458 | 30.6285 | 30.9927 | 30.9452 |  | 14.6892 | 14.4139 | 14.4159 | 15.0332 | 15.1682 | 15.3136 | 15.6442 | 15.7383 | 15.9688 | 16.0907 | 16.5692 | 17.8589 | 18.9406 | 20.0928 | 21.1882 | 22.2331 | 23.235 | 24.2357 | 25.1655 | 26.0936 | 27.0007 | 27.9363 | 28.4997 | 29.8365 | 30.3195 | 30.8149 | 30.8424 | 30.8272 | 30.9328 | 30.7633 | 30.7783 | 30.7078
Bradford |  | 13.5693 | 13.2703 | 13.8138 | 14.812 | 15.1183 | 15.4312 | 15.6218 | 15.8457 | 16.1581 | 16.384 | 16.6807 | 16.9493 | 17.2382 | 17.4959 | 17.6622 | 17.8742 | 18.4632 | 19.0436 | 19.582 | 20.143 | 20.6553 | 21.1281 | 21.657 | 22.1244 | 22.6356 | 23.0026 | 23.4737 | 23.9417 | 24.2974 | 24.7726 | 25.1938 | 25.1786 |  | 13.5693 | 13.3187 | 13.491 | 13.9595 | 14.117 | 14.3027 | 14.3786 | 14.5211 | 14.7582 | 14.9145 | 15.1627 | 15.3869 | 15.5796 | 15.7316 | 15.8361 | 15.9759 | 16.118 | 16.2428 | 16.3512 | 16.5155 | 16.6477 | 16.8001 | 16.9017 | 17.0262 | 17.1512 | 17.2791 | 17.3093 | 17.407 | 17.5082 | 17.5309 | 17.5346 | 17.5873 |  | 13.5693 | 13.2695 | 13.781 | 14.742 | 15.0139 | 15.2883 | 15.4305 | 15.6137 | 15.8792 | 16.06 | 16.3108 | 16.5257 | 16.7646 | 16.9842 | 17.119 | 17.305 | 17.4921 | 17.6708 | 17.8097 | 17.9673 | 18.0853 | 18.1704 | 18.3065 | 18.3908 | 18.5103 | 18.5128 | 18.597 | 18.6757 | 18.6571 | 18.7485 | 18.7865 | 18.7811 |  | 13.5693 | 13.273 | 13.7899 | 14.7585 | 15.0337 | 15.3141 | 15.47 | 15.657 | 15.9311 | 16.1164 | 16.3651 | 16.5752 | 16.8128 | 17.0197 | 17.1369 | 17.3599 | 18.129 | 18.8878 | 19.6189 | 20.4156 | 21.1628 | 21.9073 | 22.6069 | 23.275 | 23.9545 | 24.6152 | 25.2473 | 25.8473 | 26.5031 | 27.0825 | 27.4842 | 27.4572 |  | 13.5693 | 13.2502 | 13.7401 | 14.6914 | 14.9487 | 15.221 | 15.3859 | 15.5843 | 15.8752 | 16.0847 | 16.4235 | 17.3023 | 18.2191 | 19.101 | 19.8749 | 20.7062 | 21.5191 | 22.3855 | 23.2181 | 24.0299 | 24.7897 | 25.5458 | 26.2492 | 26.9319 | 27.6313 | 28.0777 | 28.0995 | 28.0889 | 28.1519 | 28.1307 | 28.0854 | 28.0949
Bradshawgate |  | 11.0752 | 10.6835 | 11.3104 | 12.3534 | 12.5789 | 12.7341 | 12.897 | 13.215 | 13.3828 | 13.4724 | 13.7351 | 14.0103 | 14.2103 | 14.3211 | 14.5591 | 14.6605 | 15.0089 | 15.4741 | 15.8136 | 16.1443 | 16.4885 | 16.8116 | 17.0394 | 17.2994 | 17.5504 | 17.7795 | 18.0077 | 18.2163 | 18.4251 | 18.6933 | 18.7924 | 18.7964 |  | 11.0752 | 10.7417 | 10.9935 | 11.5439 | 11.6724 | 11.7634 | 11.8658 | 12.133 | 12.274 | 12.3603 | 12.619 | 12.943 | 12.9668 | 13.0825 | 13.1382 | 13.1467 | 13.2187 | 13.3624 | 13.4436 | 13.5132 | 13.6259 | 13.7686 | 13.8192 | 13.9163 | 14.0088 | 14.071 | 14.1065 | 14.1382 | 14.1865 | 14.2196 | 14.1509 | 14.1785 |  | 11.0752 | 10.6829 | 11.2862 | 12.3022 | 12.5016 | 12.6279 | 12.7525 | 13.0331 | 13.1589 | 13.2075 | 13.4254 | 13.6409 | 13.7905 | 13.8668 | 14.0696 | 14.1162 | 14.221 | 14.4149 | 14.5187 | 14.6168 | 14.7345 | 14.8345 | 14.8557 | 14.9063 | 14.9493 | 14.9749 | 14.9983 | 15.0035 | 15.0083 | 15.0606 | 14.9749 | 14.9815 |  | 11.0752 | 10.6839 | 11.2868 | 12.3044 | 12.5036 | 12.6323 | 12.7672 | 13.0575 | 13.2096 | 13.2822 | 13.5175 | 13.7461 | 13.9069 | 13.9804 | 14.1971 | 14.3012 | 14.7553 | 15.3275 | 15.761 | 16.176 | 16.5986 | 17.0045 | 17.3095 | 17.645 | 17.968 | 18.2659 | 18.5617 | 18.8334 | 19.1017 | 19.4282 | 19.489 | 19.4303 |  | 11.0752 | 10.661 | 11.2407 | 12.2341 | 12.4114 | 12.5281 | 12.6684 | 12.9613 | 13.1116 | 13.1879 | 13.4686 | 14.1018 | 14.716 | 15.2268 | 15.872 | 16.3323 | 16.7859 | 17.3721 | 17.8089 | 18.2286 | 18.6621 | 19.0748 | 19.3883 | 19.7465 | 20.0933 | 20.2611 | 20.2378 | 20.1932 | 20.1546 | 20.1768 | 20.0174 | 19.9851
Bramhall |  | 11.6682 | 11.3491 | 11.3201 | 11.412 | 11.8231 | 12.05 | 12.3004 | 12.6059 | 12.9793 | 13.3509 | 13.7632 | 14.2868 | 14.7261 | 15.0758 | 15.4275 | 15.727 | 16.0279 | 16.3379 | 16.6216 | 16.8016 | 16.9623 | 17.0918 | 17.1631 | 17.178 | 17.226 | 17.2292 | 17.2321 | 17.1323 | 17.1226 | 17.1038 | 17.0495 | 16.9336 |  | 11.6682 | 11.4056 | 11.4042 | 11.4231 | 11.7524 | 11.9022 | 12.064 | 12.2879 | 12.5761 | 12.8767 | 13.2292 | 13.6199 | 13.891 | 14.129 | 14.4026 | 14.6636 | 14.8973 | 15.1866 | 15.5109 | 15.7769 | 16.0651 | 16.4235 | 16.7221 | 16.9498 | 17.132 | 17.3616 | 17.5016 | 17.5069 | 17.6816 | 17.7098 | 17.6967 | 17.703 |  | 11.6682 | 11.3464 | 11.2828 | 11.3257 | 11.6881 | 11.866 | 12.0488 | 12.2788 | 12.5566 | 12.836 | 13.1577 | 13.5356 | 13.8509 | 14.1184 | 14.405 | 14.6679 | 14.957 | 15.2488 | 15.5099 | 15.6671 | 15.8211 | 15.9499 | 16.0365 | 16.0728 | 16.1086 | 16.1648 | 16.159 | 16.0664 | 16.0644 | 16.0521 | 15.9996 | 15.9018 |  | 11.6682 | 11.3477 | 11.294 | 11.3473 | 11.702 | 11.8548 | 11.9947 | 12.1681 | 12.3772 | 12.5503 | 12.7282 | 12.9395 | 13.1732 | 13.3381 | 13.5104 | 13.7701 | 14.6137 | 15.5412 | 16.418 | 17.2345 | 17.991 | 18.7399 | 19.3986 | 20.0101 | 20.9262 | 21.8025 | 22.631 | 23.4198 | 24.2515 | 25.0169 | 25.4135 | 25.372 |  | 11.6682 | 11.2953 | 11.19 | 11.1954 | 11.5085 | 11.6199 | 11.7304 | 11.8752 | 12.0595 | 12.2154 | 12.5176 | 13.4244 | 14.4586 | 15.4178 | 16.3783 | 17.2807 | 18.1568 | 19.0118 | 19.8497 | 20.6456 | 21.4081 | 22.081 | 22.7121 | 23.5091 | 24.3995 | 24.7282 | 24.7731 | 24.7898 | 24.8843 | 24.8971 | 24.8757 | 24.8363
Bridgewater |  | 12.7778 | 12.3907 | 12.9022 | 13.8465 | 14.1339 | 14.3645 | 14.6118 | 14.8447 | 15.1173 | 15.2967 | 15.5165 | 15.6979 | 15.9436 | 16.1164 | 16.2824 | 16.4987 | 16.767 | 17.0089 | 17.2278 | 17.4922 | 17.7021 | 17.8636 | 18.0783 | 18.2436 | 18.362 | 18.5051 | 18.6467 | 18.7812 | 18.9321 | 19.0801 | 19.178 | 19.1616 |  | 12.7778 | 12.4438 | 12.6326 | 13.0914 | 13.2236 | 13.332 | 13.4586 | 13.5984 | 13.7799 | 13.9147 | 14.0857 | 14.2474 | 14.382 | 14.4789 | 14.5779 | 14.7315 | 14.8285 | 14.9144 | 14.9952 | 15.1259 | 15.2222 | 15.3034 | 15.433 | 15.5174 | 15.561 | 15.62 | 15.6757 | 15.7214 | 15.7781 | 15.8298 | 15.8364 | 15.8363 |  | 12.7778 | 12.39 | 12.8852 | 13.8 | 14.0652 | 14.2729 | 14.4901 | 14.6947 | 14.9343 | 15.085 | 15.2788 | 15.4239 | 15.626 | 15.7687 | 15.9086 | 16.1053 | 16.2567 | 16.3812 | 16.4825 | 16.6252 | 16.7206 | 16.772 | 16.8776 | 16.9376 | 16.9541 | 16.9939 | 17.031 | 17.0596 | 17.1017 | 17.1402 | 17.1309 | 17.1152 |  | 12.7778 | 12.3878 | 12.8645 | 13.7837 | 14.0385 | 14.2362 | 14.4507 | 14.6491 | 14.8859 | 15.0291 | 15.2093 | 15.3478 | 15.5497 | 15.6793 | 15.8014 | 15.995 | 16.3081 | 16.5976 | 16.8623 | 17.169 | 17.4185 | 17.7204 | 17.9719 | 18.1905 | 18.4624 | 18.6117 | 18.814 | 18.9892 | 19.1581 | 19.3257 | 19.4069 | 19.3437 |  | 12.7778 | 12.3689 | 12.8362 | 13.741 | 13.9833 | 14.1779 | 14.4006 | 14.6144 | 14.876 | 15.0526 | 15.2982 | 15.6957 | 16.1667 | 16.5483 | 16.9334 | 17.3668 | 17.7214 | 18.0486 | 18.3626 | 18.7394 | 19.077 | 19.4228 | 19.7072 | 19.9609 | 20.2753 | 20.2773 | 20.3075 | 20.3135 | 20.3337 | 20.3289 | 20.3312 | 20.3029
Brinksway |  | 9.4944 | 9.3723 | 9.2804 | 9.3698 | 9.6091 | 9.8887 | 10.1213 | 10.3214 | 10.6825 | 11.0111 | 11.4703 | 11.884 | 12.3413 | 12.7274 | 13.183 | 13.4557 | 13.9554 | 14.5002 | 14.9459 | 15.3851 | 15.7282 | 16.0792 | 16.317 | 16.5022 | 16.7256 | 16.9287 | 17.0889 | 17.1333 | 17.3029 | 17.4304 | 17.5343 | 17.5014 |  | 9.4944 | 9.4231 | 9.3471 | 9.3602 | 9.5224 | 9.7261 | 9.8752 | 10.0082 | 10.2821 | 10.5592 | 10.7444 | 10.9488 | 11.1403 | 11.2882 | 11.3767 | 11.544 | 11.7824 | 12.0095 | 12.2778 | 12.5705 | 12.8256 | 13.1874 | 13.4616 | 13.6825 | 13.9315 | 14.1308 | 14.2937 | 14.3437 | 14.4868 | 14.5818 | 14.6392 | 14.6712 |  | 9.4944 | 9.3701 | 9.2436 | 9.2903 | 9.4904 | 9.7285 | 9.9066 | 10.0531 | 10.3286 | 10.5945 | 10.8097 | 11.0986 | 11.4219 | 11.7167 | 12.0882 | 12.3155 | 12.6802 | 13.08 | 13.3844 | 13.6757 | 13.8959 | 14.1246 | 14.2634 | 14.3585 | 14.4854 | 14.5953 | 14.6627 | 14.6243 | 14.6898 | 14.7173 | 14.7168 | 14.6929 |  | 9.4944 | 9.3731 | 9.2649 | 9.3363 | 9.5556 | 9.814 | 10.0216 | 10.2135 | 10.5776 | 10.9028 | 11.3488 | 11.7298 | 12.1578 | 12.5152 | 12.94 | 13.2853 | 14.1463 | 15.0611 | 15.8563 | 16.6305 | 17.2892 | 17.9538 | 18.5162 | 19.0251 | 19.5462 | 19.9934 | 20.4646 | 20.8628 | 21.1643 | 21.6746 | 21.819 | 21.6305 |  | 9.4944 | 9.3374 | 9.1942 | 9.2312 | 9.4213 | 9.6532 | 9.8506 | 10.0612 | 10.4097 | 10.7255 | 11.2717 | 12.1945 | 13.1924 | 14.0996 | 15.0721 | 15.8229 | 16.6599 | 17.5004 | 18.2771 | 19.0408 | 19.7471 | 20.3029 | 20.9262 | 21.4169 | 21.9283 | 22.1378 | 22.0379 | 21.9999 | 21.9555 | 21.863 | 21.7778 | 21.6298
Broadheath |  | 26.1721 | 25.5522 | 25.345 | 25.9182 | 26.5842 | 27.0039 | 27.263 | 27.5579 | 28.3755 | 28.6591 | 29.3698 | 30.2281 | 30.8329 | 31.3086 | 31.9179 | 32.4739 | 33.1312 | 34.0212 | 34.6876 | 35.2903 | 35.8274 | 36.361 | 36.8485 | 37.0889 | 37.5661 | 37.7693 | 38.5651 | 38.4721 | 38.8482 | 38.9101 | 39.2914 | 39.3627 |  | 26.1721 | 25.6723 | 25.4307 | 25.758 | 26.2801 | 26.5723 | 26.7083 | 26.9126 | 27.638 | 28.0966 | 28.7982 | 29.5467 | 29.95 | 30.2548 | 30.5331 | 30.9919 | 31.4201 | 31.8072 | 32.2921 | 32.8136 | 33.2577 | 33.767 | 34.2304 | 34.7947 | 34.9315 | 35.4324 | 35.6 | 35.9196 | 36.1195 | 36.191 | 36.1839 | 36.2439 |  | 26.1721 | 25.5497 | 25.2954 | 25.8096 | 26.4181 | 26.7763 | 26.9542 | 27.1673 | 27.8766 | 27.9886 | 28.5634 | 29.2395 | 29.7017 | 30.0706 | 30.5074 | 30.995 | 31.3897 | 31.9993 | 32.3918 | 32.7174 | 33.0023 | 33.2887 | 33.5487 | 33.5896 | 33.8437 | 33.8533 | 34.3836 | 34.1165 | 34.2611 | 34.1283 | 34.265 | 34.3342 |  | 26.1721 | 25.5541 | 25.304 | 25.8285 | 26.4389 | 26.8015 | 26.9903 | 27.2088 | 27.9424 | 28.0894 | 28.7728 | 29.5956 | 30.1037 | 30.4931 | 31.0079 | 31.7275 | 33.2958 | 35.1778 | 36.847 | 38.4554 | 39.994 | 41.9733 | 43.2786 | 45.376 | 46.4077 | 48.0702 | 50.1986 | 50.8541 | 52.2662 | 53.5728 | 54.2694 | 54.2886 |  | 26.1721 | 25.4735 | 25.1448 | 25.5894 | 26.131 | 26.4319 | 26.5874 | 26.7747 | 27.5094 | 27.7053 | 28.6587 | 30.7996 | 32.648 | 34.404 | 36.3462 | 38.1779 | 39.7969 | 41.6943 | 43.3619 | 45.0339 | 46.6802 | 48.7649 | 49.8911 | 52.0287 | 52.925 | 53.6458 | 54.4212 | 53.6702 | 53.8008 | 53.7847 | 53.7145 | 53.755
Broadway |  | 10.6556 | 10.3959 | 10.4024 | 10.4705 | 10.6456 | 10.8638 | 11.0482 | 11.3357 | 11.6228 | 12.0405 | 12.403 | 12.9346 | 13.4041 | 13.825 | 14.1387 | 14.4432 | 14.9298 | 15.3124 | 15.6706 | 16 | 16.428 | 16.6723 | 16.7597 | 16.9643 | 17.1176 | 17.2735 | 17.4419 | 17.2604 | 17.316 | 17.3708 | 17.4813 | 17.3162 |  | 10.6556 | 10.4394 | 10.4638 | 10.4869 | 10.6125 | 10.7966 | 10.9222 | 11.1391 | 11.3989 | 11.6964 | 12.0161 | 12.418 | 12.7098 | 12.936 | 13.2458 | 13.4448 | 13.7413 | 14.0053 | 14.3008 | 14.6045 | 15.031 | 15.3652 | 15.5649 | 15.8477 | 16.0608 | 16.3267 | 16.533 | 16.4013 | 16.4738 | 16.5225 | 16.5948 | 16.5962 |  | 10.6556 | 10.3941 | 10.3691 | 10.3973 | 10.5343 | 10.7108 | 10.8397 | 11.0677 | 11.2823 | 11.5523 | 11.8533 | 12.2531 | 12.577 | 12.9229 | 13.187 | 13.4563 | 13.81 | 14.0644 | 14.2917 | 14.488 | 14.7846 | 14.8885 | 14.9185 | 15.0267 | 15.0354 | 15.1718 | 15.1628 | 14.9788 | 14.9485 | 14.9129 | 14.9203 | 14.793 |  | 10.6556 | 10.4008 | 10.3984 | 10.4456 | 10.5892 | 10.7703 | 10.8773 | 11.07 | 11.2656 | 11.4805 | 11.6817 | 11.9541 | 12.212 | 12.4431 | 12.6255 | 12.9776 | 14.4528 | 15.8677 | 17.2836 | 18.6407 | 20.1104 | 21.3903 | 22.499 | 23.7984 | 24.5637 | 25.9009 | 27.0509 | 28.0805 | 29.1245 | 29.4902 | 29.7832 | 29.6139 |  | 10.6556 | 10.3353 | 10.2695 | 10.2663 | 10.3658 | 10.4813 | 10.5757 | 10.7398 | 10.8852 | 11.0524 | 11.4617 | 12.6948 | 13.9367 | 15.1359 | 16.2721 | 17.644 | 19.0926 | 20.4055 | 21.7474 | 23.0299 | 24.492 | 25.764 | 26.747 | 28.0499 | 28.7328 | 29.5982 | 29.7999 | 29.8859 | 30.0585 | 29.7702 | 29.2316 | 29.0688
Buckshaw |  | 10.1861 | 10.0291 | 10.2306 | 10.684 | 10.8541 | 11.038 | 11.2096 | 11.3834 | 11.5931 | 11.7958 | 12.0105 | 12.2823 | 12.4977 | 12.6828 | 12.8456 | 13.0031 | 13.1908 | 13.3659 | 13.5151 | 13.6613 | 13.7702 | 13.8589 | 13.9461 | 13.9842 | 14.0042 | 14.0642 | 14.0399 | 14.0557 | 14.0664 | 14.0848 | 14.108 | 14.0577 |  | 10.1861 | 10.0638 | 10.1325 | 10.3733 | 10.4859 | 10.6176 | 10.7395 | 10.8729 | 11.0455 | 11.2226 | 11.4223 | 11.6562 | 11.7876 | 11.9136 | 12.0323 | 12.1602 | 12.2804 | 12.4077 | 12.5388 | 12.6836 | 12.8109 | 12.9557 | 13.0973 | 13.1859 | 13.2535 | 13.3463 | 13.3559 | 13.3943 | 13.4213 | 13.4484 | 13.4717 | 13.4548 |  | 10.1861 | 10.028 | 10.2133 | 10.6452 | 10.795 | 10.9569 | 11.0983 | 11.2394 | 11.4078 | 11.5703 | 11.7455 | 11.9548 | 12.1151 | 12.2639 | 12.3977 | 12.5372 | 12.6928 | 12.8344 | 12.9489 | 13.0578 | 13.1379 | 13.2009 | 13.268 | 13.2902 | 13.2952 | 13.3383 | 13.3007 | 13.2982 | 13.2898 | 13.2879 | 13.2874 | 13.2439 |  | 10.1861 | 10.0307 | 10.2156 | 10.6453 | 10.7842 | 10.9271 | 11.0419 | 11.1524 | 11.2869 | 11.4022 | 11.5172 | 11.6635 | 11.7912 | 11.8981 | 11.9872 | 12.1007 | 12.318 | 12.6248 | 13.0287 | 13.4096 | 13.7746 | 14.1106 | 14.6069 | 15.0894 | 15.5665 | 16.0203 | 16.4586 | 16.8971 | 17.3214 | 17.7419 | 18.0192 | 18.0486 |  | 10.1861 | 10.0041 | 10.1629 | 10.5662 | 10.6838 | 10.8063 | 10.9087 | 11.0095 | 11.1383 | 11.253 | 11.401 | 11.7035 | 12.0006 | 12.2746 | 12.6281 | 13.0674 | 13.501 | 13.922 | 14.3318 | 14.8278 | 15.3935 | 15.9285 | 16.4037 | 16.8762 | 17.3458 | 17.5806 | 17.6256 | 17.6845 | 17.7723 | 17.8071 | 17.838 | 17.8745
Burnley |  | 10.8939 | 10.68 | 10.4942 | 10.691 | 10.836 | 10.8578 | 11.0825 | 11.2753 | 11.5584 | 11.8736 | 12.1925 | 12.6158 | 12.9513 | 13.2874 | 13.5035 | 13.7361 | 14.0512 | 14.3354 | 14.575 | 14.8163 | 15.0036 | 15.1321 | 15.2243 | 15.272 | 15.3039 | 15.317 | 15.3189 | 15.3005 | 15.2852 | 15.291 | 15.2539 | 15.1546 |  | 10.8939 | 10.7185 | 10.5413 | 10.6832 | 10.7806 | 10.7544 | 10.926 | 11.071 | 11.2892 | 11.4041 | 11.6933 | 11.9777 | 12.1108 | 12.3426 | 12.4902 | 12.6862 | 12.9133 | 13.1498 | 13.3859 | 13.6492 | 13.8933 | 14.1713 | 14.4144 | 14.6089 | 14.7826 | 14.8957 | 15.0006 | 15.0683 | 15.1226 | 15.1763 | 15.1651 | 15.1632 |  | 10.8939 | 10.6787 | 10.4727 | 10.6423 | 10.7612 | 10.7557 | 10.9404 | 11.0897 | 11.3028 | 11.4773 | 11.7251 | 12.0358 | 12.2823 | 12.5581 | 12.7325 | 12.9406 | 13.1978 | 13.4231 | 13.6035 | 13.7819 | 13.9208 | 14.0065 | 14.0666 | 14.0874 | 14.0929 | 14.0819 | 14.0572 | 14.0102 | 13.9643 | 13.9366 | 13.8663 | 13.7865 |  | 10.8939 | 10.6843 | 10.4866 | 10.6622 | 10.776 | 10.7567 | 10.9129 | 11.0307 | 11.2238 | 11.3503 | 11.5076 | 11.6937 | 11.8659 | 12.0511 | 12.1331 | 12.4343 | 13.395 | 14.3366 | 15.4046 | 16.5541 | 17.6405 | 18.6512 | 19.5845 | 20.4467 | 21.2783 | 22.0751 | 22.8434 | 23.581 | 24.2999 | 24.9905 | 25.3851 | 25.3175 |  | 10.8939 | 10.6323 | 10.3858 | 10.5111 | 10.588 | 10.5347 | 10.6757 | 10.7737 | 10.9306 | 11.0442 | 11.3915 | 12.429 | 13.4515 | 14.4685 | 15.3734 | 16.2884 | 17.1834 | 18.1812 | 19.2863 | 20.3584 | 21.3863 | 22.3191 | 23.1782 | 23.9971 | 24.7894 | 25.107 | 25.0994 | 25.0555 | 25.0426 | 24.9779 | 24.9119 | 24.8512
Burnley Centre |  | 12.3247 | 12.1041 | 12.0419 | 12.3465 | 12.452 | 12.5814 | 12.8166 | 13.0532 | 13.3074 | 13.5287 | 13.7317 | 14.0077 | 14.1582 | 14.3356 | 14.4983 | 14.6543 | 14.9695 | 15.3784 | 15.7305 | 16.0323 | 16.3382 | 16.6161 | 16.8295 | 17.0389 | 17.2489 | 17.4359 | 17.5667 | 17.7304 | 17.8715 | 18.0019 | 18.1872 | 18.1426 |  | 12.3247 | 12.1677 | 12.1443 | 12.3298 | 12.4837 | 12.6322 | 12.8946 | 13.1035 | 13.4705 | 13.8135 | 14.4417 | 15.1415 | 15.214 | 15.3836 | 15.3555 | 15.3749 | 15.446 | 15.54 | 15.6245 | 15.6715 | 15.7772 | 15.8562 | 15.9357 | 16.0113 | 16.0752 | 16.1302 | 16.1231 | 16.1704 | 16.1695 | 16.1793 | 16.2324 | 16.2713 |  | 12.3247 | 12.1029 | 12.0178 | 12.2875 | 12.3665 | 12.4756 | 12.6724 | 12.849 | 13.0717 | 13.2554 | 13.3841 | 13.6278 | 13.72 | 13.8195 | 13.9461 | 14.0769 | 14.2012 | 14.365 | 14.4788 | 14.5579 | 14.6543 | 14.7619 | 14.8272 | 14.8934 | 14.9596 | 15.0077 | 15.0061 | 15.0283 | 15.0309 | 15.0245 | 15.0577 | 15.0292 |  | 12.3247 | 12.1067 | 12.0274 | 12.3228 | 12.4127 | 12.5118 | 12.7246 | 12.9544 | 13.1837 | 13.3525 | 13.5498 | 13.7722 | 13.8705 | 14.053 | 14.1852 | 14.4275 | 15.2295 | 16.0752 | 16.8645 | 17.5897 | 18.3027 | 18.953 | 19.5308 | 20.0752 | 20.6104 | 21.1116 | 21.5425 | 22.0564 | 22.5392 | 22.9931 | 23.2778 | 23.1553 |  | 12.3247 | 12.0564 | 11.9287 | 12.1726 | 12.2218 | 12.2698 | 12.4349 | 12.6479 | 12.846 | 12.9558 | 13.2749 | 14.0891 | 14.8634 | 15.794 | 16.6748 | 17.5063 | 18.2524 | 19.0568 | 19.8065 | 20.488 | 21.1834 | 21.8049 | 22.3399 | 22.859 | 23.4487 | 23.6889 | 23.595 | 23.4553 | 23.3603 | 23.2208 | 23.086 | 23.0009
Burnley North |  | 8.7575 | 8.5699 | 8.4446 | 8.5063 | 8.6433 | 8.6781 | 8.7659 | 8.8916 | 9.0458 | 9.1028 | 9.1845 | 9.3462 | 9.4372 | 9.4803 | 9.567 | 9.631 | 9.7535 | 9.8743 | 9.9904 | 10.0928 | 10.1886 | 10.2989 | 10.3872 | 10.4755 | 10.5589 | 10.6309 | 10.689 | 10.747 | 10.7994 | 10.8458 | 10.9064 | 10.8813 |  | 8.7575 | 8.6101 | 8.5094 | 8.5272 | 8.631 | 8.6389 | 8.706 | 8.8242 | 8.9796 | 9.0518 | 9.1626 | 9.3544 | 9.3952 | 9.4007 | 9.4557 | 9.4952 | 9.5208 | 9.5769 | 9.6491 | 9.7118 | 9.7612 | 9.8293 | 9.8824 | 9.9167 | 9.9417 | 9.985 | 10.0106 | 10.0235 | 10.037 | 10.0387 | 10.0337 | 10.0465 |  | 8.7575 | 8.5694 | 8.4328 | 8.4809 | 8.605 | 8.6264 | 8.6961 | 8.8038 | 8.936 | 8.973 | 9.0352 | 9.1671 | 9.2311 | 9.2564 | 9.3268 | 9.3802 | 9.4323 | 9.4831 | 9.5289 | 9.5614 | 9.5777 | 9.6026 | 9.6201 | 9.6289 | 9.6256 | 9.633 | 9.6249 | 9.6032 | 9.5923 | 9.5715 | 9.5526 | 9.5501 |  | 8.7575 | 8.5718 | 8.4337 | 8.4814 | 8.6031 | 8.6223 | 8.6917 | 8.7965 | 8.9268 | 8.9594 | 9.0132 | 9.1397 | 9.2029 | 9.2205 | 9.2799 | 9.3759 | 9.7742 | 10.3791 | 10.9554 | 11.529 | 12.0732 | 12.5684 | 13.0683 | 13.5252 | 13.9612 | 14.369 | 14.7855 | 15.1824 | 15.6159 | 16.0119 | 16.2248 | 16.1226 |  | 8.7575 | 8.5467 | 8.3836 | 8.4064 | 8.5061 | 8.5058 | 8.5604 | 8.6518 | 8.773 | 8.8017 | 8.9166 | 9.349 | 9.9769 | 10.6637 | 11.2371 | 11.8492 | 12.4499 | 13.0373 | 13.5924 | 14.152 | 14.678 | 15.1416 | 15.6012 | 16.032 | 16.4419 | 16.5576 | 16.4759 | 16.383 | 16.3174 | 16.2171 | 16.1156 | 16.0208
Burrow Beck |  | 19.2138 | 18.0876 | 17.7015 | 18.563 | 18.3664 | 18.6809 | 19.2072 | 19.3593 | 19.7497 | 20.1396 | 20.7357 | 21.1184 | 21.5833 | 22.1353 | 22.3427 | 22.668 | 23.0679 | 23.5446 | 23.805 | 24.167 | 24.7794 | 24.7218 | 25.1473 | 24.9254 | 26.0066 | 25.5456 | 25.6822 | 24.9148 | 24.8626 | 24.9981 | 25.1975 | 24.5214 |  | 19.2138 | 18.1617 | 17.7807 | 18.4366 | 18.098 | 18.2842 | 18.6793 | 18.7333 | 19.0299 | 19.3545 | 19.8672 | 20.1026 | 20.3346 | 20.6984 | 20.7368 | 20.9646 | 21.2386 | 21.623 | 21.8386 | 22.1706 | 22.7854 | 22.9558 | 23.6024 | 23.654 | 24.9385 | 24.6128 | 24.8883 | 24.211 | 24.2421 | 24.6361 | 24.6761 | 24.0543 |  | 19.2138 | 18.085 | 17.6639 | 18.4743 | 18.2384 | 18.5065 | 18.9664 | 19.0519 | 19.3562 | 19.6627 | 20.156 | 20.4125 | 20.7646 | 21.2431 | 21.3945 | 21.6867 | 22.0011 | 22.3852 | 22.563 | 22.8338 | 23.3535 | 23.2489 | 23.6418 | 23.3968 | 24.3347 | 23.9498 | 24.0678 | 23.1759 | 23.0812 | 23.6604 | 23.368 | 22.5931 |  | 19.2138 | 18.0887 | 17.6549 | 18.4485 | 18.1759 | 18.3907 | 18.7776 | 18.8041 | 19.0934 | 19.3574 | 19.7578 | 19.8654 | 20.1383 | 20.505 | 20.5214 | 20.7819 | 21.3925 | 22.1231 | 22.8158 | 23.6177 | 24.5334 | 25.0563 | 25.8835 | 26.3182 | 26.7101 | 27.5664 | 28.5264 | 29.1888 | 30.2751 | 30.3379 | 30.4133 | 30.0714 |  | 19.2138 | 18.0586 | 17.595 | 18.3559 | 18.0585 | 18.2723 | 18.7219 | 18.8007 | 19.0975 | 19.3792 | 19.9309 | 20.6108 | 21.4621 | 22.3932 | 23.12 | 24.033 | 24.9726 | 25.769 | 26.5738 | 27.3507 | 28.2179 | 28.614 | 29.496 | 29.9195 | 30.2665 | 30.8239 | 31.2985 | 31.1158 | 31.5853 | 31.0783 | 30.5385 | 30.2204
Burscough Bridge |  | 11.5164 | 11.2571 | 11.8028 | 12.666 | 12.8524 | 13.0358 | 13.2923 | 13.5551 | 13.8474 | 14.133 | 14.4885 | 14.952 | 15.324 | 15.664 | 15.9713 | 16.2413 | 16.6197 | 16.9979 | 17.3621 | 17.7115 | 18.0444 | 18.2926 | 18.4331 | 18.5765 | 18.7127 | 18.7976 | 18.8297 | 18.8895 | 18.9435 | 18.9792 | 19.0479 | 18.9891 |  | 11.5164 | 11.3053 | 11.53 | 11.9865 | 12.1065 | 12.2251 | 12.4097 | 12.6122 | 12.8456 | 13.0846 | 13.3871 | 13.7141 | 13.9145 | 14.1199 | 14.3186 | 14.5229 | 14.7774 | 15.0658 | 15.3554 | 15.6485 | 15.9649 | 16.3269 | 16.6026 | 16.8745 | 17.1267 | 17.2731 | 17.3832 | 17.497 | 17.594 | 17.6543 | 17.7204 | 17.7569 |  | 11.5164 | 11.2553 | 11.7717 | 12.5969 | 12.7476 | 12.8927 | 13.0961 | 13.3032 | 13.5266 | 13.745 | 14.0336 | 14.3951 | 14.6811 | 14.9653 | 15.2286 | 15.4736 | 15.7488 | 16.0213 | 16.2799 | 16.5224 | 16.759 | 16.9158 | 16.9798 | 17.0473 | 17.1077 | 17.1217 | 17.0833 | 17.0672 | 17.0437 | 17.0032 | 16.9885 | 16.9454 |  | 11.5164 | 11.2593 | 11.7886 | 12.6227 | 12.7684 | 12.8953 | 13.0701 | 13.2528 | 13.4855 | 13.6875 | 13.9208 | 14.1725 | 14.4 | 14.6062 | 14.7867 | 15.0596 | 15.7958 | 16.7226 | 17.6591 | 18.5707 | 19.4281 | 20.2116 | 20.907 | 21.5545 | 22.1687 | 22.7498 | 23.3212 | 23.8745 | 24.4265 | 24.9458 | 25.2454 | 25.2166 |  | 11.5164 | 11.21 | 11.6919 | 12.4783 | 12.5877 | 12.6906 | 12.8927 | 13.0895 | 13.2983 | 13.4831 | 13.8132 | 14.6205 | 15.3939 | 16.1465 | 16.8581 | 17.5297 | 18.3682 | 19.221 | 20.0515 | 20.8644 | 21.6031 | 22.2541 | 22.8599 | 23.442 | 23.9939 | 24.2521 | 24.271 | 24.3034 | 24.3402 | 24.3538 | 24.3586 | 24.3648
Bury Town Centre |  | 13.54 | 13.3052 | 13.3752 | 13.7611 | 14.016 | 14.3541 | 14.6443 | 14.8643 | 15.2211 | 15.6585 | 16.0666 | 16.496 | 17.0338 | 17.42 | 17.7579 | 18.2377 | 18.6492 | 19.1672 | 19.5806 | 20.004 | 20.4304 | 20.7146 | 21.0776 | 21.3107 | 21.6298 | 21.7578 | 21.9613 | 22.1904 | 22.2735 | 22.5302 | 22.6664 | 22.5871 |  | 13.54 | 13.3751 | 13.3764 | 13.5896 | 13.7524 | 14.0138 | 14.1938 | 14.3529 | 14.6485 | 15.0702 | 15.7153 | 16.4208 | 16.5291 | 16.7516 | 16.8422 | 16.8751 | 17.0933 | 17.1945 | 17.2934 | 17.435 | 17.5526 | 17.6853 | 17.8344 | 17.9817 | 18.1591 | 18.2468 | 18.4005 | 18.56 | 18.5845 | 18.7375 | 18.7706 | 18.761 |  | 13.54 | 13.3035 | 13.3415 | 13.6877 | 13.8934 | 14.1867 | 14.4175 | 14.5793 | 14.8281 | 15.1281 | 15.4481 | 15.7474 | 16.1559 | 16.4556 | 16.7219 | 17.1436 | 17.3767 | 17.7058 | 17.9332 | 18.1638 | 18.4108 | 18.5333 | 18.7372 | 18.8291 | 18.9956 | 18.9958 | 19.0569 | 19.1339 | 19.0829 | 19.1786 | 19.1646 | 19.1018 |  | 13.54 | 13.3091 | 13.3626 | 13.7258 | 13.9462 | 14.2569 | 14.5138 | 14.6986 | 15.0358 | 15.4392 | 15.8079 | 16.1864 | 16.6773 | 17.0197 | 17.3145 | 17.8939 | 18.8338 | 19.8826 | 20.8221 | 21.762 | 22.699 | 23.5149 | 24.3903 | 25.1042 | 25.9133 | 26.48 | 27.1439 | 27.8761 | 28.3555 | 29.0785 | 29.3503 | 29.1554 |  | 13.54 | 13.2456 | 13.2371 | 13.5656 | 13.7749 | 14.0511 | 14.2879 | 14.4757 | 14.8039 | 15.2059 | 15.7319 | 16.8879 | 18.1868 | 19.2981 | 20.3632 | 21.5955 | 22.4852 | 23.5459 | 24.5001 | 25.4666 | 26.4416 | 27.2213 | 28.0718 | 28.7665 | 29.578 | 29.6975 | 29.6509 | 29.6832 | 29.4858 | 29.524 | 29.3801 | 29.1961
Campbell St |  | 10.6657 | 10.3237 | 10.2125 | 10.5224 | 10.6963 | 10.8964 | 11.0605 | 11.2437 | 11.472 | 11.694 | 11.9366 | 12.2297 | 12.4737 | 12.6635 | 12.8305 | 12.9823 | 13.2299 | 13.4581 | 13.673 | 13.8707 | 14.0141 | 14.1348 | 14.2497 | 14.3651 | 14.4432 | 14.5104 | 14.6218 | 14.6063 | 14.646 | 14.6955 | 14.7191 | 14.647 |  | 10.6657 | 10.3711 | 10.2155 | 10.3602 | 10.4437 | 10.5676 | 10.6594 | 10.7836 | 10.9571 | 11.1367 | 11.347 | 11.5817 | 11.7354 | 11.8671 | 11.9944 | 12.127 | 12.2561 | 12.3905 | 12.5452 | 12.7036 | 12.8287 | 12.9738 | 13.1017 | 13.2136 | 13.2853 | 13.3787 | 13.5221 | 13.5343 | 13.5843 | 13.6256 | 13.6228 | 13.6266 |  | 10.6657 | 10.3226 | 10.1915 | 10.4759 | 10.6253 | 10.7979 | 10.9248 | 11.069 | 11.2482 | 11.4209 | 11.6135 | 11.8315 | 12.016 | 12.1684 | 12.306 | 12.4413 | 12.5927 | 12.7241 | 12.8416 | 12.9406 | 12.9958 | 13.032 | 13.0691 | 13.1087 | 13.1139 | 13.1094 | 13.1421 | 13.0575 | 13.022 | 12.9949 | 12.9424 | 12.884 |  | 10.6657 | 10.3267 | 10.1887 | 10.4592 | 10.5846 | 10.7249 | 10.8051 | 10.897 | 11.0218 | 11.126 | 11.2347 | 11.3612 | 11.4791 | 11.555 | 11.6114 | 11.8542 | 12.7673 | 13.6703 | 14.5676 | 15.44 | 16.2323 | 16.9897 | 17.8718 | 18.7672 | 19.574 | 20.3847 | 21.186 | 21.9242 | 22.6798 | 23.375 | 23.7948 | 23.7167 |  | 10.6657 | 10.2992 | 10.1344 | 10.3778 | 10.4814 | 10.6047 | 10.6811 | 10.7719 | 10.8985 | 11.0113 | 11.3367 | 12.3618 | 13.3964 | 14.3552 | 15.2962 | 16.2105 | 17.0903 | 17.9625 | 18.8306 | 19.6806 | 20.46 | 21.1834 | 21.9961 | 22.8652 | 23.6373 | 24.019 | 24.0261 | 23.9662 | 23.9643 | 23.8876 | 23.8209 | 23.7616
Cannon St |  | 25.4659 | 24.7499 | 24.6182 | 25.5401 | 25.9736 | 26.2875 | 26.6278 | 27.0375 | 27.2707 | 27.5502 | 27.9315 | 28.1544 | 28.4089 | 28.5988 | 28.7944 | 28.9639 | 29.4671 | 29.9032 | 30.3118 | 30.7349 | 31.1407 | 31.538 | 31.9094 | 32.2809 | 32.6403 | 32.9934 | 33.3348 | 33.6675 | 34.0164 | 34.3525 | 34.633 | 34.664 |  | 25.4659 | 24.8429 | 24.6042 | 25.1277 | 25.3448 | 25.6188 | 25.8989 | 26.3274 | 26.6694 | 27.1128 | 27.7274 | 28.2785 | 28.3011 | 28.4279 | 28.4949 | 28.6471 | 28.6846 | 28.7066 | 28.772 | 28.8325 | 28.8958 | 28.9539 | 29.0064 | 29.0491 | 29.0853 | 29.1156 | 29.138 | 29.1563 | 29.1683 | 29.2075 | 29.1784 | 29.1934 |  | 25.4659 | 24.7494 | 24.5944 | 25.4909 | 25.9 | 26.1873 | 26.4931 | 26.8734 | 27.0753 | 27.3232 | 27.6717 | 27.8582 | 28.0787 | 28.2428 | 28.4148 | 28.5658 | 28.7662 | 28.8999 | 29.0066 | 29.1256 | 29.2308 | 29.3285 | 29.4045 | 29.4802 | 29.5443 | 29.6022 | 29.6481 | 29.6844 | 29.733 | 29.769 | 29.7556 | 29.7754 |  | 25.4659 | 24.7504 | 24.5648 | 25.4305 | 25.8059 | 26.0615 | 26.3432 | 26.6897 | 26.8596 | 27.0723 | 27.381 | 27.5305 | 27.7093 | 27.8234 | 27.9415 | 28.041 | 28.4863 | 28.8653 | 29.2145 | 29.5741 | 29.9138 | 30.2402 | 30.5389 | 30.8327 | 31.1119 | 31.3822 | 31.6391 | 31.8846 | 32.1423 | 32.3848 | 32.5522 | 32.4752 |  | 25.4659 | 24.733 | 24.5293 | 25.3754 | 25.731 | 25.9877 | 26.2915 | 26.6729 | 26.8935 | 27.1708 | 27.5667 | 28.143 | 28.7747 | 29.3412 | 29.899 | 30.4241 | 30.9819 | 31.4646 | 31.9164 | 32.3795 | 32.8231 | 33.2507 | 33.647 | 34.0394 | 34.4155 | 34.7397 | 34.7713 | 34.7915 | 34.8202 | 34.8398 | 34.8 | 34.7991
Capontree |  | 7.046 | 6.9682 | 6.9424 | 7.0433 | 7.1654 | 7.3492 | 7.5123 | 7.6872 | 7.9216 | 8.1509 | 8.4354 | 8.8334 | 9.1972 | 9.5016 | 9.7766 | 10.0454 | 10.3826 | 10.6996 | 11.0563 | 11.4307 | 11.7625 | 11.9644 | 12.1205 | 12.2135 | 12.2937 | 12.3552 | 12.4017 | 12.4403 | 12.5234 | 12.4858 | 12.512 | 12.4628 |  | 7.046 | 7.0015 | 6.9849 | 7.0509 | 7.1446 | 7.2993 | 7.4303 | 7.5818 | 7.7932 | 8.0089 | 8.2653 | 8.5378 | 8.7284 | 8.887 | 9.037 | 9.2246 | 9.4809 | 9.7483 | 10.0402 | 10.3543 | 10.6684 | 11.0051 | 11.3338 | 11.6196 | 11.8812 | 11.9891 | 12.093 | 12.1685 | 12.2815 | 12.2576 | 12.2759 | 12.2978 |  | 7.046 | 6.9668 | 6.9185 | 6.9905 | 7.0853 | 7.239 | 7.3617 | 7.4942 | 7.6752 | 7.8528 | 8.0857 | 8.4058 | 8.7023 | 8.9645 | 9.2069 | 9.4564 | 9.7152 | 9.954 | 10.2319 | 10.5255 | 10.7869 | 10.9238 | 11.0211 | 11.0601 | 11.0873 | 11.0979 | 11.0917 | 11.0768 | 11.0993 | 11.0152 | 10.9848 | 10.9508 |  | 7.046 | 6.9713 | 6.938 | 7.0226 | 7.1198 | 7.2667 | 7.3746 | 7.5069 | 7.7486 | 7.9661 | 8.1963 | 8.4347 | 8.6916 | 8.8952 | 9.0747 | 9.349 | 9.9776 | 10.7672 | 11.5538 | 12.3112 | 13.0206 | 13.6826 | 14.2275 | 14.714 | 15.2011 | 15.6559 | 16.104 | 16.5171 | 16.927 | 17.3359 | 17.6044 | 17.5876 |  | 7.046 | 6.9363 | 6.8689 | 6.9195 | 6.9894 | 7.1282 | 7.3006 | 7.473 | 7.6877 | 7.8816 | 8.1812 | 8.8562 | 9.5519 | 10.1893 | 10.7873 | 11.3777 | 12.0714 | 12.7989 | 13.5013 | 14.1807 | 14.7665 | 15.2896 | 15.7638 | 16.1998 | 16.6416 | 16.9068 | 16.9236 | 16.9254 | 16.9299 | 16.9437 | 16.9494 | 16.9487
Carleton |  | 2.0096 | 1.936 | 1.8993 | 1.9612 | 2.0041 | 2.046 | 2.1069 | 2.1635 | 2.2255 | 2.2798 | 2.3634 | 2.4963 | 2.604 | 2.7168 | 2.8222 | 2.9155 | 3.05 | 3.1889 | 3.3607 | 3.5391 | 3.7112 | 3.8153 | 3.8969 | 3.9527 | 3.9888 | 4.0206 | 4.0532 | 4.0825 | 4.11 | 4.1329 | 4.1503 | 4.1347 |  | 2.0096 | 1.9494 | 1.915 | 1.957 | 1.983 | 2.0109 | 2.0562 | 2.1024 | 2.1559 | 2.2084 | 2.3819 | 2.5505 | 2.579 | 2.6136 | 2.6313 | 2.6586 | 2.7029 | 2.75 | 2.7979 | 2.9113 | 3.0451 | 3.199 | 3.3443 | 3.4791 | 3.609 | 3.63 | 3.6458 | 3.6629 | 3.6676 | 3.6761 | 3.6795 | 3.6779 |  | 2.0096 | 1.9355 | 1.8894 | 1.9395 | 1.9717 | 2.0025 | 2.0481 | 2.0896 | 2.1336 | 2.1712 | 2.2382 | 2.347 | 2.4325 | 2.5299 | 2.6228 | 2.7086 | 2.8005 | 2.8966 | 3.0261 | 3.1631 | 3.2966 | 3.3647 | 3.3945 | 3.3954 | 3.395 | 3.3893 | 3.3761 | 3.3703 | 3.3496 | 3.3339 | 3.3209 | 3.3115 |  | 2.0096 | 1.9358 | 1.8941 | 1.9486 | 1.9824 | 2.0128 | 2.0585 | 2.1124 | 2.2112 | 2.2984 | 2.3964 | 2.4934 | 2.5797 | 2.6682 | 2.7496 | 2.8539 | 3.0397 | 3.2222 | 3.3949 | 3.5645 | 3.7132 | 3.8418 | 3.9176 | 3.979 | 4.021 | 4.0606 | 4.1005 | 4.1343 | 4.1703 | 4.1996 | 4.243 | 4.2259 |  | 2.0096 | 1.9308 | 1.884 | 1.933 | 1.9615 | 2.0016 | 2.099 | 2.1897 | 2.2829 | 2.3651 | 2.4641 | 2.6268 | 2.7834 | 2.9413 | 3.0884 | 3.2742 | 3.4507 | 3.6237 | 3.7842 | 3.9435 | 4.0487 | 4.1259 | 4.1951 | 4.2552 | 4.2954 | 4.3658 | 4.3495 | 4.3295 | 4.3111 | 4.2935 | 4.282 | 4.2671
Carlisle North |  | 12.5752 | 12.2157 | 12.3419 | 12.8818 | 13.0027 | 13.2932 | 13.4593 | 13.5148 | 13.8186 | 13.9749 | 14.15 | 14.3233 | 14.5369 | 14.6876 | 14.6909 | 14.8215 | 15.019 | 15.2883 | 15.4074 | 15.631 | 15.7959 | 15.9189 | 16.1501 | 16.29 | 16.2979 | 16.5203 | 16.6257 | 16.671 | 16.6361 | 16.7796 | 16.8512 | 16.8122 |  | 12.5752 | 12.2815 | 12.2805 | 12.553 | 12.5907 | 12.8069 | 12.9112 | 12.9319 | 13.2044 | 13.3589 | 13.5541 | 13.7447 | 13.851 | 13.9192 | 13.8605 | 13.9357 | 13.9884 | 14.1251 | 14.1338 | 14.2304 | 14.2783 | 14.332 | 14.4479 | 14.4833 | 14.4978 | 14.4852 | 14.5073 | 14.5176 | 14.4716 | 14.4516 | 14.4963 | 14.4006 |  | 12.5752 | 12.2146 | 12.3215 | 12.8372 | 12.9358 | 13.2011 | 13.3341 | 13.3572 | 13.6182 | 13.7349 | 13.8709 | 13.9862 | 14.1433 | 14.2554 | 14.2302 | 14.3389 | 14.4469 | 14.6225 | 14.6413 | 14.7331 | 14.7624 | 14.7614 | 14.8258 | 14.8126 | 14.7945 | 14.7399 | 14.7694 | 14.6995 | 14.6438 | 14.5976 | 14.611 | 14.4979 |  | 12.5752 | 12.2158 | 12.3134 | 12.8235 | 12.9133 | 13.1701 | 13.3019 | 13.3225 | 13.5859 | 13.7007 | 13.829 | 13.947 | 14.1112 | 14.2147 | 14.1757 | 14.2626 | 14.4368 | 14.6703 | 15.1051 | 15.3834 | 15.5998 | 15.8518 | 16.1832 | 16.4611 | 16.6759 | 16.9542 | 17.1637 | 17.401 | 17.5307 | 17.7209 | 17.8224 | 17.728 |  | 12.5752 | 12.192 | 12.2652 | 12.7501 | 12.8169 | 13.0562 | 13.1815 | 13.2014 | 13.4683 | 13.5943 | 13.7431 | 13.9945 | 14.3191 | 14.5805 | 14.8624 | 15.3185 | 15.6935 | 16.0707 | 16.572 | 17.0146 | 17.4069 | 17.7186 | 18.0617 | 18.3558 | 18.5828 | 18.7786 | 18.7145 | 18.6873 | 18.5528 | 18.4855 | 18.3962 | 18.3216
Carr St |  | 14.479 | 14.2526 | 14.3379 | 14.7939 | 15.0865 | 15.4063 | 15.8065 | 16.3174 | 16.8524 | 17.264 | 17.8727 | 18.5857 | 19.1808 | 19.7018 | 20.1975 | 20.619 | 21.1517 | 21.656 | 22.0506 | 22.4102 | 22.6901 | 22.9376 | 23.1432 | 23.345 | 23.4847 | 23.6278 | 23.7064 | 23.7964 | 23.8898 | 23.9745 | 24.0495 | 24.0604 |  | 14.479 | 14.2888 | 14.3013 | 14.569 | 14.7496 | 14.962 | 15.2518 | 15.6563 | 16.0804 | 16.398 | 16.9165 | 17.4758 | 17.909 | 18.3329 | 18.7674 | 19.1648 | 19.5558 | 19.9607 | 20.3703 | 20.7941 | 21.1621 | 21.5236 | 21.8264 | 22.0942 | 22.288 | 22.5053 | 22.6557 | 22.7845 | 22.875 | 22.8988 | 22.8684 | 22.9634 |  | 14.479 | 14.2499 | 14.2976 | 14.7029 | 14.9479 | 15.2164 | 15.5455 | 15.9776 | 16.4141 | 16.7335 | 17.2474 | 17.8131 | 18.2861 | 18.7301 | 19.1648 | 19.5534 | 20.0043 | 20.4238 | 20.7313 | 20.9989 | 21.2056 | 21.3857 | 21.5386 | 21.691 | 21.7845 | 21.8812 | 21.913 | 21.9499 | 21.9869 | 22.014 | 22.0263 | 22.0525 |  | 14.479 | 14.2656 | 14.3339 | 14.7566 | 14.9986 | 15.2484 | 15.5302 | 15.8967 | 16.249 | 16.4477 | 16.8043 | 17.1984 | 17.5677 | 17.8872 | 18.189 | 18.6716 | 19.9619 | 21.1972 | 22.3825 | 23.7425 | 25.1565 | 26.4843 | 27.7428 | 28.9428 | 30.0659 | 31.1735 | 32.2475 | 33.3047 | 34.3288 | 35.4009 | 35.9057 | 35.9303 |  | 14.479 | 14.2032 | 14.211 | 14.5727 | 14.7694 | 14.9692 | 15.2113 | 15.54 | 15.8659 | 16.051 | 16.6522 | 18.1109 | 19.5596 | 20.9237 | 22.2764 | 23.5425 | 24.7757 | 25.957 | 27.1564 | 28.6178 | 29.9973 | 31.2706 | 32.4546 | 33.6146 | 34.6959 | 35.2042 | 35.3114 | 35.4058 | 35.5099 | 35.6413 | 35.5797 | 35.617
Castleton |  | 16.2833 | 15.8151 | 15.6575 | 16.299 | 16.538 | 16.6002 | 16.9371 | 17.1924 | 17.5215 | 17.6102 | 18.0028 | 18.3359 | 18.5186 | 18.736 | 18.9885 | 19.193 | 19.4992 | 19.8368 | 20.1334 | 20.3974 | 20.594 | 20.8068 | 20.9668 | 21.1189 | 21.2675 | 21.3923 | 21.4985 | 21.5781 | 21.6727 | 21.7457 | 21.8359 | 21.8309 |  | 16.2833 | 15.8641 | 15.604 | 15.9821 | 16.0865 | 16.0372 | 16.261 | 16.4253 | 16.6697 | 16.7044 | 17.042 | 17.3085 | 17.4036 | 17.5495 | 17.7467 | 17.9202 | 18.055 | 18.2443 | 18.4364 | 18.6216 | 18.7639 | 18.9587 | 19.0952 | 19.2082 | 19.3118 | 19.4176 | 19.5124 | 19.5687 | 19.6229 | 19.6368 | 19.6448 | 19.7056 |  | 16.2833 | 15.814 | 15.6339 | 16.2472 | 16.4597 | 16.4942 | 16.7914 | 17.0077 | 17.2885 | 17.3332 | 17.6772 | 17.942 | 18.0069 | 18.2036 | 18.3858 | 18.5563 | 18.7241 | 18.9207 | 19.076 | 19.198 | 19.2652 | 19.3495 | 19.3921 | 19.4297 | 19.4638 | 19.4765 | 19.4694 | 19.4357 | 19.4144 | 19.3733 | 19.3446 | 19.346 |  | 16.2833 | 15.8218 | 15.6376 | 16.2445 | 16.4425 | 16.4599 | 16.7344 | 16.9177 | 17.163 | 17.1598 | 17.432 | 17.6088 | 17.6125 | 17.733 | 17.8318 | 18.0669 | 18.8991 | 19.7848 | 20.6323 | 21.3969 | 22.1703 | 22.8833 | 23.538 | 24.3019 | 25.0984 | 25.8483 | 26.5779 | 27.28 | 27.9661 | 28.6276 | 29.0285 | 28.9525 |  | 16.2833 | 15.7931 | 15.5815 | 16.1594 | 16.3349 | 16.339 | 16.6138 | 16.8028 | 17.0579 | 17.0747 | 17.5521 | 18.5952 | 19.465 | 20.4366 | 21.384 | 22.2753 | 23.086 | 23.9693 | 24.8089 | 25.5577 | 26.3421 | 27.0476 | 27.6747 | 28.393 | 29.1784 | 29.545 | 29.5401 | 29.5055 | 29.4864 | 29.4352 | 29.3815 | 29.3313
Catterall Waterworks |  | 7.6176 | 7.4079 | 7.3226 | 7.462 | 7.5729 | 7.7163 | 7.7743 | 7.8147 | 7.9318 | 8.0051 | 8.066 | 8.208 | 8.3119 | 8.3931 | 8.4131 | 8.4838 | 8.6076 | 8.6763 | 8.779 | 8.9188 | 8.9996 | 9.0049 | 9.1364 | 9.1648 | 9.1526 | 9.2121 | 9.2601 | 9.4185 | 9.2465 | 9.2914 | 9.2728 | 9.2557 |  | 7.6176 | 7.4341 | 7.3278 | 7.3698 | 7.423 | 7.512 | 7.5223 | 7.5255 | 7.6083 | 7.6573 | 7.7003 | 7.8122 | 7.8741 | 7.9228 | 7.9197 | 7.973 | 8.0354 | 8.0555 | 8.1125 | 8.2081 | 8.2587 | 8.2746 | 8.3974 | 8.4187 | 8.4114 | 8.452 | 8.4831 | 8.596 | 8.4521 | 8.475 | 8.434 | 8.4419 |  | 7.6176 | 7.4075 | 7.314 | 7.4437 | 7.5453 | 7.6783 | 7.723 | 7.7507 | 7.8518 | 7.9098 | 7.956 | 8.0757 | 8.161 | 8.2301 | 8.2414 | 8.3062 | 8.3767 | 8.3937 | 8.4438 | 8.5292 | 8.5604 | 8.5208 | 8.6023 | 8.5872 | 8.5347 | 8.5494 | 8.5527 | 8.6568 | 8.4578 | 8.4578 | 8.3996 | 8.3863 |  | 7.6176 | 7.4092 | 7.3078 | 7.4292 | 7.5196 | 7.6397 | 7.6714 | 7.685 | 7.7766 | 7.8205 | 7.8435 | 7.9268 | 7.985 | 8.0217 | 7.9998 | 8.0531 | 8.2498 | 8.3642 | 8.5579 | 8.743 | 8.8698 | 8.9659 | 9.1711 | 9.2875 | 9.4201 | 9.5162 | 9.6483 | 9.8874 | 9.9807 | 9.9504 | 9.9681 | 9.9381 |  | 7.6176 | 7.3967 | 7.2832 | 7.3925 | 7.4733 | 7.5892 | 7.631 | 7.6556 | 7.7547 | 7.8105 | 7.8751 | 8.1373 | 8.3752 | 8.5914 | 8.7388 | 8.9393 | 9.1538 | 9.2701 | 9.4765 | 9.6746 | 9.8219 | 9.9203 | 10.1234 | 10.2429 | 10.3811 | 10.3975 | 10.3673 | 10.4325 | 10.4329 | 10.2573 | 10.1859 | 10.1813
Cecil St |  | 13.6608 | 13.3779 | 13.2012 | 13.3607 | 13.5023 | 13.7145 | 13.9131 | 14.1692 | 14.387 | 14.6964 | 15.0204 | 15.2972 | 15.4511 | 15.6132 | 15.6972 | 15.7797 | 15.9404 | 16.0635 | 16.2293 | 16.4178 | 16.6038 | 16.73 | 16.8827 | 16.9857 | 17.0156 | 17.1611 | 17.1832 | 17.3009 | 17.4323 | 17.5736 | 17.6867 | 17.6598 |  | 13.6608 | 13.4785 | 13.3563 | 13.6919 | 13.9326 | 14.2786 | 14.6423 | 15.1152 | 15.5932 | 16.2324 | 16.9572 | 17.6705 | 17.7385 | 17.8468 | 17.8829 | 17.9351 | 18.0264 | 18.0981 | 18.1738 | 18.2478 | 18.3677 | 18.4334 | 18.5155 | 18.6204 | 18.678 | 18.7084 | 18.6416 | 18.6618 | 18.6999 | 18.7358 | 18.7506 | 18.7051 |  | 13.6608 | 13.3766 | 13.1755 | 13.3217 | 13.4433 | 13.6338 | 13.8027 | 14.0264 | 14.2046 | 14.4742 | 14.7588 | 14.9765 | 15.0772 | 15.2035 | 15.2602 | 15.3263 | 15.4492 | 15.5341 | 15.5965 | 15.6385 | 15.7085 | 15.6989 | 15.7033 | 15.7318 | 15.7211 | 15.6972 | 15.5949 | 15.5678 | 15.5576 | 15.548 | 15.5224 | 15.4642 |  | 13.6608 | 13.3757 | 13.1734 | 13.3111 | 13.4229 | 13.6008 | 13.7593 | 13.9678 | 14.1286 | 14.3708 | 14.6149 | 14.7929 | 14.8712 | 14.9611 | 14.9755 | 15.0008 | 15.1509 | 16.1462 | 17.1112 | 18.0813 | 18.9885 | 19.8048 | 20.6095 | 21.3594 | 22.0729 | 22.7697 | 23.3701 | 24.0163 | 24.6182 | 25.2738 | 25.4942 | 25.2976 |  | 13.6608 | 13.3116 | 13.0458 | 13.0577 | 13.1352 | 13.2222 | 13.2808 | 13.3447 | 13.4189 | 13.57 | 13.7348 | 14.2411 | 15.2576 | 16.3065 | 17.315 | 18.3068 | 19.2709 | 20.2055 | 21.1093 | 22.0336 | 22.9122 | 23.6401 | 24.4151 | 25.1251 | 25.7794 | 25.7136 | 25.559 | 25.3852 | 25.2405 | 25.0726 | 24.8764 | 24.6916
Central Manchester |  | 17.2537 | 16.7527 | 16.9614 | 17.9416 | 20.3491 | 22.6617 | 28.9207 | 37.2681 | 45.6432 | 47.7854 | 50.0585 | 50.4402 | 50.6234 | 50.7876 | 51.1267 | 51.2625 | 51.5186 | 51.9789 | 52.3056 | 52.726 | 53.0047 | 53.4002 | 53.743 | 53.9652 | 54.3441 | 54.4747 | 54.7484 | 55.0062 | 55.3631 | 55.5744 | 55.8135 | 55.8281 |  | 17.2537 | 16.8268 | 16.7812 | 17.2785 | 19.5165 | 21.6889 | 27.8195 | 36.0737 | 44.3779 | 46.4992 | 48.7474 | 49.173 | 49.2659 | 49.2969 | 49.556 | 49.6354 | 49.7199 | 49.782 | 49.8765 | 50.0164 | 50.0624 | 50.2425 | 50.3764 | 50.3938 | 50.5577 | 50.4972 | 50.5712 | 50.6283 | 50.7747 | 50.7864 | 50.8203 | 50.8454 |  | 17.2537 | 16.7518 | 16.9364 | 17.8893 | 20.2713 | 22.5567 | 28.7806 | 37.0967 | 45.4364 | 47.5461 | 49.7877 | 50.1286 | 50.2705 | 50.4043 | 50.7153 | 50.8313 | 50.8583 | 51.0861 | 51.1817 | 51.3673 | 51.4195 | 51.5863 | 51.7064 | 51.7112 | 51.8663 | 51.7851 | 51.8392 | 51.8766 | 52.006 | 51.9978 | 52.0134 | 52.023 |  | 17.2537 | 16.7531 | 16.9208 | 17.8588 | 20.2223 | 22.4907 | 28.7062 | 37.0067 | 45.3333 | 47.4263 | 49.6458 | 49.9684 | 50.0949 | 50.2016 | 50.48 | 50.5793 | 50.8589 | 51.3405 | 51.6864 | 52.1208 | 52.4104 | 52.8075 | 53.1501 | 53.3655 | 53.7319 | 53.8496 | 54.1065 | 54.3433 | 54.6738 | 54.8563 | 55.0024 | 54.923 |  | 17.2537 | 16.7341 | 16.8826 | 17.8004 | 20.1449 | 22.4085 | 28.635 | 36.9556 | 45.3142 | 47.45 | 49.7462 | 50.4521 | 50.9847 | 51.4927 | 52.1698 | 52.6334 | 52.9752 | 53.525 | 53.9356 | 54.4384 | 54.7943 | 55.2599 | 55.6666 | 55.9433 | 56.3782 | 56.4268 | 56.4577 | 56.4665 | 56.575 | 56.5316 | 56.5138 | 56.4888
Chadderton |  | 14.7194 | 14.3886 | 14.59 | 15.1169 | 15.355 | 15.5282 | 15.6994 | 15.8923 | 16.0392 | 16.2474 | 16.4997 | 16.7619 | 16.8927 | 17.0404 | 17.1894 | 17.3261 | 17.6533 | 17.9007 | 18.1751 | 18.4378 | 18.6825 | 18.9058 | 19.1086 | 19.3014 | 19.5333 | 19.7697 | 19.9879 | 20.2005 | 20.409 | 20.6135 | 20.814 | 20.8069 |  | 14.7194 | 14.4458 | 14.5035 | 14.7714 | 14.9259 | 15.0332 | 15.144 | 15.2936 | 15.4094 | 15.5974 | 15.8415 | 16.1229 | 16.137 | 16.2196 | 16.3135 | 16.4074 | 16.5316 | 16.5945 | 16.6945 | 16.7957 | 16.8912 | 17.0002 | 17.0928 | 17.1708 | 17.2378 | 17.3537 | 17.4583 | 17.5461 | 17.6185 | 17.6782 | 17.7304 | 17.7889 |  | 14.7194 | 14.3881 | 14.5724 | 15.0784 | 15.2962 | 15.4465 | 15.5869 | 15.7495 | 15.8604 | 16.0306 | 16.2428 | 16.4491 | 16.5366 | 16.6534 | 16.7759 | 16.8943 | 17.0603 | 17.1467 | 17.2517 | 17.3441 | 17.426 | 17.4976 | 17.555 | 17.6046 | 17.6437 | 17.6747 | 17.7097 | 17.7101 | 17.7213 | 17.7255 | 17.7552 | 17.7221 |  | 14.7194 | 14.3899 | 14.568 | 15.0684 | 15.2775 | 15.4199 | 15.5555 | 15.7087 | 15.8132 | 15.973 | 16.1681 | 16.3585 | 16.441 | 16.5519 | 16.6623 | 16.8025 | 17.4525 | 18.1589 | 18.8594 | 19.6597 | 20.6878 | 21.6549 | 22.5695 | 23.4351 | 24.2694 | 25.0817 | 25.8771 | 26.6427 | 27.3975 | 28.1348 | 28.6134 | 28.587 |  | 14.7194 | 14.3559 | 14.5003 | 14.9694 | 15.1507 | 15.27 | 15.3943 | 15.5395 | 15.6424 | 15.8064 | 16.0539 | 16.6136 | 17.0782 | 17.7265 | 18.6685 | 19.5837 | 20.4767 | 21.541 | 22.6091 | 23.6297 | 24.6323 | 25.5574 | 26.4295 | 27.2704 | 28.0829 | 28.5263 | 28.5478 | 28.5506 | 28.5719 | 28.5572 | 28.5397 | 28.5197
Chamberhall |  | 17.7204 | 17.5469 | 17.4311 | 17.6118 | 17.8693 | 18.2617 | 18.5872 | 18.8456 | 19.2836 | 19.7889 | 20.3082 | 20.675 | 21.1465 | 21.5694 | 21.8836 | 22.2582 | 22.7761 | 23.2591 | 23.7138 | 24.1711 | 24.567 | 24.8683 | 25.226 | 25.5094 | 25.79 | 26.0209 | 26.2134 | 26.5697 | 26.67 | 27.0111 | 27.1548 | 27.1241 |  | 17.7204 | 17.6298 | 17.5468 | 17.6518 | 17.8403 | 18.1588 | 18.4043 | 18.6033 | 18.9823 | 19.4435 | 19.9352 | 20.2316 | 20.5346 | 20.8449 | 21.0812 | 21.4099 | 21.6499 | 21.8985 | 22.1773 | 22.4928 | 22.7898 | 23.1315 | 23.495 | 23.756 | 23.9937 | 24.1861 | 24.4014 | 24.5729 | 24.6461 | 24.8454 | 24.871 | 24.8937 |  | 17.7204 | 17.5447 | 17.3879 | 17.5177 | 17.7268 | 18.0652 | 18.3189 | 18.5064 | 18.855 | 19.2704 | 19.7004 | 19.9449 | 20.3091 | 20.6608 | 20.9211 | 21.2601 | 21.5482 | 21.8017 | 22.0252 | 22.2466 | 22.4236 | 22.5126 | 22.6716 | 22.762 | 22.8491 | 22.8742 | 22.8974 | 23.0286 | 22.8788 | 23.0153 | 22.9656 | 22.8908 |  | 17.7204 | 17.5524 | 17.4202 | 17.5742 | 17.7945 | 18.1403 | 18.3946 | 18.5671 | 18.8992 | 19.2742 | 19.6292 | 19.7786 | 20.1015 | 20.3785 | 20.6355 | 21.2283 | 22.6131 | 24.0815 | 25.5314 | 27.0289 | 28.796 | 30.3456 | 31.8637 | 33.2062 | 34.6018 | 35.8398 | 37.0661 | 38.3861 | 39.4407 | 40.8266 | 41.3021 | 41.2191 |  | 17.7204 | 17.4598 | 17.2382 | 17.3033 | 17.455 | 17.7233 | 17.931 | 18.0579 | 18.3364 | 18.6664 | 19.2918 | 20.7814 | 22.4623 | 24.0501 | 25.5739 | 27.159 | 28.558 | 29.9488 | 31.3793 | 33.0036 | 34.7283 | 36.1839 | 37.61 | 38.8809 | 40.229 | 40.6679 | 40.6576 | 40.7679 | 40.6582 | 40.8297 | 40.6054 | 40.5205
Chapel Wharf |  | 6.8898 | 6.7945 | 8.8129 | 10.99 | 11.199 | 11.3325 | 11.4388 | 11.5247 | 11.6383 | 11.7592 | 11.8746 | 11.9781 | 12.1222 | 12.267 | 12.3591 | 12.5177 | 12.6236 | 12.7651 | 12.8877 | 13.0197 | 13.1431 | 13.2357 | 13.3243 | 13.3884 | 13.4621 | 13.4994 | 13.5551 | 13.6149 | 13.6384 | 13.7252 | 13.7595 | 13.7373 |  | 6.8898 | 6.8168 | 7.8103 | 8.9137 | 9.0307 | 9.1208 | 9.1916 | 9.2533 | 9.3409 | 9.4422 | 9.5454 | 9.6297 | 9.706 | 9.7911 | 9.8408 | 9.9495 | 10.0024 | 10.0917 | 10.1693 | 10.2592 | 10.3532 | 10.4518 | 10.5513 | 10.6339 | 10.7236 | 10.7571 | 10.8024 | 10.8467 | 10.8602 | 10.9185 | 10.933 | 10.9286 |  | 6.8898 | 6.7937 | 8.7997 | 10.9612 | 11.1567 | 11.2762 | 11.3644 | 11.4326 | 11.5253 | 11.6277 | 11.7273 | 11.8071 | 11.9217 | 12.0457 | 12.1211 | 12.2669 | 12.3388 | 12.4445 | 12.5313 | 12.6259 | 12.7158 | 12.777 | 12.8375 | 12.8751 | 12.9219 | 12.9345 | 12.9639 | 12.9959 | 12.9928 | 13.0492 | 13.0543 | 13.0343 |  | 6.8898 | 6.7943 | 8.8032 | 10.9704 | 11.1694 | 11.2925 | 11.3882 | 11.4662 | 11.5807 | 11.701 | 11.8103 | 11.8943 | 12.0231 | 12.1521 | 12.2287 | 12.3971 | 12.5911 | 12.8243 | 13.0273 | 13.2385 | 13.4954 | 13.7095 | 13.917 | 14.0856 | 14.2785 | 14.4051 | 14.5567 | 14.7259 | 14.8289 | 15.0122 | 15.0299 | 14.9833 |  | 6.8898 | 6.7817 | 8.7781 | 10.9326 | 11.1212 | 11.237 | 11.3352 | 11.414 | 11.5237 | 11.6419 | 11.7779 | 12.001 | 12.2761 | 12.5379 | 12.7593 | 13.0472 | 13.2345 | 13.4613 | 13.7134 | 13.9649 | 14.2121 | 14.4116 | 14.6151 | 14.785 | 14.9819 | 14.9295 | 14.9456 | 14.9826 | 14.973 | 15.0212 | 14.9995 | 14.9629
Chassen Rd |  | 13.5259 | 13.2962 | 12.9396 | 13.2744 | 13.5952 | 13.8915 | 14.4753 | 14.6886 | 15.1727 | 15.5389 | 16.1108 | 16.8841 | 17.3032 | 17.8034 | 18.25 | 18.6537 | 19.1383 | 19.667 | 20.1409 | 20.5521 | 20.9312 | 21.1982 | 21.3893 | 21.48 | 21.5778 | 21.6405 | 21.7033 | 21.7496 | 21.7992 | 21.7332 | 21.8091 | 21.7637 |  | 13.5259 | 13.3498 | 13.0134 | 13.2458 | 13.4583 | 13.6529 | 14.1181 | 14.2314 | 14.6049 | 14.8784 | 15.351 | 15.9197 | 16.1256 | 16.4717 | 16.8058 | 17.1508 | 17.5008 | 17.9113 | 18.2842 | 18.7003 | 19.132 | 19.5616 | 19.9401 | 20.2421 | 20.5631 | 20.7972 | 21.039 | 21.228 | 21.4146 | 21.4169 | 21.5396 | 21.6547 |  | 13.5259 | 13.2935 | 12.8968 | 13.1775 | 13.4471 | 13.6883 | 14.1912 | 14.3246 | 14.7028 | 14.969 | 15.436 | 16.0441 | 16.3389 | 16.7552 | 17.1369 | 17.5047 | 17.8941 | 18.2836 | 18.5804 | 18.8783 | 19.1612 | 19.3083 | 19.4167 | 19.4609 | 19.5284 | 19.5332 | 19.6147 | 19.576 | 19.6516 | 19.4464 | 19.4741 | 19.368 |  | 13.5259 | 13.3008 | 12.9191 | 13.2118 | 13.4724 | 13.6906 | 14.145 | 14.2237 | 14.5636 | 14.7543 | 15.0927 | 15.5169 | 15.7042 | 15.9843 | 16.2193 | 16.697 | 18.0561 | 19.4401 | 20.7171 | 21.9833 | 23.2789 | 24.6707 | 26.0938 | 27.3767 | 28.6334 | 29.8327 | 31.4571 | 32.187 | 33.3205 | 34.3214 | 35.0609 | 35.0718 |  | 13.5259 | 13.2506 | 12.8218 | 13.0652 | 13.2875 | 13.4748 | 13.9279 | 14.0014 | 14.3071 | 14.4745 | 15.0795 | 16.716 | 18.1135 | 19.5856 | 21.0045 | 22.3714 | 23.6535 | 24.9724 | 26.172 | 27.3818 | 28.6599 | 29.922 | 31.2616 | 32.4965 | 33.7149 | 34.3193 | 34.8864 | 34.4713 | 34.5419 | 34.4743 | 34.5294 | 34.5517
Chatsworth St |  | 13.8196 | 13.5178 | 13.3136 | 13.452 | 13.5144 | 13.6432 | 13.7954 | 13.9778 | 14.1859 | 14.3508 | 14.6082 | 14.8762 | 14.9924 | 15.1444 | 15.276 | 15.394 | 15.7262 | 16.0668 | 16.3718 | 16.6842 | 16.9254 | 17.1521 | 17.37 | 17.5906 | 17.7803 | 17.9545 | 18.0787 | 18.231 | 18.4244 | 18.5021 | 18.6035 | 18.5206 |  | 13.8196 | 13.5965 | 13.4345 | 13.5408 | 13.5749 | 13.6521 | 13.7709 | 13.969 | 14.1755 | 14.3197 | 14.6361 | 14.9139 | 15.0017 | 15.1317 | 15.1896 | 15.2873 | 15.4119 | 15.5344 | 15.6735 | 15.76 | 15.9364 | 16.0489 | 16.188 | 16.3291 | 16.415 | 16.4565 | 16.4767 | 16.571 | 16.5452 | 16.5149 | 16.5632 | 16.5353 |  | 13.8196 | 13.5169 | 13.285 | 13.3912 | 13.4225 | 13.5162 | 13.6216 | 13.7594 | 13.9136 | 14.0247 | 14.2255 | 14.4163 | 14.4757 | 14.5885 | 14.6885 | 14.7868 | 14.8792 | 14.9814 | 15.0519 | 15.1286 | 15.1497 | 15.1636 | 15.1745 | 15.1946 | 15.1913 | 15.1754 | 15.1129 | 15.079 | 15.0731 | 14.9782 | 14.9079 | 14.8539 |  | 13.8196 | 13.5201 | 13.3016 | 13.4227 | 13.4611 | 13.5558 | 13.6642 | 13.8036 | 13.9493 | 14.0251 | 14.2051 | 14.3461 | 14.3494 | 14.426 | 14.4856 | 14.7691 | 15.9579 | 17.2166 | 18.4113 | 19.5685 | 20.6589 | 21.6786 | 22.6462 | 23.5946 | 24.5189 | 25.3835 | 26.2468 | 27.0229 | 28.089 | 28.8789 | 29.3506 | 29.161 |  | 13.8196 | 13.439 | 13.1511 | 13.1856 | 13.1655 | 13.2152 | 13.2773 | 13.3417 | 13.4421 | 13.519 | 13.8871 | 15.2252 | 16.5098 | 17.7809 | 18.9952 | 20.2306 | 21.3678 | 22.5161 | 23.6323 | 24.8048 | 25.84 | 26.7378 | 27.7484 | 28.6619 | 29.4984 | 29.7006 | 29.5947 | 29.3075 | 29.3372 | 29.0729 | 28.8686 | 28.6891
Cheadle Heath |  | 12.0743 | 11.8612 | 11.7528 | 11.9553 | 12.1087 | 12.2347 | 12.479 | 12.7054 | 12.9604 | 13.1516 | 13.4822 | 13.7802 | 13.9637 | 14.2266 | 14.4568 | 14.5734 | 14.8842 | 15.2331 | 15.5144 | 15.7304 | 15.9507 | 16.159 | 16.2509 | 16.4217 | 16.5991 | 16.7044 | 16.765 | 16.8836 | 17.0266 | 17.1008 | 17.1867 | 17.1209 |  | 12.0743 | 11.9106 | 11.8215 | 11.9775 | 12.0827 | 12.1588 | 12.3461 | 12.5241 | 12.7301 | 12.8787 | 13.17 | 13.394 | 13.4837 | 13.6847 | 13.8734 | 13.9741 | 14.1363 | 14.3608 | 14.5598 | 14.7206 | 14.9053 | 15.1246 | 15.23 | 15.397 | 15.5643 | 15.66 | 15.7123 | 15.8053 | 15.9089 | 15.933 | 15.9523 | 15.9503 |  | 12.0743 | 11.8597 | 11.7255 | 11.8949 | 12.0173 | 12.1101 | 12.308 | 12.4869 | 12.6836 | 12.819 | 13.0914 | 13.3057 | 13.4222 | 13.6381 | 13.8312 | 13.93 | 14.1186 | 14.3412 | 14.4975 | 14.5901 | 14.6955 | 14.792 | 14.7892 | 14.8601 | 14.9361 | 14.948 | 14.9179 | 14.9366 | 14.9753 | 14.953 | 14.938 | 14.8898 |  | 12.0743 | 11.8606 | 11.7354 | 11.9122 | 12.0308 | 12.1119 | 12.2861 | 12.4305 | 12.5852 | 12.6575 | 12.8481 | 12.9747 | 13.0397 | 13.1899 | 13.3155 | 13.6924 | 14.8173 | 15.8051 | 16.8529 | 17.8888 | 18.7601 | 19.4984 | 20.342 | 21.1075 | 21.833 | 22.5476 | 23.2056 | 23.8529 | 24.4173 | 25.1243 | 25.3985 | 25.3155 |  | 12.0743 | 11.8053 | 11.6271 | 11.7498 | 11.8289 | 11.8665 | 12.0051 | 12.1156 | 12.2417 | 12.294 | 12.6331 | 13.5108 | 14.3321 | 15.3899 | 16.3466 | 17.364 | 18.4626 | 19.3893 | 20.4037 | 21.4121 | 22.2553 | 22.939 | 23.7458 | 24.4907 | 25.1965 | 25.4354 | 25.4162 | 25.3897 | 25.3083 | 25.3667 | 25.2772 | 25.2066
Cheadle Hulme |  | 15.9595 | 15.165 | 14.7941 | 15.3169 | 15.6488 | 15.9636 | 16.488 | 16.7612 | 17.2893 | 17.8014 | 18.4239 | 19.1045 | 19.633 | 20.1278 | 20.5778 | 20.8813 | 21.3575 | 21.8717 | 22.2261 | 22.4891 | 22.7566 | 22.9682 | 23.0017 | 23.1358 | 23.2699 | 23.2574 | 23.183 | 23.2252 | 23.398 | 23.2164 | 23.1687 | 22.9505 |  | 15.9595 | 15.2694 | 14.9129 | 15.2248 | 15.3876 | 15.5238 | 15.8476 | 15.9869 | 16.3534 | 16.6815 | 17.1666 | 17.623 | 17.9394 | 18.3008 | 18.6656 | 18.9397 | 19.2689 | 19.6951 | 20.0575 | 20.3875 | 20.7698 | 21.2127 | 21.4734 | 21.8006 | 22.114 | 22.2735 | 22.3661 | 22.5422 | 22.8226 | 22.7249 | 22.7267 | 22.6622 |  | 15.9595 | 15.162 | 14.7488 | 15.2139 | 15.4911 | 15.7259 | 16.1586 | 16.3347 | 16.7373 | 17.1254 | 17.6221 | 18.109 | 18.4789 | 18.872 | 19.2419 | 19.505 | 19.8937 | 20.3129 | 20.5732 | 20.7394 | 20.9298 | 21.0732 | 21.0645 | 21.1551 | 21.2447 | 21.1972 | 21.0865 | 21.0786 | 21.1897 | 20.9665 | 20.8611 | 20.6736 |  | 15.9595 | 15.1607 | 14.7277 | 15.1669 | 15.3936 | 15.5585 | 15.8825 | 15.9342 | 16.1908 | 16.3873 | 16.6493 | 16.8904 | 17.1009 | 17.305 | 17.4756 | 17.7665 | 18.9285 | 20.1436 | 21.2307 | 22.2314 | 23.238 | 24.1594 | 24.952 | 25.8115 | 26.6743 | 27.3921 | 28.0434 | 28.8 | 29.6107 | 30.2371 | 30.2271 | 29.7828 |  | 15.9595 | 15.0818 | 14.5732 | 14.9358 | 15.106 | 15.237 | 15.5275 | 15.5589 | 15.8092 | 16.0161 | 16.558 | 17.9377 | 19.2905 | 20.606 | 21.8928 | 23.0183 | 24.1601 | 25.3719 | 26.4455 | 27.4595 | 28.4869 | 29.4037 | 30.1569 | 31.0288 | 31.9099 | 31.4787 | 31.1315 | 30.9155 | 30.8072 | 30.4731 | 30.1673 | 29.7532
Cheetham Hill |  | 14.7947 | 14.5763 | 14.3534 | 14.6513 | 14.8954 | 15.1081 | 15.3228 | 15.7312 | 16.0257 | 16.2839 | 16.7458 | 17.2678 | 17.6854 | 17.9774 | 18.4132 | 18.6313 | 18.9713 | 19.373 | 19.6961 | 19.9823 | 20.2701 | 20.5133 | 20.6448 | 20.7685 | 20.9047 | 21.068 | 21.1051 | 21.1938 | 21.3349 | 21.4174 | 21.3654 | 21.4063 |  | 14.7947 | 14.6352 | 14.4367 | 14.666 | 14.8541 | 15.0099 | 15.1695 | 15.5316 | 15.8293 | 16.1578 | 16.4888 | 17.043 | 17.2839 | 17.4662 | 17.7816 | 18.0181 | 18.3049 | 18.5782 | 18.8894 | 19.1936 | 19.532 | 19.8983 | 20.1621 | 20.4174 | 20.6957 | 20.9164 | 21.0061 | 21.1265 | 21.2647 | 21.3354 | 21.2355 | 21.3319 |  | 14.7947 | 14.5749 | 14.3304 | 14.5994 | 14.816 | 14.999 | 15.173 | 15.5356 | 15.7746 | 15.979 | 16.3842 | 16.8201 | 17.1684 | 17.4193 | 17.8182 | 18.021 | 18.2987 | 18.6336 | 18.8911 | 19.1103 | 19.3388 | 19.5241 | 19.603 | 19.692 | 19.7821 | 19.8812 | 19.8877 | 19.9259 | 20.0243 | 20.0542 | 19.9575 | 20.0088 |  | 14.7947 | 14.5794 | 14.339 | 14.6123 | 14.8233 | 14.996 | 15.1506 | 15.4926 | 15.7334 | 15.9218 | 16.2743 | 16.612 | 16.8938 | 17.0639 | 17.3678 | 17.6622 | 18.6306 | 19.6686 | 20.6035 | 21.4817 | 22.3529 | 23.17 | 23.8653 | 24.5514 | 25.233 | 25.9236 | 26.5008 | 27.1783 | 27.9165 | 28.8691 | 28.9759 | 29.0007 |  | 14.7947 | 14.5156 | 14.2146 | 14.425 | 14.5879 | 14.7145 | 14.8531 | 15.1682 | 15.3645 | 15.5177 | 16.04 | 17.1867 | 18.3067 | 19.2824 | 20.417 | 21.3033 | 22.2117 | 23.2026 | 24.0849 | 24.9121 | 25.7441 | 26.5017 | 27.1377 | 27.8015 | 28.4641 | 28.3229 | 28.198 | 28.1064 | 28.1176 | 28.1984 | 28.0452 | 28.029
Chester Rd T11 & T12 |  | 8.977 | 8.6767 | 10.0565 | 11.6635 | 11.8936 | 11.9689 | 12.1133 | 12.2033 | 12.3807 | 12.4407 | 12.545 | 12.6866 | 12.7684 | 12.8621 | 12.9351 | 13.0309 | 13.2407 | 13.3905 | 13.5938 | 13.7578 | 13.9352 | 14.0691 | 14.2433 | 14.3764 | 14.4756 | 14.6176 | 14.7303 | 14.853 | 14.965 | 15.1289 | 15.1923 | 15.1902 |  | 8.977 | 8.7139 | 9.359 | 10.1373 | 10.2526 | 10.2685 | 10.3507 | 10.3993 | 10.5316 | 10.5733 | 10.6615 | 10.783 | 10.8197 | 10.8723 | 10.9107 | 10.9737 | 11.035 | 11.0523 | 11.1182 | 11.1554 | 11.2092 | 11.2415 | 11.309 | 11.3446 | 11.3581 | 11.3913 | 11.4011 | 11.4152 | 11.4214 | 11.4587 | 11.4185 | 11.4219 |  | 8.977 | 8.6765 | 10.0463 | 11.6425 | 11.8618 | 11.925 | 12.0534 | 12.1295 | 12.2901 | 12.3334 | 12.42 | 12.5387 | 12.6028 | 12.6831 | 12.7445 | 12.8312 | 12.9165 | 12.9435 | 13.0228 | 13.0642 | 13.1206 | 13.1367 | 13.1925 | 13.2102 | 13.1973 | 13.2241 | 13.2241 | 13.2327 | 13.2317 | 13.2763 | 13.2319 | 13.2305 |  | 8.977 | 8.6771 | 10.0353 | 11.6201 | 11.8267 | 11.8785 | 11.9982 | 12.0636 | 12.2183 | 12.2556 | 12.3328 | 12.4389 | 12.488 | 12.5484 | 12.5879 | 12.6749 | 12.9462 | 13.1591 | 13.419 | 13.6402 | 13.9028 | 14.1218 | 14.3724 | 14.5815 | 14.7632 | 14.9746 | 15.1538 | 15.3371 | 15.5092 | 15.7245 | 15.736 | 15.6661 |  | 8.977 | 8.6631 | 10.0072 | 11.578 | 11.773 | 11.8202 | 11.9468 | 12.0223 | 12.1884 | 12.2431 | 12.3698 | 12.7332 | 13.0447 | 13.3671 | 13.6597 | 13.9729 | 14.3145 | 14.5822 | 14.9122 | 15.1955 | 15.4759 | 15.7041 | 15.9711 | 16.1995 | 16.3982 | 16.4442 | 16.4018 | 16.3668 | 16.3263 | 16.3335 | 16.2344 | 16.187
Chester Rd T13 |  | 4.4558 | 4.3701 | 4.3273 | 4.438 | 4.4815 | 4.5383 | 4.5986 | 4.6696 | 4.7336 | 4.7944 | 4.8669 | 4.9582 | 5.0174 | 5.0821 | 5.1351 | 5.1873 | 5.3046 | 5.4234 | 5.5365 | 5.6401 | 5.7567 | 5.8531 | 5.9283 | 6.0096 | 6.0892 | 6.1527 | 6.2223 | 6.2909 | 6.3598 | 6.4273 | 6.4996 | 6.4983 |  | 4.4558 | 4.3897 | 4.3437 | 4.4144 | 4.4392 | 4.4787 | 4.5233 | 4.5848 | 4.6427 | 4.702 | 4.7755 | 4.8615 | 4.8873 | 4.9233 | 4.9507 | 4.9825 | 5.0198 | 5.0635 | 5.1019 | 5.1341 | 5.1839 | 5.2298 | 5.264 | 5.3034 | 5.3456 | 5.3544 | 5.3679 | 5.3791 | 5.3881 | 5.3958 | 5.4057 | 5.4073 |  | 4.4558 | 4.37 | 4.3213 | 4.4253 | 4.4622 | 4.5115 | 4.5618 | 4.6232 | 4.6759 | 4.725 | 4.7849 | 4.8593 | 4.9055 | 4.9604 | 5.0051 | 5.0512 | 5.1004 | 5.151 | 5.1963 | 5.2327 | 5.2826 | 5.3127 | 5.3269 | 5.3445 | 5.3615 | 5.3648 | 5.3731 | 5.3802 | 5.3872 | 5.3929 | 5.4019 | 5.4018 |  | 4.4558 | 4.3698 | 4.3191 | 4.4213 | 4.4562 | 4.504 | 4.555 | 4.6178 | 4.6793 | 4.737 | 4.8031 | 4.8801 | 4.9264 | 4.9779 | 5.0184 | 5.0702 | 5.2233 | 5.3827 | 5.5276 | 5.6595 | 5.8007 | 5.9273 | 6.0292 | 6.1379 | 6.2435 | 6.3313 | 6.4239 | 6.514 | 6.6028 | 6.6886 | 6.7213 | 6.6957 |  | 4.4558 | 4.3611 | 4.3017 | 4.3958 | 4.4219 | 4.465 | 4.5182 | 4.582 | 4.6406 | 4.6988 | 4.7803 | 4.9813 | 5.1581 | 5.3383 | 5.5063 | 5.6691 | 5.8245 | 5.9866 | 6.1342 | 6.2681 | 6.4122 | 6.539 | 6.6442 | 6.7609 | 6.8746 | 6.8594 | 6.8531 | 6.845 | 6.8398 | 6.8298 | 6.8242 | 6.8076
Chorley South |  | 15.4701 | 15.2331 | 15.244 | 15.7327 | 16.1082 | 16.5811 | 17.0849 | 17.5897 | 18.185 | 18.7939 | 19.5026 | 20.3007 | 21.0295 | 21.6619 | 22.2368 | 22.7509 | 23.3676 | 23.9533 | 24.4618 | 24.9347 | 25.3377 | 25.6348 | 25.8928 | 26.1226 | 26.3015 | 26.4399 | 26.5579 | 26.66 | 26.7562 | 26.8562 | 26.9338 | 26.8871 |  | 15.4701 | 15.2701 | 15.2426 | 15.5492 | 15.7922 | 16.1401 | 16.5242 | 16.9251 | 17.4156 | 17.9387 | 18.5719 | 19.2175 | 19.7357 | 20.2254 | 20.6974 | 21.1546 | 21.6094 | 22.0759 | 22.5559 | 23.0541 | 23.5126 | 23.9271 | 24.2986 | 24.6096 | 24.8676 | 25.0905 | 25.3072 | 25.4762 | 25.5943 | 25.647 | 25.6221 | 25.6862 |  | 15.4701 | 15.2305 | 15.2001 | 15.6406 | 15.9583 | 16.3753 | 16.8027 | 17.2255 | 17.7175 | 18.2257 | 18.8348 | 19.4798 | 20.077 | 20.6263 | 21.1358 | 21.6136 | 22.1355 | 22.6209 | 23.0069 | 23.3589 | 23.6591 | 23.8664 | 24.0576 | 24.2224 | 24.351 | 24.4357 | 24.501 | 24.5431 | 24.5748 | 24.6098 | 24.6214 | 24.601 |  | 15.4701 | 15.2515 | 15.2443 | 15.6983 | 16.017 | 16.4112 | 16.7884 | 17.1527 | 17.5911 | 18.0077 | 18.4807 | 18.9564 | 19.4533 | 19.8763 | 20.2503 | 20.8353 | 22.2761 | 23.6493 | 24.9697 | 26.2607 | 27.6698 | 29.1458 | 30.5316 | 31.8388 | 33.0558 | 34.2484 | 35.412 | 36.5396 | 37.6467 | 38.7297 | 39.3916 | 39.414 |  | 15.4701 | 15.1941 | 15.1261 | 15.5189 | 15.7929 | 16.1445 | 16.5116 | 16.8633 | 17.278 | 17.6814 | 18.4036 | 19.9879 | 21.5957 | 23.0753 | 24.5365 | 25.927 | 27.2616 | 28.5264 | 29.7447 | 30.9445 | 32.2867 | 33.6256 | 34.8793 | 36.0947 | 37.2196 | 37.8124 | 37.9325 | 38.0487 | 38.212 | 38.2989 | 38.353 | 38.4114
Chorlton |  | 7.086 | 6.9559 | 6.9392 | 7.1062 | 7.2523 | 7.4421 | 7.6462 | 7.8769 | 8.1446 | 8.4034 | 8.7186 | 9.1056 | 9.4184 | 9.6951 | 9.9549 | 10.186 | 10.466 | 10.74 | 10.9785 | 11.1899 | 11.3625 | 11.5167 | 11.6201 | 11.7043 | 11.7827 | 11.8448 | 11.896 | 11.935 | 11.9723 | 12.0082 | 12.055 | 12.0293 |  | 7.086 | 6.982 | 6.9659 | 7.0838 | 7.186 | 7.3311 | 7.4852 | 7.6699 | 7.8883 | 8.1046 | 8.3782 | 8.6782 | 8.8829 | 9.0883 | 9.297 | 9.5025 | 9.7127 | 9.9459 | 10.1719 | 10.3951 | 10.6088 | 10.8583 | 11.0554 | 11.2239 | 11.3815 | 11.5135 | 11.6363 | 11.7322 | 11.8114 | 11.8702 | 11.92 | 11.96 |  | 7.086 | 6.9544 | 6.9166 | 7.0552 | 7.1746 | 7.3352 | 7.4992 | 7.686 | 7.8983 | 8.1034 | 8.3643 | 8.667 | 8.9099 | 9.142 | 9.3664 | 9.5774 | 9.8105 | 10.0351 | 10.2232 | 10.3822 | 10.5123 | 10.6263 | 10.6995 | 10.7561 | 10.8066 | 10.8418 | 10.864 | 10.8717 | 10.8761 | 10.8781 | 10.8864 | 10.8704 |  | 7.086 | 6.9581 | 6.9324 | 7.0818 | 7.2009 | 7.3518 | 7.4961 | 7.6578 | 7.8462 | 8.0063 | 8.1982 | 8.4122 | 8.6047 | 8.7742 | 8.9314 | 9.1945 | 9.8778 | 10.5581 | 11.1994 | 11.9675 | 12.7207 | 13.4172 | 14.0722 | 14.6798 | 15.2501 | 15.8074 | 16.3423 | 16.8545 | 17.3492 | 17.8308 | 18.1262 | 18.1059 |  | 7.086 | 6.9278 | 6.8727 | 6.9922 | 7.0884 | 7.2159 | 7.3488 | 7.4956 | 7.6628 | 7.8061 | 8.1179 | 8.8714 | 9.6308 | 10.3452 | 11.05 | 11.7189 | 12.3531 | 12.9864 | 13.6803 | 14.4551 | 15.1665 | 15.8095 | 16.4137 | 16.9896 | 17.5287 | 17.8057 | 17.8445 | 17.8495 | 17.8642 | 17.8591 | 17.8446 | 17.833
Church |  | 5.8013 | 5.7034 | 5.6518 | 5.6838 | 5.7208 | 5.7739 | 5.8424 | 5.914 | 6.0018 | 6.1052 | 6.2218 | 6.3651 | 6.4805 | 6.5691 | 6.6518 | 6.7207 | 6.8452 | 6.9638 | 7.0757 | 7.1764 | 7.264 | 7.3372 | 7.3916 | 7.4431 | 7.4869 | 7.5237 | 7.5495 | 7.5711 | 7.5903 | 7.6073 | 7.6231 | 7.5905 |  | 5.8013 | 5.7307 | 5.6944 | 5.7162 | 5.7426 | 5.7828 | 5.837 | 5.8993 | 5.979 | 6.076 | 6.1897 | 6.3143 | 6.3872 | 6.4507 | 6.5177 | 6.5811 | 6.6448 | 6.7115 | 6.7828 | 6.8559 | 6.9289 | 7.0122 | 7.0762 | 7.1301 | 7.1748 | 7.2256 | 7.2763 | 7.3173 | 7.3505 | 7.375 | 7.3896 | 7.4024 |  | 5.8013 | 5.7028 | 5.6409 | 5.6599 | 5.6846 | 5.7241 | 5.774 | 5.8265 | 5.8891 | 5.9591 | 6.0464 | 6.1504 | 6.2338 | 6.3022 | 6.369 | 6.429 | 6.502 | 6.5647 | 6.6139 | 6.6533 | 6.6867 | 6.7095 | 6.722 | 6.7343 | 6.7409 | 6.7422 | 6.7328 | 6.7201 | 6.7095 | 6.6967 | 6.6808 | 6.6628 |  | 5.8013 | 5.7038 | 5.6466 | 5.6689 | 5.6922 | 5.726 | 5.765 | 5.8018 | 5.8443 | 5.8852 | 5.9356 | 5.9947 | 6.0502 | 6.0867 | 6.1211 | 6.2662 | 6.8201 | 7.37 | 7.9062 | 8.424 | 8.9138 | 9.4369 | 9.9626 | 10.4525 | 10.9205 | 11.3707 | 11.8038 | 12.2173 | 12.6145 | 12.9953 | 13.1955 | 13.1187 |  | 5.8013 | 5.6697 | 5.5799 | 5.5698 | 5.5693 | 5.5754 | 5.5912 | 5.6055 | 5.6288 | 5.6609 | 5.8311 | 6.3976 | 6.9773 | 7.519 | 8.0594 | 8.5839 | 9.0922 | 9.599 | 10.0903 | 10.5671 | 11.1213 | 11.63 | 12.1025 | 12.5553 | 12.9878 | 13.1376 | 13.1091 | 13.0511 | 13.0066 | 12.938 | 12.8667 | 12.7942
Circle Sq |  | 4 | 4.0702 | 4.1367 | 4.377 | 4.6506 | 4.9056 | 5.1265 | 5.3475 | 5.5725 | 5.7283 | 5.8972 | 6.0869 | 6.1923 | 6.2842 | 6.3695 | 6.445 | 6.563 | 6.6762 | 6.7821 | 6.8828 | 6.9743 | 7.054 | 7.1217 | 7.184 | 7.2421 | 7.2965 | 7.3464 | 7.3942 | 7.4403 | 7.4852 | 7.5294 | 7.5324 |  | 4 | 3.9735 | 3.9844 | 4.0707 | 4.2442 | 4.423 | 4.6114 | 4.8106 | 5.0174 | 5.1578 | 5.3065 | 5.4622 | 5.5291 | 5.5928 | 5.6555 | 5.7157 | 5.7793 | 5.8455 | 5.9122 | 5.9793 | 6.0446 | 6.1141 | 6.1728 | 6.2256 | 6.2736 | 6.31 | 6.3418 | 6.3678 | 6.3885 | 6.4056 | 6.4188 | 6.4334 |  | 4 | 4.0698 | 4.1298 | 4.3647 | 4.6282 | 4.8767 | 5.0874 | 5.2982 | 5.5107 | 5.6541 | 5.8048 | 5.9652 | 6.0475 | 6.127 | 6.2023 | 6.2716 | 6.3482 | 6.4194 | 6.4832 | 6.5411 | 6.5924 | 6.6327 | 6.6635 | 6.6893 | 6.7111 | 6.7295 | 6.743 | 6.7537 | 6.7624 | 6.7697 | 6.7754 | 6.7798 |  | 4 | 4.071 | 4.1302 | 4.3627 | 4.6205 | 4.8599 | 5.059 | 5.258 | 5.462 | 5.5931 | 5.7273 | 5.8669 | 5.9304 | 5.9851 | 6.0381 | 6.1226 | 6.3608 | 6.5943 | 6.8197 | 7.0371 | 7.2424 | 7.4319 | 7.6112 | 7.7787 | 7.9399 | 8.096 | 8.2473 | 8.3932 | 8.5342 | 8.6707 | 8.7204 | 8.6847 |  | 4 | 4.0578 | 4.1043 | 4.3363 | 4.5772 | 4.8052 | 5.0026 | 5.1999 | 5.4007 | 5.5368 | 5.7144 | 6.04 | 6.3049 | 6.5572 | 6.8062 | 7.0447 | 7.2762 | 7.5026 | 7.7217 | 7.9337 | 8.1354 | 8.3172 | 8.4895 | 8.656 | 8.8162 | 8.8259 | 8.8113 | 8.7896 | 8.7736 | 8.7585 | 8.7417 | 8.7241
Clarendon Rd |  | 11.4167 | 11.2232 | 11.831 | 12.648 | 12.8227 | 13.1172 | 13.3599 | 13.4864 | 13.8108 | 14.1074 | 14.4454 | 14.8621 | 15.2801 | 15.619 | 15.8827 | 16.1423 | 16.5788 | 16.9414 | 17.2475 | 17.5851 | 17.8606 | 18.0447 | 18.2801 | 18.4167 | 18.5525 | 18.6316 | 18.7755 | 18.8048 | 18.8869 | 18.9691 | 19.0281 | 18.9761 |  | 11.4167 | 11.2719 | 11.5477 | 11.9536 | 12.0667 | 12.3002 | 12.474 | 12.5719 | 12.8372 | 13.1165 | 13.4642 | 13.7884 | 14.0595 | 14.2996 | 14.4954 | 14.7172 | 14.9907 | 15.2312 | 15.4673 | 15.7583 | 16.0188 | 16.2664 | 16.5562 | 16.7444 | 16.9236 | 17.0287 | 17.1946 | 17.2663 | 17.3085 | 17.3554 | 17.3564 | 17.3904 |  | 11.4167 | 11.2218 | 11.802 | 12.5885 | 12.7326 | 12.9929 | 13.1898 | 13.2714 | 13.5378 | 13.7609 | 14.0335 | 14.3059 | 14.6073 | 14.8674 | 15.0862 | 15.3191 | 15.6294 | 15.8673 | 16.049 | 16.2563 | 16.4166 | 16.4944 | 16.6269 | 16.6713 | 16.7146 | 16.7077 | 16.7548 | 16.7277 | 16.6835 | 16.67 | 16.6324 | 16.5981 |  | 11.4167 | 11.2291 | 11.8282 | 12.6281 | 12.7809 | 13.0487 | 13.2473 | 13.3253 | 13.6009 | 13.8183 | 14.0558 | 14.258 | 14.5309 | 14.7421 | 14.8442 | 15.1975 | 16.3175 | 17.371 | 18.3714 | 19.4259 | 20.4764 | 21.5583 | 22.6566 | 23.6487 | 24.6055 | 25.5055 | 26.4272 | 27.4695 | 28.1358 | 28.9092 | 29.3674 | 29.3433 |  | 11.4167 | 11.1689 | 11.7065 | 12.4523 | 12.5611 | 12.7822 | 12.9575 | 13.0115 | 13.2512 | 13.4408 | 13.8704 | 15.003 | 16.231 | 17.362 | 18.3803 | 19.4391 | 20.5144 | 21.5102 | 22.4483 | 23.4744 | 24.6493 | 25.6718 | 26.6165 | 27.5625 | 28.4933 | 28.9334 | 28.9061 | 29.0642 | 29.1104 | 28.8766 | 28.8415 | 28.7896
Claughton |  | 4.1314 | 4.0194 | 3.9643 | 4.0113 | 4.0582 | 4.0957 | 4.1558 | 4.2337 | 4.2964 | 4.3751 | 4.4717 | 4.6215 | 4.7308 | 4.8354 | 4.9555 | 5.0213 | 5.1282 | 5.2365 | 5.3747 | 5.4935 | 5.6627 | 5.8201 | 5.8305 | 5.8232 | 5.8465 | 6.01 | 6.0786 | 5.8978 | 5.8217 | 5.8256 | 5.8221 | 5.8207 |  | 4.1314 | 4.0369 | 3.9937 | 4.0269 | 4.0594 | 4.0827 | 4.1291 | 4.1968 | 4.2511 | 4.3245 | 4.4095 | 4.5096 | 4.5579 | 4.6089 | 4.6806 | 4.7176 | 4.8051 | 4.9037 | 5.0202 | 5.1187 | 5.2787 | 5.4867 | 5.5883 | 5.6679 | 5.7535 | 5.9327 | 6.043 | 5.8901 | 5.8294 | 5.8427 | 5.8267 | 5.838 |  | 4.1314 | 4.019 | 3.9571 | 3.9953 | 4.0339 | 4.0623 | 4.1099 | 4.1744 | 4.2207 | 4.2831 | 4.3633 | 4.4879 | 4.5772 | 4.6691 | 4.7785 | 4.8397 | 4.9225 | 5.0064 | 5.1195 | 5.2142 | 5.3589 | 5.4907 | 5.4817 | 5.4447 | 5.469 | 5.606 | 5.6495 | 5.4529 | 5.3749 | 5.3613 | 5.3474 | 5.3494 |  | 4.1314 | 4.0194 | 3.9584 | 3.9958 | 4.0299 | 4.0499 | 4.0854 | 4.1445 | 4.2114 | 4.2868 | 4.3645 | 4.4543 | 4.5239 | 4.5894 | 4.6713 | 4.7389 | 4.9528 | 5.1707 | 5.3907 | 5.6136 | 5.9091 | 6.287 | 6.4614 | 6.5679 | 6.7321 | 7.0206 | 7.2093 | 7.358 | 7.5928 | 7.4387 | 7.5245 | 7.5434 |  | 4.1314 | 4.0025 | 3.9252 | 3.9461 | 3.9676 | 3.9837 | 4.0457 | 4.122 | 4.1792 | 4.247 | 4.3514 | 4.5972 | 4.8206 | 5.0401 | 5.2746 | 5.4505 | 5.6389 | 5.8286 | 6.0465 | 6.3077 | 6.5459 | 6.8947 | 7.0392 | 7.1206 | 7.237 | 7.3972 | 7.5181 | 7.5181 | 7.6064 | 7.2965 | 7.2617 | 7.258
Cleveleys |  | 12.5734 | 12.4071 | 12.3391 | 12.5319 | 12.7596 | 13.0281 | 13.3796 | 13.7836 | 14.218 | 14.6594 | 15.1971 | 15.872 | 16.4357 | 16.8909 | 17.339 | 17.7063 | 18.2043 | 18.6812 | 19.0833 | 19.4462 | 19.7612 | 20.0201 | 20.1831 | 20.2842 | 20.4029 | 20.4838 | 20.4934 | 20.5196 | 20.5584 | 20.565 | 20.5795 | 20.5351 |  | 12.5734 | 12.4601 | 12.4109 | 12.559 | 12.7008 | 12.8856 | 13.1503 | 13.4731 | 13.8188 | 14.1815 | 14.6407 | 15.1416 | 15.4947 | 15.8125 | 16.1625 | 16.4842 | 16.8329 | 17.217 | 17.5979 | 17.9846 | 18.3701 | 18.8177 | 19.1729 | 19.4546 | 19.7443 | 19.944 | 20.0723 | 20.1887 | 20.2902 | 20.3244 | 20.3322 | 20.4169 |  | 12.5734 | 12.4047 | 12.3 | 12.4443 | 12.5987 | 12.8082 | 13.0778 | 13.3928 | 13.7172 | 14.0516 | 14.4822 | 14.9909 | 15.4146 | 15.7822 | 16.1597 | 16.4892 | 16.8844 | 17.2547 | 17.5495 | 17.8015 | 18.0254 | 18.1998 | 18.2983 | 18.3427 | 18.4016 | 18.427 | 18.3831 | 18.3481 | 18.3217 | 18.2651 | 18.2093 | 18.1849 |  | 12.5734 | 12.4095 | 12.3279 | 12.4962 | 12.6717 | 12.8763 | 13.119 | 13.3931 | 13.679 | 13.9316 | 14.2318 | 14.5689 | 14.8958 | 15.1437 | 15.3916 | 15.8065 | 17.0232 | 18.2314 | 19.6681 | 21.1864 | 22.6244 | 23.9954 | 25.2051 | 26.3628 | 27.5068 | 28.5736 | 29.6082 | 30.6329 | 31.6237 | 32.5991 | 33.2044 | 33.2382 |  | 12.5734 | 12.3414 | 12.1944 | 12.2966 | 12.4336 | 12.5886 | 12.8039 | 13.042 | 13.2781 | 13.488 | 13.9919 | 15.3628 | 16.729 | 17.9677 | 19.2348 | 20.4109 | 21.5523 | 22.8352 | 24.3107 | 25.7454 | 27.1281 | 28.4256 | 29.5551 | 30.6743 | 31.7891 | 32.2721 | 32.3227 | 32.3894 | 32.4768 | 32.5093 | 32.5345 | 32.5712
Clifton Junction |  | 9.7362 | 9.5127 | 9.4892 | 9.7652 | 9.9075 | 10.0384 | 10.1625 | 10.3539 | 10.5076 | 10.6426 | 10.8427 | 11.1167 | 11.358 | 11.5947 | 11.8041 | 11.9731 | 12.2031 | 12.421 | 12.6263 | 12.8385 | 12.9818 | 13.1285 | 13.2624 | 13.3957 | 13.4991 | 13.6257 | 13.7095 | 13.8127 | 13.9406 | 14.0902 | 14.1683 | 14.2245 |  | 9.7362 | 9.5407 | 9.4737 | 9.6197 | 9.6894 | 9.7479 | 9.8166 | 9.9539 | 10.059 | 10.154 | 10.3425 | 10.5551 | 10.7218 | 10.9059 | 11.076 | 11.2204 | 11.3786 | 11.541 | 11.7027 | 11.8752 | 12.0367 | 12.1709 | 12.2883 | 12.4023 | 12.4863 | 12.5747 | 12.6469 | 12.721 | 12.7666 | 12.749 | 12.7525 | 12.7848 |  | 9.7362 | 9.5122 | 9.4763 | 9.7374 | 9.8655 | 9.9824 | 10.0845 | 10.2553 | 10.3845 | 10.4956 | 10.6546 | 10.8364 | 11.0064 | 11.2095 | 11.3917 | 11.5448 | 11.7379 | 11.9177 | 12.0578 | 12.1887 | 12.3042 | 12.3789 | 12.4476 | 12.5254 | 12.5775 | 12.6293 | 12.6655 | 12.7134 | 12.7467 | 12.7366 | 12.7611 | 12.779 |  | 9.7362 | 9.5165 | 9.4776 | 9.7355 | 9.8578 | 9.9648 | 10.0654 | 10.2263 | 10.3473 | 10.4622 | 10.6559 | 10.8666 | 11.0244 | 11.1824 | 11.3945 | 11.6921 | 12.3555 | 13.009 | 13.6263 | 14.252 | 14.8078 | 15.3991 | 15.8575 | 16.3651 | 16.808 | 17.2637 | 17.7068 | 18.1529 | 18.5815 | 19.0629 | 19.2039 | 19.202 |  | 9.7362 | 9.4967 | 9.436 | 9.6731 | 9.7798 | 9.8807 | 9.9696 | 10.1283 | 10.2527 | 10.3952 | 10.697 | 11.3789 | 12.0038 | 12.6169 | 13.2852 | 13.945 | 14.5965 | 15.2375 | 15.8442 | 16.4636 | 17.0193 | 17.6177 | 18.0507 | 18.5664 | 19.0012 | 19.1784 | 19.219 | 19.2692 | 19.3192 | 19.4103 | 19.3356 | 19.3484
Clover Hill |  | 9.1234 | 8.9442 | 8.9118 | 9.0492 | 9.1304 | 9.251 | 9.3962 | 9.5603 | 9.7345 | 9.9435 | 10.211 | 10.5584 | 10.8523 | 11.0902 | 11.3046 | 11.49 | 11.7775 | 12.0538 | 12.2976 | 12.4926 | 12.6755 | 12.8141 | 12.9126 | 12.9999 | 13.0694 | 13.1145 | 13.1542 | 13.1701 | 13.1832 | 13.2005 | 13.2128 | 13.1418 |  | 9.1234 | 8.9863 | 8.9511 | 9.0369 | 9.0909 | 9.1796 | 9.2899 | 9.4263 | 9.5896 | 9.7909 | 10.0289 | 10.2888 | 10.4628 | 10.6113 | 10.7666 | 10.9143 | 11.0749 | 11.2554 | 11.4344 | 11.6132 | 11.8077 | 12.0246 | 12.2012 | 12.365 | 12.505 | 12.6205 | 12.7374 | 12.8172 | 12.8814 | 12.9336 | 12.9612 | 12.984 |  | 9.1234 | 8.9431 | 8.8928 | 9.0071 | 9.0665 | 9.163 | 9.275 | 9.4045 | 9.5359 | 9.6899 | 9.8684 | 10.0918 | 10.2999 | 10.4886 | 10.6661 | 10.8291 | 11.0228 | 11.206 | 11.3571 | 11.4663 | 11.5742 | 11.644 | 11.6867 | 11.7241 | 11.7551 | 11.7691 | 11.7726 | 11.7545 | 11.7336 | 11.7137 | 11.6877 | 11.6435 |  | 9.1234 | 8.9479 | 8.9081 | 9.0322 | 9.0939 | 9.1894 | 9.2942 | 9.4104 | 9.5321 | 9.6624 | 9.7948 | 9.9376 | 10.0657 | 10.1542 | 10.2318 | 10.5556 | 11.7141 | 12.8773 | 14.0441 | 15.3138 | 16.5597 | 17.7493 | 18.8351 | 19.8613 | 20.7537 | 21.6545 | 22.5034 | 23.3599 | 24.1789 | 24.9732 | 25.4093 | 25.3053 |  | 9.1234 | 8.893 | 8.8004 | 8.8719 | 8.8946 | 8.9468 | 9.0221 | 9.1061 | 9.1917 | 9.2905 | 9.6562 | 10.8233 | 12.0178 | 13.1284 | 14.2373 | 15.3261 | 16.3893 | 17.5031 | 18.7878 | 19.9445 | 21.1271 | 22.2289 | 23.208 | 24.1676 | 24.9754 | 25.273 | 25.1758 | 25.0737 | 24.9956 | 24.8734 | 24.7486 | 24.6494
Cog Lane |  | 19.4465 | 19.01 | 18.846 | 19.0657 | 19.2738 | 19.4734 | 19.7659 | 20.0751 | 20.4422 | 20.8864 | 21.3804 | 22.0061 | 22.5348 | 22.9651 | 23.3559 | 23.6859 | 24.2483 | 24.7917 | 25.2573 | 25.6468 | 26.0186 | 26.3236 | 26.556 | 26.7735 | 26.9555 | 27.0855 | 27.2277 | 27.315 | 27.4042 | 27.4985 | 27.5817 | 27.4609 |  | 19.4465 | 19.0851 | 18.9358 | 19.0668 | 19.2101 | 19.3233 | 19.5276 | 19.7754 | 20.0711 | 20.3927 | 20.7786 | 21.2173 | 21.5376 | 21.8421 | 22.1461 | 22.4343 | 22.7334 | 23.0655 | 23.4039 | 23.7156 | 24.048 | 24.4073 | 24.6886 | 24.9356 | 25.1384 | 25.2864 | 25.449 | 25.5343 | 25.5942 | 25.6229 | 25.6061 | 25.6193 |  | 19.4465 | 19.008 | 18.802 | 18.9769 | 19.1281 | 19.2903 | 19.5161 | 19.7582 | 20.0098 | 20.2996 | 20.648 | 21.1139 | 21.508 | 21.8521 | 22.1747 | 22.4659 | 22.8161 | 23.1459 | 23.3985 | 23.5769 | 23.7556 | 23.8769 | 23.945 | 24.005 | 24.0327 | 24.0159 | 24.0051 | 23.9418 | 23.8788 | 23.8203 | 23.7476 | 23.6616 |  | 19.4465 | 19.0174 | 18.8316 | 19.0232 | 19.1758 | 19.34 | 19.5546 | 19.7706 | 19.9973 | 20.2372 | 20.4775 | 20.7495 | 20.9898 | 21.1576 | 21.316 | 21.8044 | 23.8264 | 25.8967 | 27.8603 | 29.6174 | 31.471 | 33.0913 | 34.5455 | 36.1437 | 37.418 | 38.6135 | 39.9286 | 41.1272 | 42.323 | 43.492 | 44.1745 | 43.9839 |  | 19.4465 | 18.9263 | 18.6315 | 18.7577 | 18.8288 | 18.9412 | 19.1102 | 19.2789 | 19.458 | 19.6594 | 20.1935 | 21.8965 | 23.5982 | 25.1819 | 26.8742 | 28.7965 | 30.7109 | 32.7435 | 34.5499 | 36.3867 | 37.986 | 39.507 | 40.9893 | 42.4086 | 43.59 | 44.0173 | 44.0956 | 43.8485 | 43.8298 | 43.7302 | 43.5784 | 43.4378
Coniston |  | 2.4052 | 2.332 | 2.2879 | 2.3319 | 2.3921 | 2.4541 | 2.5211 | 2.5649 | 2.6424 | 2.6858 | 2.7481 | 2.858 | 2.9376 | 3.0123 | 3.0784 | 3.1492 | 3.3083 | 3.4551 | 3.6273 | 3.7999 | 3.9563 | 4.0819 | 4.1982 | 4.2841 | 4.3543 | 4.4335 | 4.5004 | 4.5712 | 4.6308 | 4.7003 | 4.7557 | 4.7331 |  | 2.4052 | 2.3512 | 2.316 | 2.3406 | 2.3846 | 2.4343 | 2.4892 | 2.5302 | 2.6088 | 2.6606 | 2.7312 | 2.8291 | 2.8559 | 2.8818 | 2.9036 | 2.9417 | 2.9981 | 3.0526 | 3.1235 | 3.1962 | 3.2681 | 3.3563 | 3.4488 | 3.522 | 3.5767 | 3.5985 | 3.6092 | 3.621 | 3.6225 | 3.6327 | 3.627 | 3.6264 |  | 2.4052 | 2.3316 | 2.2764 | 2.3081 | 2.3566 | 2.406 | 2.4564 | 2.4861 | 2.5466 | 2.5746 | 2.6218 | 2.7111 | 2.7724 | 2.8329 | 2.8869 | 2.9484 | 3.0084 | 3.0603 | 3.1376 | 3.2163 | 3.2835 | 3.3216 | 3.3513 | 3.3547 | 3.3461 | 3.3454 | 3.3348 | 3.3277 | 3.312 | 3.304 | 3.2856 | 3.2724 |  | 2.4052 | 2.3316 | 2.2801 | 2.3145 | 2.3632 | 2.411 | 2.4595 | 2.4912 | 2.5738 | 2.62 | 2.6751 | 2.7518 | 2.8084 | 2.8583 | 2.9001 | 2.9587 | 3.139 | 3.3099 | 3.4836 | 3.647 | 3.7955 | 3.9361 | 4.0606 | 4.1616 | 4.2425 | 4.3455 | 4.4517 | 4.548 | 4.661 | 4.7448 | 4.8247 | 4.7811 |  | 2.4052 | 2.3239 | 2.2644 | 2.2907 | 2.3314 | 2.3802 | 2.453 | 2.5015 | 2.5809 | 2.6247 | 2.6904 | 2.9185 | 3.1314 | 3.3363 | 3.5245 | 3.7161 | 3.8951 | 4.06 | 4.2322 | 4.3951 | 4.524 | 4.6397 | 4.7642 | 4.867 | 4.9506 | 5.0502 | 5.0254 | 4.9948 | 4.969 | 4.9461 | 4.9157 | 4.8771
Copse Rd |  | 15.6619 | 15.2684 | 14.9939 | 15.3255 | 15.6024 | 15.8392 | 16.133 | 16.5263 | 16.8848 | 17.1591 | 17.6038 | 18.0659 | 18.6082 | 19.0314 | 19.477 | 19.8364 | 20.4555 | 21.0689 | 21.6145 | 22.1326 | 22.6015 | 23.0271 | 23.3456 | 23.6111 | 23.9091 | 24.1662 | 24.3266 | 24.5193 | 24.7218 | 24.8959 | 25.0787 | 25.0918 |  | 15.6619 | 15.3316 | 15.077 | 15.2873 | 15.4534 | 15.5873 | 15.7791 | 16.0918 | 16.4092 | 17.0213 | 17.6838 | 18.3394 | 18.5015 | 18.6923 | 18.78 | 18.8941 | 19.1341 | 19.5022 | 19.8573 | 20.2201 | 20.5736 | 20.977 | 21.2829 | 21.5323 | 21.8076 | 22.0036 | 22.1182 | 22.2395 | 22.3436 | 22.3862 | 22.4032 | 22.5143 |  | 15.6619 | 15.2665 | 14.9539 | 15.2391 | 15.4729 | 15.6639 | 15.8965 | 16.2291 | 16.5163 | 16.724 | 17.1008 | 17.4676 | 17.8065 | 18.0714 | 18.4561 | 18.7806 | 19.1577 | 19.5271 | 19.8308 | 20.1053 | 20.3614 | 20.5519 | 20.7034 | 20.822 | 20.9031 | 20.9459 | 20.9826 | 20.9993 | 21.0107 | 21.0195 | 21.0001 | 20.9585 |  | 15.6619 | 15.2747 | 14.977 | 15.2815 | 15.5281 | 15.7343 | 15.9847 | 16.3336 | 16.6628 | 16.9017 | 17.2896 | 17.6537 | 18.0069 | 18.2537 | 18.5411 | 18.9855 | 20.3743 | 21.838 | 23.2105 | 24.7098 | 26.3564 | 27.9103 | 29.3264 | 30.6807 | 31.9983 | 33.246 | 34.4452 | 35.6247 | 36.7696 | 37.8856 | 38.674 | 38.5861 |  | 15.6619 | 15.228 | 14.885 | 15.1427 | 15.3514 | 15.5286 | 15.776 | 16.1162 | 16.4253 | 16.6531 | 17.2378 | 18.6353 | 20.0551 | 21.5547 | 23.1407 | 24.641 | 26.1043 | 27.6191 | 29.3099 | 30.971 | 32.551 | 34.0144 | 35.3374 | 36.6486 | 37.9291 | 38.6739 | 38.6641 | 38.6348 | 38.6126 | 38.5604 | 38.5255 | 38.4619
Cox Green |  | 11.4615 | 11.2585 | 11.1995 | 11.3781 | 11.5637 | 11.8714 | 12.0809 | 12.3512 | 12.672 | 13.0263 | 13.4357 | 13.9315 | 14.3777 | 14.7529 | 15.0704 | 15.3688 | 15.7209 | 16.0284 | 16.3115 | 16.5845 | 16.8084 | 16.9444 | 17.0624 | 17.1132 | 17.1286 | 17.1249 | 17.1294 | 17.1127 | 17.0387 | 17.0648 | 17.0106 | 16.8868 |  | 11.4615 | 11.3047 | 11.2462 | 11.344 | 11.4591 | 11.6693 | 11.8175 | 12.0102 | 12.1913 | 12.4536 | 12.7672 | 13.08 | 13.3506 | 13.6079 | 13.8441 | 14.1038 | 14.3791 | 14.6595 | 14.9619 | 15.2862 | 15.6055 | 15.957 | 16.2958 | 16.5632 | 16.7867 | 16.9213 | 17.0591 | 17.1529 | 17.1716 | 17.2689 | 17.2613 | 17.2435 |  | 11.4615 | 11.2564 | 11.1676 | 11.3055 | 11.4526 | 11.7024 | 11.866 | 12.0739 | 12.2812 | 12.5478 | 12.8694 | 13.229 | 13.561 | 13.8642 | 14.127 | 14.3951 | 14.7009 | 14.9605 | 15.1932 | 15.4112 | 15.5965 | 15.7017 | 15.7994 | 15.8362 | 15.8392 | 15.8251 | 15.8145 | 15.7795 | 15.6891 | 15.6896 | 15.6107 | 15.5087 |  | 11.4615 | 11.2577 | 11.1801 | 11.3275 | 11.4675 | 11.7028 | 11.8217 | 11.9845 | 12.153 | 12.3407 | 12.5408 | 12.7388 | 12.9743 | 13.1615 | 13.3031 | 13.6255 | 14.5577 | 15.4624 | 16.3351 | 17.1854 | 17.9726 | 18.678 | 19.3853 | 20.0175 | 20.6347 | 21.2047 | 21.7913 | 22.4565 | 23.1321 | 23.9298 | 24.3001 | 24.2741 |  | 11.4615 | 11.2037 | 11.0744 | 11.1717 | 11.2741 | 11.4727 | 11.5822 | 11.7298 | 11.869 | 12.0329 | 12.415 | 13.4228 | 14.4777 | 15.4366 | 16.3768 | 17.2917 | 18.1607 | 19.0212 | 19.8358 | 20.6402 | 21.397 | 22.065 | 22.7039 | 23.3051 | 23.9006 | 23.6991 | 23.511 | 23.5989 | 23.5768 | 23.6236 | 23.5765 | 23.5515
Craggs Row & Bushell St |  | 16.8279 | 16.4876 | 16.1377 | 16.2661 | 16.4761 | 16.6394 | 16.7874 | 17.0388 | 17.2834 | 17.4523 | 17.7817 | 18.192 | 18.4825 | 18.7028 | 18.9827 | 19.1806 | 19.5941 | 20.0622 | 20.4956 | 20.9124 | 21.2918 | 21.6228 | 21.9225 | 22.138 | 22.3643 | 22.5852 | 22.7598 | 22.9012 | 23.3386 | 23.203 | 23.2919 | 23.2938 |  | 16.8279 | 16.565 | 16.2613 | 16.3375 | 16.4977 | 16.6148 | 16.7191 | 16.9499 | 17.1839 | 17.3629 | 17.6969 | 18.1164 | 18.2861 | 18.3825 | 18.5473 | 18.6765 | 18.8292 | 19.0492 | 19.2604 | 19.4746 | 19.6866 | 19.9355 | 20.1654 | 20.3267 | 20.5006 | 20.6105 | 20.6853 | 20.7195 | 21.007 | 20.7663 | 20.7099 | 20.7838 |  | 16.8279 | 16.4863 | 16.1044 | 16.1953 | 16.3691 | 16.4932 | 16.5896 | 16.7908 | 16.9761 | 17.088 | 17.3579 | 17.685 | 17.9081 | 18.0844 | 18.3259 | 18.5012 | 18.6722 | 18.8966 | 19.0902 | 19.2693 | 19.4231 | 19.5331 | 19.621 | 19.6359 | 19.6619 | 19.685 | 19.6663 | 19.6187 | 19.8208 | 19.543 | 19.4538 | 19.4699 |  | 16.8279 | 16.4888 | 16.1136 | 16.2071 | 16.3726 | 16.4795 | 16.548 | 16.7208 | 16.9033 | 16.9946 | 17.2201 | 17.4678 | 17.6389 | 17.7538 | 17.9311 | 18.1977 | 19.1496 | 20.1631 | 21.1111 | 22.0211 | 22.8793 | 23.6879 | 24.4633 | 25.127 | 25.7941 | 26.451 | 27.0598 | 27.6154 | 28.5232 | 28.7089 | 28.8378 | 28.7018 |  | 16.8279 | 16.4202 | 15.9796 | 16.0071 | 16.1204 | 16.1803 | 16.2362 | 16.3849 | 16.5211 | 16.5761 | 16.9393 | 18.0531 | 19.1265 | 20.111 | 21.1671 | 22.1186 | 23.0016 | 23.9587 | 24.8487 | 25.705 | 26.5112 | 27.2519 | 27.9784 | 28.6122 | 29.255 | 29.3509 | 29.1811 | 28.9555 | 29.1331 | 28.5632 | 28.2807 | 28.1615
Crown Lane |  | 18.9964 | 18.6756 | 18.5837 | 18.9774 | 19.2653 | 19.8261 | 19.7686 | 20.1786 | 20.6514 | 21.2599 | 21.8201 | 22.3984 | 22.9481 | 23.5065 | 23.9589 | 24.4827 | 24.9054 | 25.4215 | 25.9447 | 26.3647 | 26.8329 | 27.063 | 27.3717 | 27.6927 | 27.8019 | 28.0472 | 28.2309 | 28.5169 | 28.3232 | 28.6453 | 28.5382 | 28.4887 |  | 18.9964 | 18.7565 | 18.7023 | 19.0066 | 19.2082 | 19.6806 | 19.5358 | 19.874 | 20.277 | 20.8288 | 21.3259 | 21.7758 | 22.1099 | 22.5216 | 22.8724 | 23.3404 | 23.5318 | 23.869 | 24.2802 | 24.6379 | 25.0897 | 25.4378 | 25.8441 | 26.2314 | 26.4035 | 26.718 | 26.9883 | 27.3267 | 27.2039 | 27.4964 | 27.4074 | 27.4939 |  | 18.9964 | 18.6731 | 18.5364 | 18.872 | 19.1049 | 19.6028 | 19.4689 | 19.7933 | 20.1595 | 20.6586 | 21.081 | 21.4543 | 21.8612 | 22.3237 | 22.7029 | 23.1782 | 23.4187 | 23.7439 | 24.0709 | 24.2966 | 24.5825 | 24.7451 | 24.8646 | 24.9863 | 25.1406 | 25.3102 | 25.3165 | 25.3251 | 25.3585 | 25.4335 | 25.2122 | 25.217 |  | 18.9964 | 18.6813 | 18.5636 | 18.9124 | 19.1371 | 19.6079 | 19.427 | 19.6929 | 20.0024 | 20.4046 | 20.6908 | 20.8857 | 21.185 | 21.5115 | 21.7481 | 22.3091 | 23.9567 | 26.3479 | 28.4511 | 30.3544 | 32.4497 | 34.3327 | 35.8363 | 37.4889 | 39.1521 | 40.6984 | 42.0654 | 43.4067 | 44.6892 | 46.4708 | 46.7576 | 46.7331 |  | 18.9964 | 18.5961 | 18.3952 | 18.6588 | 18.8186 | 19.2203 | 19.0173 | 19.2479 | 19.5139 | 19.8794 | 20.3978 | 21.748 | 23.2962 | 25.0199 | 26.9344 | 28.8571 | 30.6935 | 32.8867 | 34.748 | 36.397 | 38.3363 | 40.024 | 41.2927 | 42.8066 | 44.3482 | 45.0226 | 44.9654 | 44.9345 | 44.9084 | 45.3537 | 44.8726 | 44.8939
Culcheth |  | 8.7411 | 8.6447 | 8.6189 | 8.6794 | 8.809 | 8.998 | 9.1272 | 9.288 | 9.511 | 9.7049 | 9.9633 | 10.2432 | 10.5111 | 10.7215 | 10.9035 | 11.0939 | 11.3138 | 11.5064 | 11.7066 | 11.9076 | 12.0666 | 12.1433 | 12.2592 | 12.3363 | 12.4123 | 12.4575 | 12.499 | 12.5321 | 12.5084 | 12.5782 | 12.5706 | 12.5267 |  | 8.7411 | 8.6782 | 8.6641 | 8.6852 | 8.7806 | 8.9338 | 9.0249 | 9.1531 | 9.3422 | 9.5079 | 9.7379 | 9.9473 | 10.1256 | 10.2759 | 10.4156 | 10.5853 | 10.7479 | 10.9066 | 11.0983 | 11.3064 | 11.4957 | 11.6607 | 11.8578 | 12.0032 | 12.1393 | 12.2542 | 12.376 | 12.4748 | 12.5052 | 12.6123 | 12.6222 | 12.6451 |  | 8.7411 | 8.6435 | 8.6001 | 8.6372 | 8.7445 | 8.9087 | 9.0046 | 9.1292 | 9.3058 | 9.4547 | 9.6671 | 9.8775 | 10.0869 | 10.2611 | 10.4153 | 10.5896 | 10.7659 | 10.9145 | 11.0685 | 11.2208 | 11.3401 | 11.383 | 11.4683 | 11.5187 | 11.5677 | 11.588 | 11.6019 | 11.6055 | 11.5554 | 11.5909 | 11.5525 | 11.5193 |  | 8.7411 | 8.6438 | 8.6057 | 8.6453 | 8.7456 | 8.893 | 8.9631 | 9.0592 | 9.2118 | 9.3179 | 9.4672 | 9.5954 | 9.7544 | 9.8687 | 10.0214 | 10.4052 | 11.1038 | 11.7853 | 12.455 | 13.1392 | 13.7515 | 14.2739 | 14.8282 | 15.3079 | 15.7598 | 16.2051 | 16.6134 | 17.0761 | 17.4191 | 17.8306 | 18.053 | 18.0472 |  | 8.7411 | 8.6097 | 8.5385 | 8.5454 | 8.6205 | 8.7434 | 8.809 | 8.897 | 9.0317 | 9.1249 | 9.346 | 9.8576 | 10.3913 | 10.9601 | 11.5772 | 12.236 | 12.8439 | 13.4293 | 14.0136 | 14.6205 | 15.1562 | 15.5935 | 16.0797 | 16.5037 | 16.9024 | 17.0821 | 17.1017 | 17.2018 | 17.186 | 17.2428 | 17.2801 | 17.3034
Cutacre |  | 3.3594 | 3.219 | 3.8153 | 4.5651 | 4.5845 | 4.6027 | 4.6366 | 4.6519 | 4.6508 | 4.668 | 4.681 | 4.6729 | 4.6635 | 4.6721 | 4.6645 | 4.6638 | 4.6669 | 4.6639 | 4.6566 | 4.6549 | 4.661 | 4.6442 | 4.6407 | 4.6475 | 4.6488 | 4.6288 | 4.6125 | 4.6194 | 4.6027 | 4.5934 | 4.5944 | 4.586 |  | 3.3594 | 3.2292 | 3.4926 | 3.8669 | 3.8493 | 3.8459 | 3.8588 | 3.8599 | 3.8511 | 3.8606 | 3.8699 | 3.8653 | 3.8534 | 3.8563 | 3.8464 | 3.8425 | 3.8416 | 3.8361 | 3.8274 | 3.8235 | 3.8259 | 3.8107 | 3.8061 | 3.8099 | 3.8094 | 3.7919 | 3.7775 | 3.7817 | 3.7672 | 3.7584 | 3.7586 | 3.7512 |  | 3.3594 | 3.219 | 3.8152 | 4.565 | 4.5843 | 4.6024 | 4.6362 | 4.6513 | 4.65 | 4.6669 | 4.6797 | 4.6711 | 4.6615 | 4.6698 | 4.662 | 4.6613 | 4.6641 | 4.6609 | 4.6533 | 4.6514 | 4.6571 | 4.6403 | 4.6365 | 4.6432 | 4.6444 | 4.6242 | 4.6078 | 4.6145 | 4.5976 | 4.5877 | 4.5889 | 4.5806 |  | 3.3594 | 3.2191 | 3.8074 | 4.5491 | 4.5606 | 4.5707 | 4.5964 | 4.6033 | 4.5936 | 4.6017 | 4.6052 | 4.5874 | 4.5684 | 4.5669 | 4.5495 | 4.5388 | 4.5316 | 4.5185 | 4.501 | 4.4937 | 4.4843 | 4.4576 | 4.4435 | 4.4391 | 4.4295 | 4.3994 | 4.381 | 4.3734 | 4.3595 | 4.3464 | 4.3102 | 4.2906 |  | 3.3594 | 3.2183 | 3.8059 | 4.5467 | 4.5573 | 4.5689 | 4.5983 | 4.6111 | 4.6094 | 4.6275 | 4.6429 | 4.639 | 4.6348 | 4.6478 | 4.6451 | 4.6476 | 4.6529 | 4.6522 | 4.6523 | 4.6752 | 4.655 | 4.6567 | 4.653 | 4.6499 | 4.6442 | 4.6366 | 4.6291 | 4.629 | 4.6213 | 4.6142 | 4.5819 | 4.5703
Deansgate |  | 15.2301 | 14.6941 | 14.6405 | 15.1941 | 15.509 | 15.7179 | 15.9939 | 16.2092 | 16.5094 | 16.6701 | 16.8684 | 17.0932 | 17.2414 | 17.3963 | 17.5196 | 17.6641 | 17.95 | 18.1229 | 18.3759 | 18.5577 | 18.7653 | 18.9288 | 19.1335 | 19.299 | 19.4268 | 19.608 | 19.734 | 19.8801 | 20.01 | 20.1848 | 20.2705 | 20.2708 |  | 15.2301 | 14.7676 | 14.642 | 14.9188 | 15.0954 | 15.1985 | 15.3863 | 15.5459 | 15.8116 | 15.9723 | 16.1982 | 16.4722 | 16.5501 | 16.6441 | 16.7136 | 16.8097 | 16.9161 | 16.9236 | 17.0154 | 17.0477 | 17.1117 | 17.1494 | 17.2269 | 17.2675 | 17.275 | 17.331 | 17.3387 | 17.363 | 17.3729 | 17.4211 | 17.3912 | 17.3962 |  | 15.2301 | 14.6937 | 14.6275 | 15.1668 | 15.4679 | 15.6621 | 15.9182 | 16.1159 | 16.3951 | 16.5358 | 16.714 | 16.9122 | 17.0363 | 17.1731 | 17.2807 | 17.4132 | 17.5644 | 17.6044 | 17.7218 | 17.7694 | 17.8443 | 17.878 | 17.9527 | 17.9909 | 17.9937 | 18.0461 | 18.0468 | 18.0647 | 18.067 | 18.1091 | 18.0695 | 18.0662 |  | 15.2301 | 14.6944 | 14.6013 | 15.114 | 15.3865 | 15.553 | 15.7856 | 15.956 | 16.2078 | 16.3206 | 16.4683 | 16.6391 | 16.7336 | 16.8332 | 16.9011 | 16.9906 | 17.2219 | 17.3435 | 17.5399 | 17.6665 | 17.8159 | 17.921 | 18.0632 | 18.1663 | 18.2321 | 18.3465 | 18.4077 | 18.486 | 18.5478 | 18.6495 | 18.6609 | 18.5893 |  | 15.2301 | 14.6798 | 14.5711 | 15.0675 | 15.3226 | 15.4855 | 15.7277 | 15.9176 | 16.1998 | 16.3532 | 16.5531 | 16.9285 | 17.2506 | 17.5783 | 17.8654 | 18.1705 | 18.4789 | 18.6676 | 18.9383 | 19.1329 | 19.3535 | 19.5253 | 19.7374 | 19.9068 | 20.0351 | 20.2017 | 20.1886 | 20.1951 | 20.1802 | 20.2125 | 20.1535 | 20.134
Denton East |  | 12.3134 | 12.135 | 12.1035 | 12.3668 | 12.588 | 12.8115 | 13.0725 | 13.4237 | 13.8005 | 14.1596 | 14.6389 | 15.2286 | 15.7185 | 16.1099 | 16.4948 | 16.8467 | 17.314 | 17.7751 | 18.1819 | 18.5579 | 18.8783 | 19.1556 | 19.3503 | 19.5109 | 19.649 | 19.7661 | 19.8518 | 19.9003 | 19.9822 | 20.0395 | 20.0662 | 20.0098 |  | 12.3134 | 12.1936 | 12.1507 | 12.3212 | 12.4877 | 12.6582 | 12.8595 | 13.1598 | 13.4736 | 13.7531 | 14.167 | 14.6085 | 14.8924 | 15.1641 | 15.4635 | 15.754 | 16.0445 | 16.3838 | 16.7263 | 17.0821 | 17.4078 | 17.8072 | 18.1406 | 18.424 | 18.6767 | 18.9037 | 19.1096 | 19.254 | 19.4064 | 19.505 | 19.539 | 19.6152 |  | 12.3134 | 12.133 | 12.0723 | 12.2887 | 12.4687 | 12.6472 | 12.8465 | 13.1305 | 13.4126 | 13.655 | 14.0424 | 14.492 | 14.8676 | 15.1874 | 15.5144 | 15.814 | 16.1385 | 16.4616 | 16.7341 | 16.9818 | 17.1806 | 17.3548 | 17.4647 | 17.5461 | 17.6061 | 17.6472 | 17.6549 | 17.6223 | 17.6222 | 17.6002 | 17.5455 | 17.5209 |  | 12.3134 | 12.1417 | 12.1017 | 12.3361 | 12.5169 | 12.6854 | 12.8539 | 13.0969 | 13.3433 | 13.5318 | 13.807 | 14.1065 | 14.3916 | 14.6039 | 14.8161 | 15.2674 | 16.6463 | 18.0443 | 19.3941 | 20.8115 | 22.3681 | 23.7794 | 25.1778 | 26.4918 | 27.7694 | 28.9207 | 30.1248 | 31.2839 | 32.3537 | 33.4662 | 34.1014 | 34.0703 |  | 12.3134 | 12.0673 | 11.9451 | 12.1186 | 12.2446 | 12.356 | 12.4916 | 12.6935 | 12.887 | 13.018 | 13.5435 | 15.0604 | 16.5842 | 17.9983 | 19.4195 | 20.7741 | 22.0588 | 23.3747 | 24.6412 | 26.2475 | 27.7326 | 29.0365 | 30.3411 | 31.6036 | 32.8351 | 33.2759 | 33.3326 | 33.3508 | 33.3236 | 33.3275 | 33.2945 | 33.2691
Denton West |  | 13.4438 | 13.2567 | 13.1121 | 13.3567 | 13.5655 | 13.7645 | 14.0453 | 14.3673 | 14.7129 | 15.0706 | 15.503 | 16.0508 | 16.4851 | 16.8795 | 17.2523 | 17.5712 | 17.9759 | 18.3881 | 18.7413 | 19.0617 | 19.367 | 19.6179 | 19.7686 | 19.9376 | 20.0828 | 20.2259 | 20.2665 | 20.3702 | 20.4822 | 20.5374 | 20.6022 | 20.5764 |  | 13.4438 | 13.311 | 13.1745 | 13.347 | 13.5022 | 13.6462 | 13.8209 | 14.0936 | 14.3722 | 14.618 | 14.9865 | 15.4022 | 15.6865 | 15.98 | 16.2797 | 16.5613 | 16.8339 | 17.151 | 17.4625 | 17.7728 | 18.0974 | 18.4427 | 18.6914 | 18.9477 | 19.1748 | 19.3617 | 19.4485 | 19.5752 | 19.6879 | 19.7172 | 19.7296 | 19.7841 |  | 13.4438 | 13.2552 | 13.0851 | 13.2961 | 13.4729 | 13.6369 | 13.8366 | 14.0973 | 14.3666 | 14.6493 | 15.0059 | 15.437 | 15.776 | 16.1089 | 16.4326 | 16.7242 | 17.0325 | 17.3446 | 17.597 | 17.8143 | 18.0281 | 18.1928 | 18.2729 | 18.3715 | 18.4473 | 18.5222 | 18.5024 | 18.542 | 18.5809 | 18.5737 | 18.5587 | 18.5571 |  | 13.4438 | 13.2612 | 13.1011 | 13.3198 | 13.4912 | 13.6392 | 13.8148 | 14.0322 | 14.2607 | 14.4717 | 14.7249 | 15.0237 | 15.2829 | 15.5209 | 15.7458 | 16.2466 | 17.6045 | 18.9929 | 20.3525 | 21.6345 | 22.8619 | 24.0154 | 25.0351 | 26.036 | 27.0163 | 27.8925 | 28.7445 | 29.568 | 30.4266 | 31.1871 | 31.5715 | 31.5094 |  | 13.4438 | 13.1888 | 12.9599 | 13.1086 | 13.2276 | 13.32 | 13.4703 | 13.6504 | 13.8354 | 14.0119 | 14.4628 | 15.6905 | 16.9113 | 18.1093 | 19.5204 | 20.8806 | 22.1452 | 23.4498 | 24.7369 | 25.9433 | 27.1211 | 28.2061 | 29.1454 | 30.1071 | 31.054 | 31.3187 | 31.3116 | 31.2671 | 31.2984 | 31.226 | 31.1406 | 31.0958
Dickinson St |  | 27.156 | 26.3356 | 26.0627 | 27.1144 | 27.5913 | 28.121 | 28.6615 | 29.2135 | 29.7069 | 30.1328 | 30.5684 | 30.9944 | 31.4571 | 31.9206 | 32.3045 | 32.6793 | 33.2574 | 33.8867 | 34.3829 | 34.7872 | 35.3344 | 35.7837 | 36.0879 | 36.4417 | 36.7637 | 37.03 | 37.3023 | 37.5469 | 37.7867 | 38.0186 | 38.2758 | 38.2376 |  | 27.156 | 26.4356 | 26.0356 | 26.5971 | 26.7583 | 27.0075 | 27.2773 | 27.6019 | 27.8976 | 28.1768 | 28.5088 | 28.8309 | 29.0663 | 29.3407 | 29.562 | 29.7998 | 30.0158 | 30.3073 | 30.5156 | 30.6685 | 30.9492 | 31.2227 | 31.3596 | 31.5581 | 31.7409 | 31.8342 | 31.9333 | 32.011 | 32.0779 | 32.134 | 32.2066 | 32.2147 |  | 27.156 | 26.3325 | 26.0093 | 26.9992 | 27.4229 | 27.8979 | 28.3668 | 28.8508 | 29.2671 | 29.6267 | 30.0051 | 30.3481 | 30.7066 | 31.0953 | 31.416 | 31.7464 | 32.0932 | 32.4851 | 32.745 | 32.9131 | 33.195 | 33.3988 | 33.455 | 33.5838 | 33.6968 | 33.7472 | 33.808 | 33.8516 | 33.8874 | 33.9163 | 33.9645 | 33.943 |  | 27.156 | 26.333 | 25.9924 | 26.975 | 27.3826 | 27.8423 | 28.3138 | 28.7937 | 29.2173 | 29.5694 | 29.9209 | 30.247 | 30.619 | 30.9883 | 31.2774 | 31.5726 | 32.115 | 32.7062 | 33.1602 | 33.5758 | 34.1274 | 34.5345 | 34.7956 | 35.1002 | 35.3692 | 35.5797 | 35.7906 | 35.97 | 36.1402 | 36.2984 | 36.3448 | 36.176 |  | 27.156 | 26.3129 | 25.9521 | 26.9136 | 27.3026 | 27.7656 | 28.2659 | 28.7893 | 29.2747 | 29.7069 | 30.1749 | 30.9243 | 31.7411 | 32.5477 | 33.2627 | 33.958 | 34.5962 | 35.2827 | 35.8996 | 36.4005 | 37.0521 | 37.5477 | 37.8954 | 38.2964 | 38.6616 | 38.6976 | 38.7235 | 38.7167 | 38.7089 | 38.6819 | 38.6755 | 38.5846
Didsbury |  | 14.9905 | 14.7847 | 14.7013 | 15.0002 | 15.3354 | 15.6708 | 16.1347 | 16.5912 | 17.1817 | 17.7209 | 18.3025 | 19.0586 | 19.7442 | 20.2673 | 20.7745 | 21.2308 | 21.8789 | 22.4581 | 22.983 | 23.4528 | 23.8431 | 24.1723 | 24.4681 | 24.7051 | 24.8761 | 25.0728 | 25.2267 | 25.3759 | 25.5225 | 25.6803 | 25.7842 | 25.734 |  | 14.9905 | 14.8491 | 14.7904 | 14.9944 | 15.2267 | 15.4581 | 15.8048 | 16.1579 | 16.6386 | 17.0777 | 17.5569 | 18.1285 | 18.5699 | 18.9513 | 19.3473 | 19.7479 | 20.1548 | 20.5566 | 20.9859 | 21.4166 | 21.8242 | 22.2689 | 22.67 | 22.9874 | 23.2275 | 23.4756 | 23.6689 | 23.8248 | 23.9479 | 24.0444 | 24.0553 | 24.1199 |  | 14.9905 | 14.7815 | 14.6487 | 14.883 | 15.1577 | 15.428 | 15.8017 | 16.1634 | 16.6342 | 17.0522 | 17.4991 | 18.0495 | 18.5652 | 18.9867 | 19.4119 | 19.8202 | 20.2911 | 20.6912 | 21.0317 | 21.3119 | 21.5354 | 21.7076 | 21.8616 | 21.9651 | 22.0071 | 22.0719 | 22.0923 | 22.1009 | 22.1029 | 22.1119 | 22.0659 | 22.0328 |  | 14.9905 | 14.7859 | 14.6775 | 14.9344 | 15.2088 | 15.4603 | 15.7959 | 16.0998 | 16.4947 | 16.7939 | 17.0843 | 17.4642 | 17.8589 | 18.1484 | 18.421 | 18.8249 | 19.8854 | 20.8772 | 21.9273 | 23.5344 | 24.995 | 26.3575 | 27.6549 | 28.8714 | 30.0131 | 31.1384 | 32.222 | 33.2665 | 34.2833 | 35.2873 | 35.8573 | 35.8877 |  | 14.9905 | 14.7175 | 14.5428 | 14.7328 | 14.9557 | 15.1525 | 15.445 | 15.7083 | 16.0706 | 16.3474 | 16.7991 | 18.0388 | 19.3179 | 20.4713 | 21.6001 | 22.6788 | 23.7645 | 25.3276 | 26.8634 | 28.4054 | 29.8257 | 31.1287 | 32.3564 | 33.5331 | 34.6355 | 35.0853 | 35.1921 | 35.2618 | 35.3593 | 35.412 | 35.4371 | 35.4786
Dodgson Rd |  | 7.4378 | 7.3028 | 7.2601 | 7.2596 | 7.3137 | 7.4583 | 7.5587 | 7.6675 | 7.8145 | 7.9462 | 8.1623 | 8.4147 | 8.6049 | 8.7838 | 8.9575 | 9.0876 | 9.292 | 9.5516 | 9.7471 | 9.9134 | 10.0846 | 10.2334 | 10.3386 | 10.4699 | 10.5897 | 10.7015 | 10.7508 | 10.9155 | 11.0366 | 10.9718 | 11.0293 | 11.0221 |  | 7.4378 | 7.3386 | 7.32 | 7.3161 | 7.3713 | 7.4999 | 7.5918 | 7.7175 | 7.8684 | 8.0064 | 8.2379 | 8.4796 | 8.6044 | 8.7412 | 8.8846 | 8.9998 | 9.0921 | 9.2555 | 9.3834 | 9.4989 | 9.6312 | 9.7661 | 9.8537 | 9.9579 | 10.0481 | 10.1435 | 10.1859 | 10.3132 | 10.416 | 10.3128 | 10.3091 | 10.3472 |  | 7.4378 | 7.302 | 7.2435 | 7.2239 | 7.2598 | 7.3838 | 7.4571 | 7.5279 | 7.6389 | 7.7526 | 7.9158 | 8.1156 | 8.2635 | 8.4144 | 8.5652 | 8.6827 | 8.7908 | 8.951 | 9.0501 | 9.1216 | 9.2031 | 9.2653 | 9.2928 | 9.346 | 9.3893 | 9.4258 | 9.4058 | 9.4781 | 9.5255 | 9.407 | 9.3929 | 9.3972 |  | 7.4378 | 7.3072 | 7.2616 | 7.2521 | 7.2919 | 7.4158 | 7.4945 | 7.5599 | 7.6619 | 7.7696 | 7.9005 | 8.0273 | 8.1765 | 8.2846 | 8.3639 | 8.5707 | 9.3045 | 10.0641 | 10.781 | 11.4578 | 12.126 | 12.7451 | 13.4101 | 14.0638 | 14.7368 | 15.3196 | 15.9035 | 16.4832 | 17.0991 | 17.5391 | 17.832 | 17.7742 |  | 7.4378 | 7.2568 | 7.1626 | 7.1055 | 7.1109 | 7.2056 | 7.2644 | 7.289 | 7.3798 | 7.4598 | 7.7214 | 8.5013 | 9.3345 | 10.1135 | 10.7983 | 11.4976 | 12.2279 | 12.8931 | 13.5194 | 14.2062 | 14.8498 | 15.5155 | 16.1423 | 16.7541 | 17.3953 | 17.5958 | 17.5679 | 17.536 | 17.5569 | 17.406 | 17.3433 | 17.29
Douglas St |  | 12.1921 | 11.8174 | 11.5669 | 11.8163 | 11.9853 | 12.1462 | 12.3147 | 12.5912 | 12.8348 | 12.9766 | 13.2762 | 13.6036 | 13.9102 | 14.0886 | 14.3854 | 14.5799 | 14.8543 | 15.2813 | 15.6032 | 15.9056 | 16.1236 | 16.3905 | 16.5813 | 16.7277 | 16.941 | 17.0811 | 17.2028 | 17.289 | 17.5458 | 17.4953 | 17.5516 | 17.5573 |  | 12.1921 | 11.8652 | 11.6375 | 11.7358 | 11.8167 | 11.9245 | 12.0629 | 12.106 | 12.3319 | 12.5312 | 12.9187 | 13.2756 | 13.3323 | 13.4512 | 13.5383 | 13.4648 | 13.5505 | 13.6312 | 13.7004 | 13.7052 | 13.8265 | 13.9721 | 14.0991 | 14.1815 | 14.318 | 14.3879 | 14.4434 | 14.4524 | 14.6111 | 14.4992 | 14.4646 | 14.5083 |  | 12.1921 | 11.816 | 11.5428 | 11.7531 | 11.8909 | 12.0187 | 12.1316 | 12.3334 | 12.5127 | 12.5959 | 12.8345 | 13.0729 | 13.2935 | 13.4156 | 13.6584 | 13.819 | 13.9305 | 14.1839 | 14.3375 | 14.4706 | 14.5385 | 14.6537 | 14.7094 | 14.7295 | 14.8084 | 14.8254 | 14.8246 | 14.7824 | 14.9001 | 14.7509 | 14.6884 | 14.6987 |  | 12.1921 | 11.8181 | 11.5431 | 11.7714 | 11.9156 | 12.052 | 12.196 | 12.4441 | 12.6632 | 12.7806 | 13.0489 | 13.3351 | 13.6045 | 13.7485 | 14.007 | 14.2387 | 14.759 | 15.4319 | 15.9963 | 16.5356 | 16.9786 | 17.4615 | 17.8655 | 18.2078 | 18.6195 | 18.949 | 19.2599 | 19.5791 | 19.9815 | 20.0909 | 20.1959 | 20.1345 |  | 12.1921 | 11.7924 | 11.4916 | 11.6995 | 11.8191 | 11.9434 | 12.0906 | 12.3369 | 12.5577 | 12.6833 | 13.0387 | 13.8098 | 14.5751 | 15.1846 | 15.925 | 16.5436 | 17.0294 | 17.6929 | 18.2434 | 18.7698 | 19.2034 | 19.6814 | 20.0749 | 20.4134 | 20.8344 | 20.8777 | 20.7975 | 20.7262 | 20.7779 | 20.4962 | 20.3517 | 20.3021
Droylsden East |  | 14.5891 | 14.4033 | 14.8315 | 15.6436 | 15.907 | 16.1575 | 16.4565 | 16.8536 | 17.2739 | 17.65 | 18.1725 | 18.8128 | 19.3494 | 19.7737 | 20.2152 | 20.5756 | 21.0174 | 21.525 | 21.9581 | 22.3523 | 22.6728 | 22.9559 | 23.1401 | 23.2793 | 23.3925 | 23.4796 | 23.542 | 23.5656 | 23.6242 | 23.6554 | 23.6536 | 23.5892 |  | 14.5891 | 14.4644 | 14.6304 | 15.0967 | 15.2832 | 15.4703 | 15.6967 | 16.0246 | 16.3726 | 16.6874 | 17.1452 | 17.6336 | 17.9839 | 18.289 | 18.6447 | 18.9681 | 19.2713 | 19.6473 | 20.0084 | 20.4154 | 20.7538 | 21.1807 | 21.5494 | 21.8785 | 22.171 | 22.4045 | 22.6161 | 22.7597 | 22.9077 | 22.9921 | 23.0059 | 23.0832 |  | 14.5891 | 14.4008 | 14.7917 | 15.5539 | 15.77 | 15.969 | 16.1968 | 16.5156 | 16.8382 | 17.1194 | 17.5445 | 18.0348 | 18.4492 | 18.7978 | 19.1779 | 19.5059 | 19.8424 | 20.1995 | 20.4759 | 20.7564 | 20.9461 | 21.126 | 21.2408 | 21.3154 | 21.3812 | 21.4165 | 21.4296 | 21.4063 | 21.4126 | 21.3956 | 21.3364 | 21.302 |  | 14.5891 | 14.4081 | 14.8211 | 15.6037 | 15.821 | 16.0089 | 16.1998 | 16.4685 | 16.7434 | 16.9371 | 17.2312 | 17.5502 | 17.8584 | 18.0829 | 18.3313 | 18.84 | 20.3767 | 21.9562 | 23.4611 | 25.0633 | 26.8875 | 28.612 | 30.1373 | 31.6492 | 33.1316 | 34.5216 | 35.8558 | 37.1539 | 38.5045 | 39.7394 | 40.4432 | 40.4406 |  | 14.5891 | 14.3256 | 14.6601 | 15.363 | 15.521 | 15.6451 | 15.7975 | 16.0195 | 16.2365 | 16.3833 | 16.9729 | 18.6771 | 20.381 | 21.9389 | 23.5642 | 25.0913 | 26.5194 | 28.0107 | 29.4204 | 31.1824 | 32.9346 | 34.5596 | 35.9581 | 37.4093 | 38.8399 | 39.3905 | 39.4005 | 39.3994 | 39.5331 | 39.4951 | 39.4441 | 39.4459
Dukinfield |  | 12.15 | 11.9168 | 11.6988 | 11.8184 | 11.9158 | 12.053 | 12.111 | 12.1847 | 12.32 | 12.3931 | 12.5183 | 12.6321 | 12.7636 | 12.8628 | 12.8983 | 12.9903 | 13.1357 | 13.2773 | 13.3845 | 13.5289 | 13.6421 | 13.7077 | 13.8474 | 13.9312 | 13.9912 | 14.0223 | 14.1134 | 14.2018 | 14.1863 | 14.2725 | 14.3252 | 14.2805 |  | 12.15 | 11.9502 | 11.7417 | 11.787 | 11.8219 | 11.9026 | 11.9097 | 11.9428 | 12.0421 | 12.0887 | 12.193 | 12.2805 | 12.3646 | 12.4275 | 12.435 | 12.5033 | 12.5582 | 12.6174 | 12.6545 | 12.7324 | 12.7877 | 12.8138 | 12.9071 | 12.9466 | 12.9642 | 12.9592 | 13.0114 | 13.0574 | 13.006 | 13.0396 | 13.037 | 13.0126 |  | 12.15 | 11.9164 | 11.69 | 11.7996 | 11.8873 | 12.0118 | 12.055 | 12.1142 | 12.2316 | 12.287 | 12.3938 | 12.482 | 12.5914 | 12.6754 | 12.6992 | 12.7824 | 12.8564 | 12.9265 | 12.9635 | 13.0358 | 13.081 | 13.0822 | 13.1556 | 13.1774 | 13.1776 | 13.1516 | 13.1802 | 13.2054 | 13.1362 | 13.1592 | 13.151 | 13.1129 |  | 12.15 | 11.9182 | 11.6825 | 11.7823 | 11.8582 | 11.9722 | 12.0037 | 12.0493 | 12.1562 | 12.1988 | 12.2872 | 12.3536 | 12.445 | 12.506 | 12.5058 | 12.63 | 13.0327 | 13.4778 | 13.9675 | 14.4785 | 14.911 | 15.3074 | 15.7471 | 16.1381 | 16.5029 | 16.8346 | 17.2109 | 17.5831 | 17.8647 | 18.2434 | 18.46 | 18.4291 |  | 12.15 | 11.8976 | 11.6434 | 11.724 | 11.7854 | 11.8847 | 11.9143 | 11.9606 | 12.0698 | 12.1208 | 12.296 | 12.7218 | 13.1816 | 13.6468 | 14.1792 | 14.6785 | 15.1507 | 15.6524 | 16.1329 | 16.6248 | 17.0604 | 17.4806 | 17.8649 | 18.2553 | 18.6345 | 18.7623 | 18.6835 | 18.6726 | 18.6756 | 18.6023 | 18.5507 | 18.4693
Dumers Lane |  | 11.3733 | 11.1373 | 11.2891 | 11.7975 | 11.9572 | 12.1564 | 12.3197 | 12.3548 | 12.4932 | 12.6693 | 12.8362 | 12.9203 | 13.0578 | 13.2236 | 13.2535 | 13.5031 | 13.6444 | 13.8645 | 14.0356 | 14.2357 | 14.4512 | 14.617 | 14.7978 | 14.9535 | 15.1751 | 15.2561 | 15.4081 | 15.5812 | 15.6558 | 15.8796 | 15.9871 | 15.9084 |  | 11.3733 | 11.1809 | 11.1628 | 11.3933 | 11.4639 | 11.5872 | 11.6815 | 11.67 | 11.7648 | 11.905 | 12.0469 | 12.1092 | 12.1894 | 12.3072 | 12.305 | 12.5135 | 12.4826 | 12.5343 | 12.573 | 12.6696 | 12.8184 | 12.9875 | 13.0751 | 13.1563 | 13.2594 | 13.3821 | 13.4114 | 13.4426 | 13.4819 | 13.5321 | 13.4755 | 13.51 |  | 11.3733 | 11.1369 | 11.2747 | 11.7675 | 11.9118 | 12.0932 | 12.2331 | 12.2477 | 12.3612 | 12.5109 | 12.6505 | 12.7002 | 12.8093 | 12.9537 | 12.9677 | 13.2014 | 13.1917 | 13.2599 | 13.2816 | 13.3311 | 13.3985 | 13.3998 | 13.461 | 13.4792 | 13.5565 | 13.5093 | 13.5246 | 13.5575 | 13.505 | 13.5807 | 13.5557 | 13.4915 |  | 11.3733 | 11.1379 | 11.267 | 11.751 | 11.8842 | 12.0554 | 12.1862 | 12.1874 | 12.2885 | 12.4229 | 12.5423 | 12.571 | 12.6604 | 12.7782 | 12.7646 | 13.0335 | 13.4044 | 13.8525 | 14.3344 | 14.7784 | 15.4152 | 16.0049 | 16.5514 | 17.1165 | 17.6422 | 18.1559 | 18.5772 | 19.0561 | 19.5257 | 20.024 | 20.2778 | 20.2035 |  | 11.3733 | 11.1136 | 11.2192 | 11.6797 | 11.7946 | 11.9516 | 12.0794 | 12.0825 | 12.1901 | 12.3369 | 12.5474 | 13.0316 | 13.5814 | 14.1466 | 14.7135 | 15.2429 | 15.6531 | 16.29 | 16.8996 | 17.5275 | 18.2057 | 18.788 | 19.3184 | 19.8896 | 20.4192 | 20.7241 | 20.6582 | 20.6667 | 20.6994 | 20.7348 | 20.6678 | 20.6134
Dumplington |  | 20.1283 | 19.4173 | 20.3526 | 21.9392 | 22.2161 | 22.5084 | 22.951 | 23.1553 | 23.3907 | 23.8382 | 24.1591 | 24.2227 | 24.559 | 24.8146 | 25.0444 | 25.1609 | 25.4239 | 25.6659 | 25.8952 | 26.0324 | 26.2202 | 26.3036 | 26.6258 | 27.3003 | 27.5704 | 28.0514 | 28.7411 | 28.9264 | 29.4118 | 29.7613 | 30.1691 | 30.208 |  | 20.1283 | 19.4979 | 19.8796 | 20.6511 | 20.7179 | 20.8246 | 21.1211 | 21.2068 | 21.3157 | 21.6882 | 21.9694 | 22.0567 | 22.2104 | 22.3435 | 22.4518 | 22.4889 | 22.5694 | 22.6514 | 22.7484 | 22.783 | 22.8825 | 22.9125 | 23.0106 | 23.1933 | 23.3118 | 23.3887 | 23.5792 | 23.4109 | 23.5029 | 23.3732 | 23.4117 | 23.3996 |  | 20.1283 | 19.4157 | 20.3236 | 21.876 | 22.1293 | 22.3845 | 22.7966 | 22.9586 | 23.1362 | 23.5378 | 23.8181 | 23.8346 | 24.092 | 24.2994 | 24.4883 | 24.5791 | 24.748 | 24.8945 | 25.0266 | 25.067 | 25.1647 | 25.1417 | 25.1978 | 25.356 | 25.4451 | 25.4911 | 25.7047 | 25.4404 | 25.4862 | 25.3336 | 25.3456 | 25.305 |  | 20.1283 | 19.4179 | 20.3034 | 21.8399 | 22.0668 | 22.309 | 22.7004 | 22.8545 | 23.0365 | 23.423 | 23.6791 | 23.6755 | 23.9452 | 24.1342 | 24.297 | 24.3487 | 24.5412 | 24.7118 | 24.8682 | 24.9348 | 25.0513 | 25.0844 | 25.3973 | 25.9448 | 26.1671 | 26.5215 | 27.1381 | 27.2201 | 27.6276 | 27.8414 | 28.19 | 28.1489 |  | 20.1283 | 19.4054 | 20.2779 | 21.8004 | 22.0126 | 22.256 | 22.663 | 22.8453 | 23.0706 | 23.5137 | 23.8389 | 24.0159 | 24.493 | 24.8839 | 25.2396 | 25.4739 | 25.7396 | 25.9791 | 26.5614 | 27.1514 | 27.5936 | 28.1783 | 28.7184 | 29.3888 | 29.6195 | 30.0808 | 30.3401 | 30.0736 | 30.1105 | 30.0228 | 29.9978 | 30.0124
Eastlands |  | 10.7451 | 10.4744 | 10.6718 | 11.2865 | 13.6906 | 18.289 | 22.86 | 27.5271 | 32.1347 | 32.214 | 32.3811 | 32.5904 | 32.7319 | 32.8564 | 33.0016 | 33.1326 | 33.2934 | 33.4967 | 33.6819 | 33.8797 | 33.9921 | 34.1723 | 34.3085 | 34.415 | 34.516 | 34.611 | 34.7044 | 34.7796 | 34.9134 | 35.0253 | 35.1251 | 35.1682 |  | 10.7451 | 10.5234 | 10.5458 | 10.8813 | 13.2146 | 17.7636 | 22.2944 | 26.9342 | 31.5273 | 31.6063 | 31.7826 | 31.9956 | 32.0847 | 32.1671 | 32.2749 | 32.3781 | 32.4544 | 32.5824 | 32.689 | 32.8141 | 32.8697 | 33.0147 | 33.1221 | 33.2034 | 33.2803 | 33.332 | 33.3814 | 33.4092 | 33.4898 | 33.5313 | 33.5129 | 33.552 |  | 10.7451 | 10.4739 | 10.6616 | 11.2644 | 13.6575 | 18.2442 | 22.7995 | 27.4514 | 32.0411 | 32.1034 | 32.2538 | 32.4395 | 32.559 | 32.6684 | 32.8009 | 32.9234 | 33.0145 | 33.1472 | 33.2617 | 33.3878 | 33.4322 | 33.5443 | 33.6156 | 33.6581 | 33.6954 | 33.7272 | 33.7568 | 33.7678 | 33.8353 | 33.8671 | 33.842 | 33.8719 |  | 10.7451 | 10.4722 | 10.6444 | 11.2281 | 13.5975 | 18.1549 | 22.6747 | 27.2923 | 31.8557 | 31.8871 | 32.0029 | 32.1509 | 32.2417 | 32.3187 | 32.4193 | 32.5603 | 32.8908 | 33.2709 | 33.6214 | 33.981 | 34.254 | 34.5904 | 34.884 | 35.1414 | 35.3908 | 35.632 | 35.8707 | 36.0864 | 36.398 | 36.6749 | 36.7007 | 36.6814 |  | 10.7451 | 10.4443 | 10.5895 | 11.1456 | 13.4931 | 18.0333 | 22.5498 | 27.166 | 31.7278 | 31.7646 | 31.9462 | 32.3891 | 32.7829 | 33.138 | 33.5456 | 33.9352 | 34.2775 | 34.6691 | 35.0325 | 35.406 | 35.6908 | 36.0362 | 36.3401 | 36.6234 | 36.9419 | 36.865 | 36.8807 | 36.8605 | 36.9349 | 36.9259 | 36.8719 | 36.876
Easton |  | 1.7055 | 1.6536 | 1.6307 | 1.6822 | 1.7115 | 1.7361 | 1.7771 | 1.8094 | 1.8474 | 1.8791 | 1.9359 | 2.0354 | 2.1139 | 2.2002 | 2.2797 | 2.3493 | 2.4341 | 2.5243 | 2.651 | 2.7852 | 2.9163 | 2.9878 | 3.0221 | 3.0335 | 3.0438 | 3.0568 | 3.0574 | 3.0674 | 3.0626 | 3.0648 | 3.0686 | 3.0575 |  | 1.7055 | 1.6633 | 1.64 | 1.6743 | 1.6939 | 1.7109 | 1.7441 | 1.7718 | 1.8069 | 1.8392 | 1.8865 | 1.9495 | 1.9696 | 1.9822 | 2.0005 | 2.0291 | 2.0941 | 2.1837 | 2.2812 | 2.3806 | 2.4928 | 2.6214 | 2.7426 | 2.8602 | 2.9735 | 2.9944 | 3.0056 | 3.0207 | 3.0249 | 3.0355 | 3.0458 | 3.0477 |  | 1.7055 | 1.6534 | 1.6262 | 1.6721 | 1.6964 | 1.7155 | 1.749 | 1.7736 | 1.8023 | 1.8251 | 1.873 | 1.959 | 2.026 | 2.1044 | 2.1777 | 2.244 | 2.3127 | 2.3866 | 2.4969 | 2.615 | 2.7313 | 2.7889 | 2.8113 | 2.8112 | 2.8099 | 2.8114 | 2.801 | 2.7992 | 2.7834 | 2.7739 | 2.7655 | 2.7568 |  | 1.7055 | 1.6533 | 1.6264 | 1.672 | 1.694 | 1.7095 | 1.7383 | 1.7706 | 1.8457 | 1.9114 | 1.9859 | 2.0577 | 2.1198 | 2.187 | 2.2477 | 2.2992 | 2.37 | 2.451 | 2.5242 | 2.5858 | 2.6472 | 2.6968 | 2.6973 | 2.6948 | 2.6921 | 2.693 | 2.6857 | 2.6831 | 2.6717 | 2.6667 | 2.6845 | 2.6628 |  | 1.7055 | 1.6497 | 1.619 | 1.6607 | 1.6791 | 1.7043 | 1.7819 | 1.8493 | 1.9202 | 1.9821 | 2.0542 | 2.1425 | 2.2253 | 2.3133 | 2.3929 | 2.4621 | 2.5313 | 2.6058 | 2.6757 | 2.736 | 2.7613 | 2.7674 | 2.767 | 2.768 | 2.7688 | 2.8263 | 2.8053 | 2.7897 | 2.7633 | 2.7456 | 2.7299 | 2.71
Egremont |  | 12.0595 | 11.7577 | 11.6039 | 11.8365 | 11.9964 | 12.1857 | 12.4179 | 12.7392 | 13.0956 | 13.3853 | 13.8407 | 14.4062 | 14.8656 | 15.2339 | 15.6378 | 15.9478 | 16.3692 | 16.8003 | 17.1813 | 17.5346 | 17.8125 | 18.0267 | 18.182 | 18.272 | 18.3683 | 18.4157 | 18.4253 | 18.3755 | 18.3337 | 18.312 | 18.2675 | 18.1581 |  | 12.0595 | 11.812 | 11.6709 | 11.8383 | 11.9298 | 12.0453 | 12.1927 | 12.4389 | 12.7161 | 12.941 | 13.3278 | 13.7289 | 13.9786 | 14.191 | 14.4666 | 14.6954 | 14.952 | 15.2778 | 15.6065 | 15.9425 | 16.2636 | 16.6811 | 17.0323 | 17.2886 | 17.5325 | 17.7584 | 17.9782 | 18.1099 | 18.2278 | 18.3345 | 18.3764 | 18.4356 |  | 12.0595 | 11.755 | 11.5604 | 11.7387 | 11.8483 | 11.9835 | 12.1419 | 12.3828 | 12.6394 | 12.8353 | 13.1938 | 13.6111 | 13.9456 | 14.2276 | 14.5531 | 14.8081 | 15.1034 | 15.4157 | 15.6944 | 15.943 | 16.138 | 16.2756 | 16.3719 | 16.4145 | 16.462 | 16.466 | 16.4282 | 16.3329 | 16.2423 | 16.1691 | 16.0706 | 15.99 |  | 12.0595 | 11.7634 | 11.5978 | 11.8016 | 11.917 | 12.0408 | 12.1742 | 12.3863 | 12.6324 | 12.7807 | 13.0444 | 13.3178 | 13.5791 | 13.7637 | 13.9819 | 14.3924 | 15.7283 | 17.4627 | 19.123 | 20.7307 | 22.2508 | 23.6681 | 24.9484 | 26.1311 | 27.2956 | 28.4138 | 29.5012 | 30.4933 | 31.4879 | 32.4681 | 33.0209 | 32.9203 |  | 12.0595 | 11.694 | 11.4627 | 11.5994 | 11.6654 | 11.7448 | 11.8768 | 12.0751 | 12.2813 | 12.3991 | 12.8911 | 14.3077 | 15.6799 | 16.9575 | 18.2535 | 19.4289 | 20.7838 | 22.2818 | 23.714 | 25.1061 | 26.425 | 27.6253 | 28.7016 | 29.724 | 30.7402 | 31.1699 | 31.1381 | 31.0714 | 31.0303 | 30.9971 | 30.969 | 30.9121
Embleton |  | 11.3941 | 11.2331 | 11.2228 | 11.4542 | 11.5474 | 11.7307 | 11.89 | 12.1051 | 12.3484 | 12.5792 | 12.8782 | 13.2632 | 13.5463 | 13.8025 | 14.0705 | 14.2812 | 14.5834 | 14.9295 | 15.2472 | 15.548 | 15.7923 | 16.0073 | 16.1333 | 16.2407 | 16.3601 | 16.4707 | 16.5484 | 16.5601 | 16.6262 | 16.653 | 16.6682 | 16.6429 |  | 11.3941 | 11.291 | 11.2748 | 11.4442 | 11.5247 | 11.684 | 11.8401 | 12.0584 | 12.3095 | 12.5426 | 12.8793 | 13.2255 | 13.3617 | 13.5209 | 13.7078 | 13.8475 | 14.0394 | 14.2714 | 14.5142 | 14.7193 | 14.9636 | 15.2245 | 15.3998 | 15.5995 | 15.7817 | 15.9534 | 16.0484 | 16.1307 | 16.2521 | 16.2324 | 16.25 | 16.2927 |  | 11.3941 | 11.232 | 11.198 | 11.3993 | 11.4642 | 11.6162 | 11.7331 | 11.9033 | 12.0915 | 12.2684 | 12.5119 | 12.8146 | 13.0323 | 13.2461 | 13.4572 | 13.6223 | 13.8447 | 14.0507 | 14.262 | 14.4563 | 14.6068 | 14.7298 | 14.778 | 14.811 | 14.8554 | 14.8923 | 14.8958 | 14.8381 | 14.8454 | 14.7832 | 14.7259 | 14.716 |  | 11.3941 | 11.2359 | 11.2127 | 11.4226 | 11.4843 | 11.6186 | 11.7126 | 11.8609 | 12.05 | 12.199 | 12.3996 | 12.6104 | 12.7668 | 12.9136 | 13.065 | 13.3742 | 14.3622 | 15.3664 | 16.3177 | 17.2349 | 18.1004 | 18.9195 | 19.6688 | 20.2997 | 20.9928 | 21.5795 | 22.1956 | 22.7461 | 23.3035 | 23.8675 | 24.1938 | 24.1404 |  | 11.3941 | 11.1756 | 11.0891 | 11.2316 | 11.2444 | 11.3425 | 11.4324 | 11.5583 | 11.7041 | 11.8333 | 12.1162 | 12.9525 | 13.7539 | 14.5242 | 15.4793 | 16.3834 | 17.2585 | 18.1476 | 18.9909 | 19.8053 | 20.5603 | 21.259 | 21.9151 | 22.4699 | 23.1002 | 23.3422 | 23.3422 | 23.3067 | 23.2884 | 23.2891 | 23.2739 | 23.2495
Exchange St |  | 10.544 | 10.3179 | 10.5572 | 11.1285 | 11.2812 | 11.4044 | 11.6646 | 11.9225 | 12.1407 | 12.3281 | 12.6526 | 13.0178 | 13.2714 | 13.5357 | 13.8048 | 13.9782 | 14.3176 | 14.7521 | 15.0916 | 15.3894 | 15.7155 | 15.9949 | 16.1619 | 16.3849 | 16.5873 | 16.7814 | 16.89 | 17.0647 | 17.363 | 17.3034 | 17.4238 | 17.3966 |  | 10.544 | 10.3725 | 10.4398 | 10.7698 | 10.8786 | 10.95 | 11.1679 | 11.3942 | 11.5897 | 11.7437 | 12.0544 | 12.3628 | 12.4765 | 12.6512 | 12.8502 | 12.9848 | 13.1211 | 13.3711 | 13.559 | 13.7277 | 13.9449 | 14.1838 | 14.3229 | 14.5049 | 14.6642 | 14.7951 | 14.8561 | 14.9625 | 15.1653 | 15.0412 | 15.0567 | 15.0997 |  | 10.544 | 10.3168 | 10.5316 | 11.0656 | 11.193 | 11.2735 | 11.485 | 11.6945 | 11.8554 | 11.9876 | 12.2541 | 12.5367 | 12.7234 | 12.942 | 13.1729 | 13.3257 | 13.4868 | 13.7357 | 13.8947 | 14.014 | 14.1666 | 14.2764 | 14.2922 | 14.3584 | 14.4062 | 14.447 | 14.4113 | 14.4297 | 14.5499 | 14.3716 | 14.3415 | 14.327 |  | 10.544 | 10.3209 | 10.5502 | 11.1003 | 11.2321 | 11.3076 | 11.5058 | 11.7327 | 11.8972 | 11.9607 | 12.1959 | 12.417 | 12.5108 | 12.6736 | 12.8459 | 13.117 | 14.0854 | 15.1552 | 16.1167 | 17.0137 | 17.9219 | 18.7611 | 19.5729 | 20.4327 | 21.2337 | 22.0056 | 22.7984 | 23.7104 | 24.3659 | 24.8918 | 25.2883 | 25.2024 |  | 10.544 | 10.2542 | 10.4223 | 10.9141 | 11.0054 | 11.0281 | 11.2093 | 11.4084 | 11.5348 | 11.5696 | 11.967 | 13.0618 | 14.066 | 15.1262 | 16.1981 | 17.147 | 18.0383 | 19.0639 | 19.9599 | 20.7909 | 21.7479 | 22.639 | 23.4594 | 24.3004 | 25.1305 | 25.4836 | 25.4057 | 25.467 | 25.4865 | 25.1791 | 25.0895 | 24.985
Failsworth |  | 13.1562 | 12.9778 | 13.1356 | 13.593 | 13.8247 | 14.1148 | 14.3839 | 14.6762 | 14.9852 | 15.3604 | 15.7494 | 16.2116 | 16.6476 | 17.0138 | 17.3502 | 17.6624 | 18.1025 | 18.5242 | 18.9014 | 19.2467 | 19.5542 | 19.8221 | 20.044 | 20.2501 | 20.4382 | 20.6075 | 20.7496 | 20.8909 | 21.0048 | 21.1278 | 21.2441 | 21.2223 |  | 13.1562 | 13.0359 | 13.0886 | 13.3496 | 13.5035 | 13.7199 | 13.9105 | 14.1367 | 14.3812 | 14.7002 | 15.0438 | 15.4126 | 15.6959 | 15.9611 | 16.2252 | 16.4965 | 16.7451 | 17.0133 | 17.2946 | 17.578 | 17.8534 | 18.1584 | 18.4093 | 18.6242 | 18.8136 | 19.002 | 19.1702 | 19.3183 | 19.4225 | 19.5113 | 19.568 | 19.6396 |  | 13.1562 | 12.9757 | 13.0988 | 13.512 | 13.7027 | 13.9483 | 14.1576 | 14.3884 | 14.6227 | 14.9244 | 15.2421 | 15.5749 | 15.8878 | 16.1841 | 16.4675 | 16.7479 | 17.0449 | 17.3213 | 17.5516 | 17.7473 | 17.9195 | 18.058 | 18.1635 | 18.2574 | 18.334 | 18.3938 | 18.4244 | 18.4496 | 18.4486 | 18.4542 | 18.4493 | 18.4407 |  | 13.1562 | 12.9825 | 13.1251 | 13.5561 | 13.7508 | 13.9917 | 14.1817 | 14.3818 | 14.5901 | 14.8675 | 15.1142 | 15.351 | 15.611 | 15.8245 | 16.01 | 16.4175 | 17.5832 | 18.7903 | 20.2234 | 21.6145 | 22.9357 | 24.169 | 25.3282 | 26.4165 | 27.4623 | 28.4778 | 29.4573 | 30.4771 | 31.329 | 32.2272 | 32.7771 | 32.7256 |  | 13.1562 | 12.9095 | 12.982 | 13.3425 | 13.4846 | 13.666 | 13.8201 | 13.9959 | 14.1747 | 14.4235 | 14.8836 | 16.1492 | 17.4623 | 18.7092 | 19.9287 | 21.1502 | 22.2836 | 23.6924 | 25.0527 | 26.3766 | 27.6627 | 28.84 | 29.9288 | 30.9782 | 31.9886 | 32.4504 | 32.4772 | 32.5489 | 32.4763 | 32.4525 | 32.4284 | 32.3888
Fallowfield |  | 15.8279 | 15.6066 | 15.6389 | 15.9963 | 16.2569 | 16.561 | 16.9326 | 17.2932 | 17.7072 | 18.1479 | 18.6652 | 19.2935 | 19.8218 | 20.311 | 20.7652 | 21.1726 | 21.7503 | 22.3166 | 22.8595 | 23.3587 | 23.841 | 24.2232 | 24.5423 | 24.821 | 25.1487 | 25.3281 | 25.5544 | 25.7705 | 25.9818 | 26.1905 | 26.4364 | 26.4573 |  | 15.8279 | 15.6742 | 15.689 | 15.9493 | 16.1533 | 16.42 | 16.7273 | 17.0529 | 17.4406 | 17.8574 | 18.356 | 18.8878 | 19.2399 | 19.5911 | 19.9375 | 20.2859 | 20.6698 | 21.0915 | 21.5024 | 21.9094 | 22.2988 | 22.7326 | 23.1112 | 23.4339 | 23.7912 | 23.9733 | 24.1813 | 24.3432 | 24.48 | 24.5843 | 24.6895 | 24.7692 |  | 15.8279 | 15.6047 | 15.6047 | 15.9207 | 16.1424 | 16.4038 | 16.7175 | 17.0186 | 17.359 | 17.7273 | 18.1722 | 18.6927 | 19.1301 | 19.5593 | 19.9653 | 20.3441 | 20.7612 | 21.1642 | 21.5426 | 21.8757 | 22.2018 | 22.4338 | 22.613 | 22.7571 | 22.9434 | 22.9946 | 23.0833 | 23.1602 | 23.2297 | 23.2953 | 23.3895 | 23.421 |  | 15.8279 | 15.6113 | 15.6295 | 15.9618 | 16.1814 | 16.4352 | 16.7166 | 16.9899 | 17.3311 | 17.671 | 18.0531 | 18.4638 | 18.8359 | 19.186 | 19.5121 | 20.041 | 21.4438 | 22.8443 | 24.1894 | 25.4947 | 26.7288 | 27.904 | 29.0213 | 30.0203 | 31.0212 | 31.9709 | 32.9311 | 33.8285 | 34.712 | 35.5803 | 35.863 | 35.6804 |  | 15.8279 | 15.5284 | 15.4666 | 15.715 | 15.8757 | 16.0562 | 16.3228 | 16.5585 | 16.8325 | 17.1142 | 17.6965 | 19.1691 | 20.648 | 22.0721 | 23.4821 | 24.8293 | 26.1417 | 27.4501 | 28.7082 | 29.9344 | 31.084 | 32.1535 | 33.183 | 34.1276 | 35.0807 | 34.8765 | 34.825 | 34.7028 | 34.6303 | 34.5108 | 34.4268 | 34.2594
Farnworth |  | 14.4362 | 14.204 | 14.0844 | 14.3078 | 14.4836 | 14.6763 | 14.8982 | 15.2139 | 15.574 | 15.8222 | 16.2104 | 16.682 | 17.059 | 17.4088 | 17.742 | 18.0208 | 18.4608 | 18.8723 | 19.2424 | 19.6082 | 19.8862 | 20.1276 | 20.328 | 20.516 | 20.6504 | 20.783 | 20.8626 | 20.9498 | 21.0302 | 21.1154 | 21.1834 | 21.1531 |  | 14.4362 | 14.2711 | 14.1631 | 14.3211 | 14.4552 | 14.5903 | 14.7597 | 15.0348 | 15.3558 | 15.5754 | 15.9408 | 16.335 | 16.5472 | 16.7523 | 16.9862 | 17.1932 | 17.4283 | 17.6802 | 17.937 | 18.2615 | 18.5423 | 18.8786 | 19.1633 | 19.4145 | 19.6061 | 19.8082 | 19.9659 | 20.1079 | 20.2231 | 20.3187 | 20.3684 | 20.4517 |  | 14.4362 | 14.2027 | 14.0576 | 14.2487 | 14.3935 | 14.5234 | 14.6917 | 14.9434 | 15.2278 | 15.4036 | 15.7167 | 16.0754 | 16.3316 | 16.565 | 16.812 | 17.035 | 17.3362 | 17.6075 | 17.8366 | 18.0568 | 18.2089 | 18.3299 | 18.4235 | 18.5087 | 18.5447 | 18.5795 | 18.5621 | 18.5471 | 18.524 | 18.5043 | 18.465 | 18.4513 |  | 14.4362 | 14.2087 | 14.0781 | 14.2795 | 14.4246 | 14.5329 | 14.708 | 14.9384 | 15.1086 | 15.2899 | 15.5146 | 15.7312 | 15.8579 | 16.0131 | 16.1312 | 16.4305 | 17.6054 | 19.0513 | 20.4988 | 21.9287 | 23.2539 | 24.4992 | 25.6795 | 26.7992 | 27.8511 | 28.8876 | 29.8929 | 30.8875 | 31.8455 | 32.8728 | 33.2365 | 33.1805 |  | 14.4362 | 14.1292 | 13.9227 | 14.0471 | 14.1342 | 14.1787 | 14.3096 | 14.4909 | 14.6104 | 14.7511 | 15.1789 | 16.4297 | 17.6064 | 18.7894 | 19.9694 | 21.1007 | 22.5044 | 23.9093 | 25.2694 | 26.6232 | 27.8932 | 29.0645 | 30.1629 | 31.2369 | 32.242 | 32.6131 | 32.6357 | 32.6537 | 32.6818 | 32.7554 | 32.5814 | 32.5374
Feniscowles |  | 2.9104 | 2.8098 | 2.9041 | 3.1302 | 3.2191 | 3.3333 | 3.3351 | 3.4314 | 3.522 | 3.583 | 3.6352 | 3.7653 | 3.8399 | 3.8939 | 4.0006 | 4.0917 | 4.1955 | 4.3009 | 4.393 | 4.4788 | 4.5507 | 4.5995 | 4.6244 | 4.6285 | 4.6296 | 4.6257 | 4.6129 | 4.5911 | 4.5634 | 4.5473 | 4.5193 | 4.4959 |  | 2.9104 | 2.8198 | 2.8319 | 2.936 | 2.9873 | 3.0648 | 3.04 | 3.1045 | 3.1652 | 3.2038 | 3.2373 | 3.328 | 3.3669 | 3.3963 | 3.4505 | 3.4926 | 3.5424 | 3.6164 | 3.7156 | 3.818 | 3.921 | 4.0439 | 4.146 | 4.2281 | 4.3058 | 4.3523 | 4.3907 | 4.4139 | 4.4255 | 4.4413 | 4.4376 | 4.4526 |  | 2.9104 | 2.8094 | 2.8975 | 3.1154 | 3.196 | 3.3009 | 3.291 | 3.3731 | 3.4457 | 3.4894 | 3.5248 | 3.6263 | 3.6793 | 3.7184 | 3.7799 | 3.8239 | 3.8817 | 3.9753 | 4.0553 | 4.128 | 4.1916 | 4.2339 | 4.2569 | 4.2608 | 4.2616 | 4.2578 | 4.2444 | 4.2211 | 4.1917 | 4.1723 | 4.1403 | 4.1219 |  | 2.9104 | 2.8108 | 2.8982 | 3.1151 | 3.1912 | 3.2891 | 3.27 | 3.3401 | 3.4016 | 3.4278 | 3.436 | 3.4986 | 3.5251 | 3.5338 | 3.5607 | 3.5938 | 3.8548 | 4.1514 | 4.4263 | 4.6854 | 4.939 | 5.1689 | 5.3668 | 5.5634 | 5.8 | 6.0571 | 6.3002 | 6.5446 | 6.7998 | 7.0024 | 7.15 | 7.1447 |  | 2.9104 | 2.8071 | 2.8908 | 3.104 | 3.1768 | 3.2745 | 3.2626 | 3.3395 | 3.4052 | 3.4375 | 3.4805 | 3.6722 | 3.948 | 4.2505 | 4.561 | 4.844 | 5.1084 | 5.3918 | 5.6512 | 5.8962 | 6.1401 | 6.3523 | 6.5347 | 6.73 | 6.9167 | 7.0155 | 7.023 | 7.0365 | 7.0769 | 7.0514 | 7.0533 | 7.0508
Ferodo |  | 10.9183 | 10.6311 | 10.3979 | 10.4928 | 10.6555 | 10.7762 | 10.9643 | 11.1743 | 11.3811 | 11.5867 | 11.8489 | 12.1893 | 12.4518 | 12.7032 | 12.9358 | 13.1226 | 13.3269 | 13.5548 | 13.7692 | 13.9607 | 14.1579 | 14.2909 | 14.3455 | 14.4076 | 14.4871 | 14.5304 | 14.4768 | 14.4882 | 14.5095 | 14.4801 | 14.4665 | 14.4177 |  | 10.9183 | 10.6742 | 10.4751 | 10.523 | 10.6361 | 10.6949 | 10.8259 | 10.9906 | 11.1444 | 11.3061 | 11.5299 | 11.7813 | 11.9127 | 12.0772 | 12.2418 | 12.3905 | 12.5345 | 12.7266 | 12.9252 | 13.1148 | 13.3427 | 13.5846 | 13.739 | 13.919 | 14.0755 | 14.2191 | 14.2623 | 14.3535 | 14.4449 | 14.4702 | 14.4916 | 14.5188 |  | 10.9183 | 10.6304 | 10.3791 | 10.4506 | 10.5897 | 10.6789 | 10.8302 | 10.9997 | 11.1562 | 11.3122 | 11.5245 | 11.787 | 11.9854 | 12.1954 | 12.395 | 12.564 | 12.7268 | 12.9101 | 13.0795 | 13.2221 | 13.3834 | 13.4818 | 13.4984 | 13.5519 | 13.5887 | 13.6291 | 13.5573 | 13.5439 | 13.5382 | 13.4846 | 13.443 | 13.4051 |  | 10.9183 | 10.6335 | 10.3826 | 10.4508 | 10.5769 | 10.6452 | 10.7631 | 10.9007 | 11.0411 | 11.1626 | 11.3163 | 11.4928 | 11.6407 | 11.7859 | 11.9173 | 12.125 | 12.8423 | 13.6126 | 14.3756 | 15.0867 | 15.7641 | 16.4 | 16.9305 | 17.4542 | 17.9677 | 18.4148 | 18.8492 | 19.2731 | 19.7303 | 20.1109 | 20.2887 | 20.2485 |  | 10.9183 | 10.6039 | 10.2931 | 10.3206 | 10.4148 | 10.4802 | 10.5804 | 10.7161 | 10.8694 | 10.9497 | 11.2036 | 11.8611 | 12.4958 | 13.0975 | 13.719 | 14.4014 | 15.0621 | 15.743 | 16.4271 | 17.06 | 17.6585 | 18.2074 | 18.6635 | 19.1358 | 19.6019 | 19.7496 | 19.7272 | 19.721 | 19.7562 | 19.7222 | 19.6769 | 19.6659
Flat Lane |  | 3.92 | 3.8528 | 3.8348 | 3.9327 | 4.0215 | 4.12 | 4.2343 | 4.3522 | 4.483 | 4.6199 | 4.7816 | 5.0105 | 5.2001 | 5.3694 | 5.5319 | 5.6786 | 5.8938 | 6.1061 | 6.3402 | 6.5837 | 6.805 | 6.9619 | 7.075 | 7.1566 | 7.2319 | 7.3023 | 7.3574 | 7.4152 | 7.4657 | 7.5144 | 7.562 | 7.5465 |  | 3.92 | 3.8691 | 3.8563 | 3.9263 | 3.9913 | 4.0693 | 4.158 | 4.2562 | 4.3681 | 4.4931 | 4.6354 | 4.792 | 4.8749 | 4.9511 | 5.0305 | 5.1198 | 5.2557 | 5.408 | 5.5696 | 5.7412 | 5.9153 | 6.1146 | 6.2957 | 6.4596 | 6.6111 | 6.6717 | 6.7223 | 6.7649 | 6.799 | 6.8239 | 6.8388 | 6.8572 |  | 3.92 | 3.8522 | 3.8219 | 3.9043 | 3.9785 | 4.0609 | 4.1492 | 4.2411 | 4.3423 | 4.4498 | 4.5822 | 4.7676 | 4.9208 | 5.0664 | 5.2098 | 5.3451 | 5.4883 | 5.6279 | 5.7892 | 5.9586 | 6.1113 | 6.2015 | 6.2523 | 6.2737 | 6.2891 | 6.2999 | 6.2956 | 6.2926 | 6.2821 | 6.2697 | 6.2548 | 6.2442 |  | 3.92 | 3.8544 | 3.831 | 3.919 | 3.994 | 4.0735 | 4.1565 | 4.2541 | 4.3965 | 4.5365 | 4.6776 | 4.827 | 4.9641 | 5.0818 | 5.1933 | 5.3311 | 5.6534 | 5.9764 | 6.3237 | 6.7148 | 7.083 | 7.4226 | 7.6971 | 7.9506 | 8.1895 | 8.4197 | 8.6435 | 8.8577 | 9.0657 | 9.2681 | 9.4258 | 9.4182 |  | 3.92 | 3.8462 | 3.8142 | 3.8933 | 3.9597 | 4.0461 | 4.1807 | 4.3128 | 4.4499 | 4.5859 | 4.7621 | 5.1415 | 5.5125 | 5.8609 | 6.196 | 6.5132 | 6.8176 | 7.1186 | 7.4641 | 7.8315 | 8.147 | 8.4236 | 8.6771 | 8.9194 | 9.1479 | 9.3304 | 9.3413 | 9.3494 | 9.3526 | 9.3571 | 9.361 | 9.3594
Frederick Rd |  | 14.6025 | 14.4435 | 15.2098 | 16.2397 | 16.4662 | 16.7802 | 16.8984 | 17.2419 | 17.477 | 17.7641 | 18.1416 | 18.6388 | 19.0309 | 19.3411 | 19.7856 | 20.0499 | 20.5352 | 21.0858 | 21.548 | 21.9792 | 22.44 | 22.8358 | 23.1024 | 23.356 | 23.647 | 23.9716 | 24.1727 | 24.3945 | 24.6451 | 24.9176 | 25.0582 | 25.1508 |  | 14.6025 | 14.4975 | 14.9058 | 15.5025 | 15.6691 | 15.9372 | 16.0265 | 16.3646 | 16.5923 | 16.8579 | 17.2343 | 17.6638 | 17.916 | 18.0901 | 18.4513 | 18.6378 | 18.9186 | 19.2911 | 19.5945 | 19.8832 | 20.2252 | 20.5646 | 20.7975 | 21.0333 | 21.3022 | 21.527 | 21.5975 | 21.6877 | 21.7921 | 21.8641 | 21.7924 | 21.8929 |  | 14.6025 | 14.4422 | 15.1812 | 16.1778 | 16.3737 | 16.6539 | 16.7293 | 17.0283 | 17.2135 | 17.4532 | 17.7617 | 18.1839 | 18.5024 | 18.7696 | 19.1742 | 19.4172 | 19.7275 | 20.0986 | 20.3839 | 20.6377 | 20.9258 | 21.1525 | 21.2647 | 21.365 | 21.4987 | 21.6687 | 21.7127 | 21.7788 | 21.8848 | 21.9929 | 21.9694 | 22.0739 |  | 14.6025 | 14.4473 | 15.1993 | 16.206 | 16.4024 | 16.6754 | 16.7327 | 17.0265 | 17.2321 | 17.4814 | 17.7474 | 18.1081 | 18.3918 | 18.6531 | 18.9727 | 19.4278 | 20.2742 | 21.3129 | 22.2399 | 23.1215 | 24.0339 | 24.8867 | 25.5967 | 26.2892 | 27.0166 | 27.8035 | 28.401 | 29.0387 | 29.7188 | 30.3908 | 30.4514 | 30.3352 |  | 14.6025 | 14.3853 | 15.0765 | 16.0214 | 16.1708 | 16.3967 | 16.4552 | 16.7028 | 16.932 | 17.156 | 17.5035 | 18.5106 | 19.542 | 20.5492 | 21.597 | 22.5172 | 23.3841 | 24.4021 | 25.2629 | 26.0654 | 26.9594 | 27.722 | 28.4011 | 29.1094 | 29.9079 | 29.8629 | 29.8864 | 29.9721 | 29.8994 | 29.9959 | 29.9386 | 29.8713
Fusehill |  | 18.2741 | 17.9066 | 17.6595 | 17.8762 | 18.0852 | 18.437 | 18.6437 | 18.8194 | 19.1624 | 19.4665 | 19.8088 | 20.1138 | 20.5067 | 20.7907 | 20.9687 | 21.2356 | 21.6265 | 21.9817 | 22.2925 | 22.6501 | 22.9177 | 23.1051 | 23.3445 | 23.5527 | 23.6629 | 23.7499 | 23.8952 | 23.9711 | 24.1951 | 24.1963 | 24.2578 | 24.1242 |  | 18.2741 | 17.9861 | 17.7394 | 17.7941 | 17.9013 | 18.1606 | 18.2872 | 18.4094 | 18.71 | 18.9931 | 19.3311 | 19.5999 | 19.8555 | 20.0393 | 20.1412 | 20.3548 | 20.5356 | 20.7109 | 20.8786 | 21.1142 | 21.2912 | 21.4467 | 21.6502 | 21.8158 | 21.8841 | 21.9272 | 22.032 | 22.0567 | 22.2006 | 22.1133 | 22.0581 | 22.0245 |  | 18.2741 | 17.9051 | 17.6281 | 17.8085 | 17.9833 | 18.2969 | 18.4536 | 18.5803 | 18.8618 | 19.1064 | 19.3898 | 19.6115 | 19.9292 | 20.1646 | 20.3059 | 20.5477 | 20.7668 | 20.9513 | 21.0929 | 21.2773 | 21.3862 | 21.4227 | 21.515 | 21.5811 | 21.5581 | 21.5158 | 21.5237 | 21.4674 | 21.5425 | 21.4193 | 21.3478 | 21.2397 |  | 18.2741 | 17.9111 | 17.6298 | 17.8005 | 17.9534 | 18.2334 | 18.3427 | 18.4213 | 18.6666 | 18.8576 | 19.0696 | 19.2076 | 19.4691 | 19.6343 | 19.7048 | 20.0625 | 21.0187 | 21.873 | 22.6973 | 23.6261 | 24.3833 | 25.0319 | 25.7689 | 26.4355 | 26.9697 | 27.5149 | 28.1195 | 28.6688 | 29.4377 | 29.9214 | 30.2295 | 30.1002 |  | 18.2741 | 17.8459 | 17.5016 | 17.6101 | 17.7139 | 17.9492 | 18.0469 | 18.115 | 18.342 | 18.5263 | 18.9032 | 19.8487 | 20.949 | 21.9248 | 22.8393 | 23.8019 | 24.731 | 25.5403 | 26.4157 | 27.2474 | 27.982 | 28.6611 | 29.3758 | 30.0911 | 30.6387 | 30.8918 | 30.7306 | 30.6086 | 30.5885 | 30.4422 | 30.3792 | 30.2743
Gale |  | 9.1604 | 9.0718 | 9.0286 | 9.111 | 9.2397 | 9.4111 | 9.6479 | 9.8384 | 10.1405 | 10.454 | 10.769 | 11.1607 | 11.5565 | 11.906 | 12.1714 | 12.4302 | 12.7857 | 13.1124 | 13.3847 | 13.6459 | 13.8569 | 14.024 | 14.1579 | 14.2663 | 14.3556 | 14.4283 | 14.4879 | 14.5295 | 14.575 | 14.6336 | 14.6591 | 14.6051 |  | 9.1604 | 9.1071 | 9.0815 | 9.1447 | 9.2456 | 9.3624 | 9.5527 | 9.7022 | 9.9586 | 10.2299 | 10.5049 | 10.773 | 11.0144 | 11.2595 | 11.4256 | 11.6332 | 11.8572 | 12.1131 | 12.3705 | 12.6467 | 12.9025 | 13.1799 | 13.4182 | 13.615 | 13.7844 | 13.9318 | 14.0673 | 14.1657 | 14.2484 | 14.3182 | 14.3305 | 14.3628 |  | 9.1604 | 9.0705 | 9.0051 | 9.0586 | 9.1598 | 9.2892 | 9.4798 | 9.6221 | 9.862 | 10.114 | 10.3687 | 10.6356 | 10.9106 | 11.1767 | 11.3875 | 11.621 | 11.9002 | 12.1494 | 12.3435 | 12.5227 | 12.6661 | 12.771 | 12.8536 | 12.915 | 12.9583 | 12.9869 | 12.9996 | 12.9923 | 12.9865 | 12.9911 | 12.9624 | 12.9259 |  | 9.1604 | 9.0766 | 9.0271 | 9.0973 | 9.2027 | 9.3305 | 9.5018 | 9.6152 | 9.8227 | 10.0161 | 10.1871 | 10.3501 | 10.5618 | 10.7521 | 10.8517 | 11.1705 | 12.165 | 13.3329 | 14.5528 | 15.7154 | 16.8314 | 17.8688 | 18.8447 | 19.7666 | 20.6375 | 21.4811 | 22.3046 | 23.0998 | 23.9164 | 24.6487 | 25.074 | 25.0511 |  | 9.1604 | 9.0174 | 8.9186 | 8.9248 | 8.9884 | 9.0769 | 9.2151 | 9.2946 | 9.4628 | 9.6223 | 9.9734 | 10.9839 | 12.058 | 13.0758 | 14.0072 | 14.9505 | 16.0849 | 17.2357 | 18.3653 | 19.4708 | 20.5118 | 21.4783 | 22.3755 | 23.2485 | 24.0643 | 24.4382 | 24.4586 | 24.4564 | 24.5056 | 24.4653 | 24.4491 | 24.4171
Garstang |  | 12.6948 | 12.4312 | 12.3887 | 12.6887 | 12.9137 | 13.1868 | 13.4486 | 13.7397 | 14.0765 | 14.4149 | 14.8235 | 15.3886 | 15.8751 | 16.3053 | 16.7106 | 17.077 | 17.5849 | 18.0739 | 18.6157 | 19.193 | 19.7041 | 20.034 | 20.281 | 20.4544 | 20.593 | 20.6986 | 20.793 | 20.8848 | 20.9639 | 21.0438 | 21.1069 | 21.0243 |  | 12.6948 | 12.4864 | 12.43 | 12.6183 | 12.7751 | 12.9859 | 13.1823 | 13.4246 | 13.7166 | 14.0278 | 14.3923 | 14.7805 | 15.0143 | 15.2285 | 15.4452 | 15.6874 | 16.0436 | 16.4242 | 16.8305 | 17.2759 | 17.719 | 18.2066 | 18.6692 | 19.0869 | 19.4566 | 19.6006 | 19.7475 | 19.8641 | 19.9625 | 20.0405 | 20.077 | 20.095 |  | 12.6948 | 12.4292 | 12.3529 | 12.6098 | 12.7943 | 13.0233 | 13.2257 | 13.4552 | 13.716 | 13.98 | 14.3151 | 14.7698 | 15.1613 | 15.5303 | 15.8867 | 16.2246 | 16.5895 | 16.935 | 17.3333 | 17.7639 | 18.1434 | 18.3495 | 18.4835 | 18.5486 | 18.5822 | 18.5869 | 18.5768 | 18.5622 | 18.5337 | 18.5053 | 18.4587 | 18.3986 |  | 12.6948 | 12.4339 | 12.3701 | 12.6353 | 12.8139 | 13.0242 | 13.1983 | 13.4222 | 13.7673 | 14.0906 | 14.4265 | 14.7751 | 15.1152 | 15.404 | 15.6725 | 16.0265 | 16.8694 | 17.7055 | 18.5014 | 19.2842 | 20.0029 | 20.6381 | 21.1691 | 21.6475 | 22.0912 | 22.5075 | 22.9733 | 23.5563 | 24.1175 | 24.668 | 25.0244 | 25.0212 |  | 12.6948 | 12.396 | 12.2948 | 12.5219 | 12.6683 | 12.8796 | 13.1583 | 13.4535 | 13.7755 | 14.0809 | 14.5096 | 15.4423 | 16.3704 | 17.2425 | 18.0771 | 18.8687 | 19.6341 | 20.3805 | 21.0967 | 21.8137 | 22.3912 | 22.8585 | 23.3223 | 23.7611 | 24.1655 | 24.254 | 24.1295 | 24.1559 | 24.1799 | 24.2054 | 24.2245 | 24.2462
Gatley |  | 8.3086 | 8.1492 | 8.0858 | 8.1768 | 8.2951 | 8.4225 | 8.5883 | 8.7573 | 8.9623 | 9.1705 | 9.4031 | 9.6682 | 9.9158 | 10.1072 | 10.2846 | 10.4566 | 10.6584 | 10.8366 | 10.9859 | 11.1289 | 11.243 | 11.325 | 11.415 | 11.4783 | 11.5223 | 11.5688 | 11.5996 | 11.6254 | 11.6481 | 11.6822 | 11.6918 | 11.6711 |  | 8.3086 | 8.1806 | 8.1362 | 8.1897 | 8.2667 | 8.3524 | 8.4743 | 8.6036 | 8.7682 | 8.9396 | 9.1394 | 9.3434 | 9.5199 | 9.6687 | 9.819 | 9.9801 | 10.129 | 10.2751 | 10.4243 | 10.5859 | 10.7341 | 10.8808 | 11.0265 | 11.1327 | 11.2147 | 11.317 | 11.4065 | 11.4788 | 11.5351 | 11.5863 | 11.5962 | 11.6248 |  | 8.3086 | 8.1482 | 8.0694 | 8.14 | 8.2388 | 8.3449 | 8.4811 | 8.6178 | 8.7819 | 8.9495 | 9.1414 | 9.3438 | 9.5393 | 9.6984 | 9.8504 | 10.008 | 10.1748 | 10.3174 | 10.4302 | 10.5347 | 10.6178 | 10.6724 | 10.7399 | 10.7838 | 10.8091 | 10.8371 | 10.8481 | 10.8524 | 10.8526 | 10.8629 | 10.8478 | 10.8356 |  | 8.3086 | 8.1518 | 8.078 | 8.15 | 8.2417 | 8.3341 | 8.4445 | 8.5483 | 8.673 | 8.7844 | 8.9061 | 9.0319 | 9.1776 | 9.2798 | 9.3729 | 9.5756 | 10.134 | 10.6723 | 11.2834 | 11.965 | 12.5847 | 13.1645 | 13.7298 | 14.2581 | 14.7528 | 15.2484 | 15.7273 | 16.192 | 16.6464 | 17.0984 | 17.3344 | 17.3397 |  | 8.3086 | 8.113 | 8.0018 | 8.0365 | 8.1005 | 8.1617 | 8.2475 | 8.3286 | 8.4347 | 8.5331 | 8.7622 | 9.3744 | 10.0118 | 10.5965 | 11.1702 | 11.7365 | 12.2719 | 12.9111 | 13.5601 | 14.2207 | 14.8297 | 15.3886 | 15.9275 | 16.4437 | 16.9257 | 17.1024 | 17.1295 | 17.1484 | 17.1717 | 17.1878 | 17.1913 | 17.2034
Gidlow |  | 16.0233 | 15.8269 | 15.8933 | 16.2186 | 16.4636 | 16.7622 | 17.1308 | 17.5133 | 17.9658 | 18.4351 | 18.9692 | 19.6462 | 20.2195 | 20.7004 | 21.1424 | 21.5298 | 22.1429 | 22.7256 | 23.2555 | 23.7708 | 24.235 | 24.6118 | 24.8972 | 25.1394 | 25.3539 | 25.5387 | 25.6876 | 25.8287 | 25.968 | 26.1034 | 26.2369 | 26.1721 |  | 16.0233 | 15.9006 | 15.9448 | 16.1674 | 16.3524 | 16.5856 | 16.8756 | 17.1936 | 17.5783 | 17.9896 | 18.4685 | 18.9964 | 19.3513 | 19.6832 | 20.0149 | 20.3427 | 20.6976 | 21.0781 | 21.4698 | 21.8686 | 22.2648 | 22.7025 | 23.066 | 23.3813 | 23.6673 | 23.8768 | 24.0579 | 24.2036 | 24.3097 | 24.3791 | 24.4134 | 24.4763 |  | 16.0233 | 15.8244 | 15.8419 | 16.1053 | 16.2923 | 16.5279 | 16.8105 | 17.1043 | 17.4473 | 17.8094 | 18.2373 | 18.7542 | 19.1923 | 19.5862 | 19.959 | 20.3069 | 20.7106 | 21.0826 | 21.4016 | 21.6839 | 21.9368 | 22.1173 | 22.2367 | 22.3223 | 22.386 | 22.4294 | 22.4391 | 22.4349 | 22.4155 | 22.3921 | 22.3618 | 22.3247 |  | 16.0233 | 15.8319 | 15.885 | 16.1827 | 16.3837 | 16.6196 | 16.8833 | 17.1457 | 17.4668 | 17.765 | 18.0849 | 18.4513 | 18.8048 | 19.0923 | 19.3535 | 19.8496 | 21.3743 | 22.8814 | 24.5243 | 26.3278 | 28.0405 | 29.6503 | 31.1124 | 32.494 | 33.8236 | 35.1132 | 36.3436 | 37.5456 | 38.7056 | 39.8393 | 40.5092 | 40.4676 |  | 16.0233 | 15.7289 | 15.6811 | 15.8785 | 16.0047 | 16.1591 | 16.372 | 16.5744 | 16.819 | 17.0504 | 17.6026 | 19.2508 | 20.9162 | 22.4662 | 24.0099 | 25.4815 | 26.906 | 28.5946 | 30.3458 | 32.0418 | 33.678 | 35.1865 | 36.546 | 37.8713 | 39.1497 | 39.6847 | 39.706 | 39.7098 | 39.7442 | 39.7102 | 39.6728 | 39.6397
Gillsrow |  | 4.6737 | 4.5797 | 4.5696 | 4.6475 | 4.7234 | 4.8188 | 4.8817 | 4.9773 | 5.0878 | 5.1395 | 5.2308 | 5.3884 | 5.5205 | 5.6222 | 5.7429 | 5.9062 | 6.1621 | 6.4109 | 6.7339 | 7.0899 | 7.4205 | 7.6313 | 7.782 | 7.8624 | 7.9364 | 8.0026 | 8.0767 | 8.1424 | 8.2532 | 8.2538 | 8.3089 | 8.2789 |  | 4.6737 | 4.6031 | 4.597 | 4.651 | 4.7126 | 4.7971 | 4.8476 | 4.9376 | 5.0454 | 5.1028 | 5.1978 | 5.3915 | 5.4394 | 5.493 | 5.5252 | 5.5659 | 5.6414 | 5.7152 | 5.87 | 6.1012 | 6.3451 | 6.6284 | 6.9125 | 7.1716 | 7.4179 | 7.453 | 7.4976 | 7.5238 | 7.5984 | 7.5714 | 7.5909 | 7.5913 |  | 4.6737 | 4.579 | 4.5569 | 4.6197 | 4.6816 | 4.7623 | 4.8058 | 4.8812 | 4.9671 | 4.9974 | 5.0679 | 5.193 | 5.2938 | 5.3756 | 5.4789 | 5.6094 | 5.7765 | 5.9372 | 6.173 | 6.4411 | 6.6897 | 6.8214 | 6.8952 | 6.9031 | 6.9056 | 6.9023 | 6.905 | 6.9015 | 6.9335 | 6.8751 | 6.8609 | 6.8426 |  | 4.6737 | 4.5773 | 4.5587 | 4.6252 | 4.6865 | 4.7627 | 4.8006 | 4.8771 | 4.9914 | 5.041 | 5.114 | 5.2217 | 5.4098 | 5.6084 | 5.8149 | 6.0041 | 6.2833 | 6.5789 | 6.8521 | 7.1154 | 7.3561 | 7.5789 | 7.6971 | 7.7823 | 7.8807 | 7.9642 | 8.0487 | 8.1077 | 8.1758 | 8.2501 | 8.358 | 8.3479 |  | 4.6737 | 4.5653 | 4.5348 | 4.589 | 4.6393 | 4.7147 | 4.7836 | 4.8808 | 4.9875 | 5.0308 | 5.132 | 5.4555 | 5.7569 | 6.0537 | 6.3535 | 6.6318 | 6.8988 | 7.1718 | 7.43 | 7.6842 | 7.8447 | 7.9734 | 8.087 | 8.1754 | 8.2787 | 8.4671 | 8.4732 | 8.4545 | 8.4424 | 8.4438 | 8.4381 | 8.4305
Glaxo |  | 5.453 | 5.2266 | 5.0468 | 5.1504 | 5.1697 | 5.1864 | 5.1826 | 5.1924 | 5.2093 | 5.22 | 5.2865 | 5.2878 | 5.2869 | 5.2358 | 5.2568 | 5.2466 | 5.225 | 5.2396 | 5.2439 | 5.2523 | 5.2501 | 5.2717 | 5.2494 | 5.2428 | 5.2423 | 5.2574 | 5.2502 | 5.2254 | 5.2219 | 5.2163 | 5.1962 | 5.1867 |  | 5.453 | 5.2435 | 5.0721 | 5.1263 | 5.1042 | 5.0852 | 5.0528 | 5.0398 | 5.0382 | 5.0387 | 5.0975 | 5.0978 | 5.0859 | 5.0269 | 5.0368 | 5.0202 | 4.9756 | 4.9696 | 4.9532 | 4.9419 | 4.9204 | 4.9259 | 4.8915 | 4.872 | 4.8586 | 4.8621 | 4.8399 | 4.8044 | 4.7884 | 4.7704 | 4.7389 | 4.7346 |  | 5.453 | 5.2265 | 5.0447 | 5.1461 | 5.1632 | 5.1775 | 5.171 | 5.1782 | 5.1918 | 5.1997 | 5.2632 | 5.2609 | 5.2566 | 5.2025 | 5.2211 | 5.2093 | 5.169 | 5.1648 | 5.1505 | 5.1405 | 5.1208 | 5.1246 | 5.0864 | 5.0638 | 5.0474 | 5.0469 | 5.0235 | 4.9843 | 4.9654 | 4.9448 | 4.9104 | 4.902 |  | 5.453 | 5.2268 | 5.0342 | 5.1245 | 5.1305 | 5.134 | 5.1173 | 5.1136 | 5.1167 | 5.1133 | 5.1635 | 5.1488 | 5.1323 | 5.0675 | 5.072 | 5.049 | 5.0227 | 5.0309 | 5.029 | 5.0305 | 5.0214 | 5.0346 | 5.0056 | 4.9911 | 4.9821 | 4.9876 | 4.9717 | 4.939 | 4.9262 | 4.911 | 4.8779 | 4.8503 |  | 5.453 | 5.2249 | 5.0305 | 5.1188 | 5.123 | 5.1284 | 5.1175 | 5.1225 | 5.137 | 5.1479 | 5.2182 | 5.2538 | 5.2886 | 5.2718 | 5.3255 | 5.3463 | 5.3342 | 5.3582 | 5.3711 | 5.3874 | 5.3922 | 5.4205 | 5.403 | 5.4011 | 5.405 | 5.4188 | 5.3883 | 5.3405 | 5.3144 | 5.286 | 5.2427 | 5.227
Glossop |  | 14.04 | 13.8037 | 13.7159 | 13.9817 | 14.1807 | 14.4081 | 14.6821 | 15.0396 | 15.4152 | 15.7467 | 16.1884 | 16.7377 | 17.1745 | 17.5264 | 17.8768 | 18.18 | 18.579 | 18.9899 | 19.3446 | 19.6673 | 19.9191 | 20.1638 | 20.3473 | 20.4907 | 20.6144 | 20.7012 | 20.7855 | 20.8553 | 20.9427 | 21.003 | 21.0295 | 20.9756 |  | 14.04 | 13.863 | 13.7783 | 13.9637 | 14.0986 | 14.2581 | 14.4561 | 14.7469 | 15.0541 | 15.3266 | 15.7131 | 16.1408 | 16.4218 | 16.6734 | 16.9535 | 17.2236 | 17.4621 | 17.7529 | 18.0486 | 18.3482 | 18.6145 | 18.9505 | 19.2216 | 19.4349 | 19.6184 | 19.7631 | 19.9092 | 20.02 | 20.1282 | 20.1835 | 20.1788 | 20.234 |  | 14.04 | 13.8016 | 13.6788 | 13.8988 | 14.0547 | 14.2352 | 14.4447 | 14.7327 | 15.0222 | 15.2705 | 15.6271 | 16.0462 | 16.3766 | 16.6617 | 16.9578 | 17.2306 | 17.5064 | 17.7907 | 18.0182 | 18.2115 | 18.3518 | 18.4879 | 18.5776 | 18.6334 | 18.6709 | 18.6757 | 18.674 | 18.6552 | 18.6502 | 18.6201 | 18.556 | 18.5217 |  | 14.04 | 13.8088 | 13.7053 | 13.942 | 14.0968 | 14.2617 | 14.4381 | 14.6802 | 14.9188 | 15.0826 | 15.3206 | 15.5948 | 15.8395 | 16.0223 | 16.2108 | 16.5913 | 17.7319 | 18.8889 | 20.0009 | 21.2714 | 22.5877 | 23.827 | 24.9425 | 26.0309 | 27.0996 | 28.0393 | 28.9819 | 29.8918 | 30.8229 | 31.6773 | 32.1685 | 32.1084 |  | 14.04 | 13.7291 | 13.5492 | 13.7086 | 13.8065 | 13.9092 | 14.0445 | 14.2416 | 14.4346 | 14.5637 | 15.0106 | 16.2975 | 17.5741 | 18.7152 | 19.923 | 21.0711 | 22.131 | 23.2195 | 24.546 | 25.8372 | 27.0986 | 28.2634 | 29.2877 | 30.326 | 31.3512 | 31.7074 | 31.6947 | 31.6624 | 31.7474 | 31.6765 | 31.596 | 31.5449
Golborne |  | 27.8642 | 27.3861 | 27.7405 | 28.4897 | 28.9238 | 29.8184 | 30.4071 | 31.5694 | 32.938 | 33.9393 | 35.1065 | 36.2386 | 37.109 | 37.7851 | 38.3495 | 38.9316 | 39.671 | 40.3356 | 40.9079 | 41.4442 | 41.8797 | 42.1051 | 42.4342 | 42.6035 | 42.7968 | 42.8478 | 42.9775 | 43.049 | 42.926 | 43.0929 | 43.0643 | 42.8167 |  | 27.8642 | 27.4907 | 27.5737 | 27.8533 | 28.1154 | 28.6375 | 28.8615 | 29.3437 | 30.0306 | 30.5778 | 31.312 | 31.9233 | 32.4245 | 32.8426 | 33.2312 | 33.7365 | 34.2104 | 34.6996 | 35.2291 | 35.7949 | 36.3316 | 36.8266 | 37.3819 | 37.7501 | 38.1161 | 38.3587 | 38.6664 | 38.878 | 38.8733 | 39.08 | 39.0578 | 39.0329 |  | 27.8642 | 27.3827 | 27.6834 | 28.3634 | 28.7311 | 29.5515 | 30.0419 | 31.0482 | 32.2686 | 33.1734 | 34.1473 | 34.9605 | 35.5353 | 36.0202 | 36.4769 | 36.9957 | 37.5536 | 38.034 | 38.4183 | 38.7588 | 39.0318 | 39.1167 | 39.3197 | 39.3805 | 39.4624 | 39.4149 | 39.4318 | 39.3865 | 39.177 | 39.2059 | 39.093 | 38.9121 |  | 27.8642 | 27.3927 | 27.7044 | 28.387 | 28.7299 | 29.5025 | 29.9104 | 30.8356 | 31.9308 | 32.7786 | 33.4069 | 33.946 | 34.3535 | 34.6162 | 34.8129 | 35.4215 | 37.2293 | 38.9579 | 40.6777 | 42.3821 | 43.9127 | 45.692 | 47.6583 | 49.3904 | 51.0486 | 52.6624 | 54.1554 | 55.8364 | 57.0752 | 58.5788 | 59.4056 | 59.3088 |  | 27.8642 | 27.2736 | 27.4704 | 28.0413 | 28.2998 | 28.9778 | 29.3239 | 30.16 | 31.2008 | 32.113 | 33.1032 | 35.1619 | 37.2131 | 39.0319 | 40.8486 | 42.6898 | 44.4075 | 46.0431 | 47.6833 | 49.3261 | 51.2347 | 52.9267 | 54.8058 | 56.482 | 58.0898 | 58.7467 | 58.738 | 58.9622 | 58.8355 | 58.8932 | 58.8709 | 58.7945
Gowhole |  | 16.8797 | 16.6631 | 16.5509 | 16.8099 | 17.0709 | 17.3724 | 17.7354 | 18.2043 | 18.7075 | 19.1592 | 19.7609 | 20.5364 | 21.1771 | 21.6946 | 22.2078 | 22.6568 | 23.2432 | 23.8406 | 24.4069 | 24.9463 | 25.4062 | 25.8024 | 26.0649 | 26.2917 | 26.4915 | 26.6618 | 26.7903 | 26.8735 | 27.0028 | 27.0959 | 27.1422 | 27.0782 |  | 16.8797 | 16.7433 | 16.6812 | 16.868 | 17.0649 | 17.2901 | 17.5631 | 17.9543 | 18.3754 | 18.7556 | 19.2803 | 19.8561 | 20.2513 | 20.5958 | 20.9774 | 21.3571 | 21.7352 | 22.1819 | 22.6511 | 23.1321 | 23.5965 | 24.1605 | 24.5993 | 24.9809 | 25.3163 | 25.5898 | 25.8428 | 26.017 | 26.2119 | 26.335 | 26.3697 | 26.4688 |  | 16.8797 | 16.6612 | 16.5119 | 16.6948 | 16.8959 | 17.1323 | 17.4062 | 17.7791 | 18.1637 | 18.5006 | 18.9855 | 19.5825 | 20.0762 | 20.5016 | 20.94 | 21.3471 | 21.7598 | 22.179 | 22.5662 | 22.9235 | 23.224 | 23.4655 | 23.597 | 23.6992 | 23.7761 | 23.8267 | 23.8323 | 23.7924 | 23.7901 | 23.7548 | 23.673 | 23.6362 |  | 16.8797 | 16.6684 | 16.5444 | 16.7631 | 16.9676 | 17.1848 | 17.4204 | 17.7485 | 18.1106 | 18.377 | 18.7333 | 19.1328 | 19.5156 | 19.8053 | 20.1008 | 20.6323 | 22.2704 | 24.2175 | 26.1265 | 27.9431 | 29.6722 | 31.2871 | 32.7081 | 34.0751 | 35.3987 | 36.656 | 37.8334 | 38.9657 | 40.131 | 41.1886 | 41.7644 | 41.6826 |  | 16.8797 | 16.5575 | 16.3311 | 16.4612 | 16.5915 | 16.7373 | 16.9593 | 17.2566 | 17.5535 | 17.7671 | 18.3495 | 20.0049 | 21.621 | 23.1322 | 24.619 | 26.3065 | 28.0017 | 29.7176 | 31.4152 | 33.0254 | 34.5529 | 35.9441 | 37.1632 | 38.3822 | 39.5662 | 40.056 | 39.9958 | 39.9551 | 39.9734 | 39.912 | 39.8351 | 39.7972
Grane Rd & Prinny Hill |  | 5.8511 | 5.6649 | 5.5671 | 5.6713 | 5.7839 | 5.8834 | 6.0158 | 6.1552 | 6.3145 | 6.4738 | 6.6552 | 6.8756 | 7.0611 | 7.2086 | 7.3535 | 7.4815 | 7.7159 | 7.9482 | 8.1579 | 8.3479 | 8.5167 | 8.667 | 8.791 | 8.8906 | 8.9806 | 9.0596 | 9.1433 | 9.2026 | 9.2664 | 9.3288 | 9.387 | 9.3481 |  | 5.8511 | 5.7034 | 5.6239 | 5.6865 | 5.7607 | 5.8236 | 5.9153 | 6.0263 | 6.1602 | 6.3017 | 6.4703 | 6.6525 | 6.763 | 6.8586 | 6.959 | 7.0555 | 7.1593 | 7.2783 | 7.397 | 7.5138 | 7.627 | 7.7629 | 7.8804 | 7.9728 | 8.0541 | 8.1032 | 8.1584 | 8.1855 | 8.2094 | 8.2227 | 8.2223 | 8.2304 |  | 5.8511 | 5.6641 | 5.5493 | 5.6327 | 5.7257 | 5.8039 | 5.9018 | 6.0076 | 6.1291 | 6.2514 | 6.3961 | 6.5627 | 6.7029 | 6.8211 | 6.937 | 7.042 | 7.163 | 7.2802 | 7.3815 | 7.4662 | 7.5374 | 7.5926 | 7.6281 | 7.6425 | 7.6484 | 7.645 | 7.6442 | 7.6205 | 7.6 | 7.5782 | 7.5509 | 7.5224 |  | 5.8511 | 5.6651 | 5.5528 | 5.6371 | 5.724 | 5.7908 | 5.8708 | 5.9562 | 6.0578 | 6.1469 | 6.2449 | 6.3524 | 6.4549 | 6.5286 | 6.5981 | 6.7485 | 7.2878 | 7.8293 | 8.3468 | 8.8402 | 9.3781 | 9.9354 | 10.4508 | 10.9688 | 11.4115 | 11.8326 | 12.2703 | 12.6771 | 13.0763 | 13.4656 | 13.7016 | 13.6333 |  | 5.8511 | 5.6283 | 5.4806 | 5.5293 | 5.5893 | 5.6297 | 5.6948 | 5.7621 | 5.8445 | 5.9191 | 6.1099 | 6.709 | 7.319 | 7.8807 | 8.444 | 8.9784 | 9.4936 | 10.0134 | 10.5128 | 11.0596 | 11.6613 | 12.1908 | 12.6786 | 13.1899 | 13.6183 | 13.7731 | 13.7737 | 13.742 | 13.7301 | 13.695 | 13.6673 | 13.609
Grange |  | 7.6125 | 7.5355 | 7.5166 | 7.6629 | 7.7671 | 7.8697 | 8.0839 | 8.2807 | 8.4959 | 8.6602 | 8.9527 | 9.3245 | 9.5821 | 9.8629 | 10.1075 | 10.3079 | 10.6628 | 11.0226 | 11.374 | 11.6877 | 11.9991 | 12.2345 | 12.4046 | 12.5642 | 12.7309 | 12.843 | 12.9336 | 13.0446 | 13.1041 | 13.1955 | 13.285 | 13.2279 |  | 7.6125 | 7.5745 | 7.5633 | 7.6916 | 7.7814 | 7.8655 | 8.0542 | 8.2355 | 8.4354 | 8.5919 | 8.8724 | 9.1867 | 9.2876 | 9.4401 | 9.5986 | 9.7485 | 9.9356 | 10.1532 | 10.3805 | 10.589 | 10.8338 | 11.101 | 11.324 | 11.5314 | 11.7356 | 11.8532 | 11.9626 | 12.0747 | 12.131 | 12.2021 | 12.2521 | 12.2867 |  | 7.6125 | 7.5341 | 7.4877 | 7.5999 | 7.6724 | 7.7409 | 7.9077 | 8.0573 | 8.2156 | 8.3265 | 8.5626 | 8.8318 | 9.0115 | 9.238 | 9.4444 | 9.6237 | 9.8294 | 10.0392 | 10.2419 | 10.4101 | 10.5849 | 10.6898 | 10.7425 | 10.7876 | 10.8385 | 10.8437 | 10.8268 | 10.8253 | 10.7803 | 10.7618 | 10.7397 | 10.7059 |  | 7.6125 | 7.5353 | 7.5097 | 7.6407 | 7.7212 | 7.7886 | 7.9485 | 8.0905 | 8.2644 | 8.3686 | 8.5686 | 8.7575 | 8.8963 | 9.0637 | 9.2059 | 9.4331 | 10.1557 | 10.8862 | 11.5887 | 12.2344 | 12.952 | 13.7049 | 14.3948 | 15.035 | 15.6606 | 16.2241 | 16.8115 | 17.3472 | 17.9505 | 18.4369 | 18.7412 | 18.6991 |  | 7.6125 | 7.4935 | 7.4277 | 7.5174 | 7.5663 | 7.6097 | 7.7815 | 7.9229 | 8.0654 | 8.1425 | 8.4271 | 9.211 | 9.9334 | 10.6862 | 11.3936 | 12.0502 | 12.6821 | 13.3232 | 13.941 | 14.5444 | 15.2482 | 15.8831 | 16.4852 | 17.0582 | 17.6216 | 17.8986 | 17.9071 | 17.8897 | 17.949 | 17.9063 | 17.8644 | 17.8389
Great Harwood |  | 8.7197 | 8.5829 | 8.5678 | 8.6673 | 8.7648 | 8.8675 | 9.0128 | 9.1644 | 9.332 | 9.5186 | 9.7315 | 10.0149 | 10.2533 | 10.4479 | 10.6349 | 10.7955 | 11.0981 | 11.3702 | 11.6483 | 11.916 | 12.1623 | 12.3661 | 12.5249 | 12.6514 | 12.7654 | 12.8733 | 12.9612 | 13.0283 | 13.1006 | 13.1735 | 13.2429 | 13.2022 |  | 8.7197 | 8.6324 | 8.6278 | 8.7011 | 8.7885 | 8.8701 | 8.9862 | 9.1266 | 9.2919 | 9.4703 | 9.7364 | 10.1281 | 10.1897 | 10.2421 | 10.301 | 10.388 | 10.5398 | 10.7077 | 10.8821 | 11.0584 | 11.2353 | 11.449 | 11.6379 | 11.7956 | 11.9405 | 12.0274 | 12.1223 | 12.1773 | 12.2314 | 12.2748 | 12.3011 | 12.326 |  | 8.7197 | 8.5817 | 8.5428 | 8.613 | 8.6829 | 8.7561 | 8.8613 | 8.9728 | 9.0921 | 9.2313 | 9.3977 | 9.6125 | 9.7917 | 9.9478 | 10.1037 | 10.2459 | 10.4225 | 10.57 | 10.7233 | 10.8666 | 10.9928 | 11.0894 | 11.1367 | 11.1651 | 11.1822 | 11.2032 | 11.1923 | 11.167 | 11.1471 | 11.1263 | 11.1001 | 11.0733 |  | 8.7197 | 8.5828 | 8.5599 | 8.6442 | 8.7225 | 8.7926 | 8.8912 | 8.995 | 9.1265 | 9.2545 | 9.3903 | 9.5452 | 9.6954 | 9.8084 | 9.9222 | 10.1908 | 11.1064 | 12.0192 | 12.9041 | 13.7522 | 14.5497 | 15.3183 | 16.1184 | 16.9703 | 17.6513 | 18.2865 | 18.98 | 19.6099 | 20.234 | 20.8391 | 21.1861 | 21.0539 |  | 8.7197 | 8.5246 | 8.4434 | 8.4742 | 8.5035 | 8.5379 | 8.6172 | 8.6931 | 8.7762 | 8.8652 | 9.1463 | 10.0827 | 11.0406 | 11.9356 | 12.8335 | 13.6885 | 14.5319 | 15.3558 | 16.1568 | 16.9281 | 17.7776 | 18.5714 | 19.2969 | 20.102 | 20.7236 | 20.8944 | 20.8773 | 20.7655 | 20.706 | 20.6153 | 20.5373 | 20.4148
Green Lane (Altrincham) |  | 15.8282 | 15.6227 | 15.5442 | 16.0646 | 16.4676 | 16.8053 | 17.4236 | 17.759 | 18.3628 | 18.9206 | 19.6324 | 20.5996 | 21.1522 | 21.7928 | 22.323 | 22.7758 | 23.3683 | 23.9355 | 24.3787 | 24.7875 | 25.1281 | 25.3829 | 25.576 | 25.6616 | 25.7943 | 25.8377 | 26.0064 | 26.0175 | 26.1142 | 25.935 | 26.0664 | 25.9026 |  | 15.8282 | 15.6824 | 15.5326 | 15.8738 | 16.1613 | 16.3857 | 16.8603 | 17.0656 | 17.5185 | 17.9374 | 18.5096 | 19.2181 | 19.5347 | 20.0191 | 20.4532 | 20.8711 | 21.3058 | 21.7868 | 22.2489 | 22.7377 | 23.2174 | 23.7483 | 24.2031 | 24.5194 | 24.8629 | 25.1132 | 25.4842 | 25.6647 | 25.897 | 25.8147 | 25.9979 | 26.0098 |  | 15.8282 | 15.6188 | 15.4859 | 15.9322 | 16.2649 | 16.5277 | 17.0378 | 17.2621 | 17.7207 | 18.1383 | 18.7071 | 19.4457 | 19.8232 | 20.3445 | 20.7848 | 21.1895 | 21.6844 | 22.148 | 22.487 | 22.7843 | 23.0394 | 23.2199 | 23.3599 | 23.4054 | 23.4917 | 23.4969 | 23.6081 | 23.5679 | 23.6007 | 23.3822 | 23.4407 | 23.3625 |  | 15.8282 | 15.6258 | 15.5249 | 16.0018 | 16.3364 | 16.5805 | 17.0423 | 17.1935 | 17.5598 | 17.8287 | 18.1886 | 18.6783 | 18.9206 | 19.268 | 19.5247 | 20.0286 | 21.553 | 23.0709 | 24.4937 | 25.8817 | 27.1811 | 28.3557 | 29.5245 | 30.5219 | 31.5794 | 32.9808 | 34.3151 | 35.6305 | 36.7912 | 38.2189 | 38.9151 | 38.9763 |  | 15.8282 | 15.5498 | 15.3775 | 15.7808 | 16.0599 | 16.2442 | 16.6584 | 16.7672 | 17.0885 | 17.3235 | 17.9728 | 19.7999 | 21.3745 | 23.0275 | 24.5884 | 26.0603 | 27.4917 | 28.9265 | 30.2626 | 31.5786 | 32.8376 | 33.938 | 35.0225 | 36.013 | 36.9811 | 37.6005 | 37.6454 | 37.6926 | 37.6407 | 37.8365 | 37.8002 | 37.8557
Green Lane (Hazel Grove) |  | 18.1742 | 17.8484 | 17.7544 | 18.0652 | 18.3285 | 18.6502 | 19.1176 | 19.4814 | 20.0058 | 20.527 | 21.1705 | 21.8901 | 22.4566 | 22.9844 | 23.4697 | 23.8219 | 24.3751 | 24.9629 | 25.4021 | 25.7591 | 26.1162 | 26.4069 | 26.5288 | 26.7413 | 26.947 | 27.0434 | 27.0668 | 27.1536 | 27.3327 | 27.2935 | 27.3413 | 27.2056 |  | 18.1742 | 17.9284 | 17.8692 | 18.1112 | 18.2915 | 18.5244 | 18.8833 | 19.1485 | 19.5649 | 19.9868 | 20.5364 | 21.0702 | 21.4245 | 21.821 | 22.2225 | 22.5473 | 22.9221 | 23.3912 | 23.8039 | 24.1917 | 24.6277 | 25.1182 | 25.4299 | 25.7944 | 26.1376 | 26.3853 | 26.564 | 26.773 | 27.0456 | 27.0684 | 27.1388 | 27.1632 |  | 18.1742 | 17.8451 | 17.7013 | 17.9455 | 18.1463 | 18.4 | 18.772 | 19.0354 | 19.4317 | 19.8271 | 20.3428 | 20.8681 | 21.2759 | 21.7008 | 22.105 | 22.4164 | 22.8415 | 23.2929 | 23.5981 | 23.8195 | 24.0597 | 24.2432 | 24.2867 | 24.4173 | 24.5401 | 24.5637 | 24.5147 | 24.5163 | 24.5974 | 24.4803 | 24.4341 | 24.331 |  | 18.1742 | 17.85 | 17.7329 | 18.0005 | 18.199 | 18.432 | 18.7557 | 18.9472 | 19.2519 | 19.5042 | 19.8273 | 20.1332 | 20.4122 | 20.6814 | 20.9218 | 21.3769 | 22.9658 | 24.6108 | 26.1322 | 27.5636 | 28.9696 | 30.2594 | 31.4078 | 32.6068 | 33.8361 | 34.9469 | 35.9818 | 37.0699 | 38.2051 | 39.3898 | 40.2205 | 40.0599 |  | 18.1742 | 17.7511 | 17.5387 | 17.7099 | 17.8379 | 17.9898 | 18.2469 | 18.3755 | 18.6213 | 18.8263 | 19.4497 | 21.1761 | 22.8949 | 24.5675 | 26.2171 | 27.7082 | 29.2006 | 30.7745 | 32.2077 | 33.5534 | 34.9216 | 36.1396 | 37.1733 | 38.33 | 39.5162 | 39.3922 | 39.2538 | 39.2536 | 39.3228 | 39.3018 | 39.3159 | 39.2144
Green St T11 |  | 11.733 | 11.3572 | 11.234 | 11.5162 | 11.6694 | 11.8259 | 11.9907 | 12.1605 | 12.332 | 12.5068 | 12.6926 | 12.9035 | 13.0821 | 13.231 | 13.373 | 13.4978 | 13.7553 | 14.0008 | 14.2262 | 14.4357 | 14.6285 | 14.8047 | 14.9522 | 15.0883 | 15.2147 | 15.3302 | 15.4344 | 15.5331 | 15.6239 | 15.7127 | 15.7963 | 15.7623 |  | 11.733 | 11.4079 | 11.2613 | 11.4024 | 11.4697 | 11.5578 | 11.6732 | 11.8049 | 11.9695 | 12.1317 | 12.3285 | 12.5501 | 12.6592 | 12.7611 | 12.8622 | 12.9608 | 13.0654 | 13.1779 | 13.2917 | 13.4061 | 13.5204 | 13.6491 | 13.7512 | 13.8374 | 13.9123 | 13.9733 | 14.0234 | 14.062 | 14.0843 | 14.0946 | 14.0927 | 14.0964 |  | 11.733 | 11.3563 | 11.214 | 11.4731 | 11.6047 | 11.7376 | 11.8708 | 12.0098 | 12.1443 | 12.2828 | 12.4326 | 12.592 | 12.7235 | 12.8396 | 12.9536 | 13.0592 | 13.1834 | 13.2973 | 13.3942 | 13.4759 | 13.5462 | 13.6028 | 13.6381 | 13.6649 | 13.6833 | 13.6931 | 13.6916 | 13.6838 | 13.6687 | 13.6519 | 13.6286 | 13.6019 |  | 11.733 | 11.3584 | 11.212 | 11.4689 | 11.5952 | 11.7238 | 11.8573 | 11.9941 | 12.1338 | 12.2735 | 12.4173 | 12.5728 | 12.7053 | 12.8096 | 12.9067 | 13.0492 | 13.4985 | 13.9395 | 14.368 | 14.8499 | 15.2981 | 15.7176 | 16.0892 | 16.4356 | 16.7634 | 17.0762 | 17.3767 | 17.6658 | 17.963 | 18.2521 | 18.3326 | 18.2042 |  | 11.733 | 11.3324 | 11.1603 | 11.3911 | 11.4959 | 11.6083 | 11.7375 | 11.8726 | 12.0137 | 12.1609 | 12.3817 | 12.9337 | 13.4779 | 13.9776 | 14.4736 | 14.9436 | 15.4217 | 15.9448 | 16.444 | 16.9214 | 17.3738 | 17.7914 | 18.1581 | 18.5102 | 18.8445 | 18.9287 | 18.8795 | 18.8159 | 18.7635 | 18.6917 | 18.6082 | 18.5239
Green St T12 & T13 |  | 17.8417 | 17.5328 | 17.7413 | 18.3716 | 18.6365 | 18.918 | 19.2017 | 19.5085 | 19.8391 | 20.1831 | 20.5467 | 21.0449 | 21.4255 | 21.7325 | 22.0186 | 22.2705 | 22.7619 | 23.2383 | 23.6618 | 24.0514 | 24.4005 | 24.7042 | 24.9576 | 25.1913 | 25.3962 | 25.5853 | 25.7486 | 25.8999 | 26.0459 | 26.1832 | 26.3183 | 26.2566 |  | 17.8417 | 17.6711 | 17.8315 | 18.3082 | 18.6103 | 18.9658 | 19.3475 | 19.7944 | 20.302 | 20.8765 | 21.5294 | 22.2595 | 22.3851 | 22.495 | 22.606 | 22.7257 | 22.8276 | 22.948 | 23.0749 | 23.197 | 23.3683 | 23.6653 | 23.908 | 24.1145 | 24.2866 | 24.4481 | 24.5875 | 24.6961 | 24.7815 | 24.8363 | 24.8642 | 24.9034 |  | 17.8417 | 17.5314 | 17.7184 | 18.3198 | 18.5574 | 18.8088 | 19.051 | 19.3127 | 19.5863 | 19.8738 | 20.1808 | 20.5102 | 20.6917 | 20.8494 | 21.0329 | 21.2619 | 21.547 | 21.8097 | 22.02 | 22.1953 | 22.3465 | 22.4596 | 22.5375 | 22.601 | 22.639 | 22.664 | 22.6625 | 22.6469 | 22.6253 | 22.5961 | 22.561 | 22.5223 |  | 17.8417 | 17.5324 | 17.7162 | 18.319 | 18.5533 | 18.8007 | 19.0456 | 19.3081 | 19.5869 | 19.8717 | 20.1648 | 20.4909 | 20.6846 | 20.8333 | 20.9651 | 21.0997 | 21.9065 | 22.9519 | 23.9552 | 25.1907 | 26.3898 | 27.5324 | 28.8932 | 30.2266 | 31.4889 | 32.7298 | 33.9224 | 35.0878 | 36.2172 | 37.3227 | 38.0208 | 37.9822 |  | 17.8417 | 17.4623 | 17.5734 | 18.0994 | 18.259 | 18.4301 | 18.603 | 18.7934 | 19.0043 | 19.2225 | 19.4654 | 20.3349 | 21.546 | 22.6816 | 23.789 | 25.0793 | 26.433 | 27.7818 | 29.0911 | 30.3681 | 31.604 | 32.9529 | 34.2645 | 35.5019 | 36.6924 | 37.4243 | 37.4723 | 37.428 | 37.4441 | 37.4092 | 37.3589 | 37.3119
Greenfield |  | 10.5589 | 10.4456 | 10.6694 | 11.053 | 11.2434 | 11.393 | 11.6121 | 11.8546 | 12.1024 | 12.3617 | 12.6818 | 13.0918 | 13.3926 | 13.6714 | 13.937 | 14.1881 | 14.5424 | 14.9029 | 15.2426 | 15.5567 | 15.8527 | 16.0915 | 16.2767 | 16.4624 | 16.6295 | 16.7939 | 16.8587 | 16.9783 | 17.105 | 17.18 | 17.2676 | 17.2423 |  | 10.5589 | 10.493 | 10.6024 | 10.8246 | 10.9791 | 11.0961 | 11.2755 | 11.4868 | 11.7039 | 11.9383 | 12.2325 | 12.5605 | 12.7443 | 12.9406 | 13.1387 | 13.3467 | 13.5418 | 13.7751 | 14.0181 | 14.2548 | 14.5055 | 14.7834 | 15.014 | 15.231 | 15.4305 | 15.6177 | 15.7274 | 15.869 | 16.0043 | 16.0733 | 16.1313 | 16.195 |  | 10.5589 | 10.4442 | 10.6425 | 10.9937 | 11.1529 | 11.2686 | 11.4409 | 11.6345 | 11.8225 | 12.0222 | 12.2816 | 12.6006 | 12.8295 | 13.0614 | 13.2833 | 13.5009 | 13.7093 | 13.9251 | 14.1261 | 14.3095 | 14.4858 | 14.6098 | 14.6913 | 14.7747 | 14.8404 | 14.903 | 14.8732 | 14.8883 | 14.9072 | 14.8805 | 14.8614 | 14.8483 |  | 10.5589 | 10.4466 | 10.6603 | 11.0237 | 11.1834 | 11.2889 | 11.441 | 11.6091 | 11.7798 | 11.9384 | 12.1296 | 12.3486 | 12.5181 | 12.678 | 12.8252 | 13.1314 | 14.0343 | 14.9561 | 15.8514 | 16.7036 | 17.7236 | 18.7017 | 19.6291 | 20.5026 | 21.3054 | 22.0509 | 22.8359 | 23.5843 | 24.2609 | 24.9795 | 25.3692 | 25.3369 |  | 10.5589 | 10.3901 | 10.5496 | 10.8585 | 10.9763 | 11.0413 | 11.1788 | 11.3256 | 11.4609 | 11.5893 | 11.9229 | 12.9273 | 13.8738 | 14.8048 | 15.7083 | 16.5855 | 17.3915 | 18.2241 | 19.0322 | 19.9767 | 20.9322 | 21.8031 | 22.6358 | 23.4414 | 24.1745 | 24.4383 | 24.4679 | 24.4888 | 24.4552 | 24.4744 | 24.4536 | 24.4412
Greenhill |  | 26.1502 | 25.6195 | 25.7172 | 26.5959 | 27.0141 | 27.5137 | 27.8785 | 28.2894 | 28.6911 | 29.2345 | 29.7368 | 30.2552 | 30.7264 | 31.1389 | 31.5145 | 31.8969 | 32.4762 | 33.0296 | 33.5758 | 34.0907 | 34.5669 | 34.9831 | 35.3574 | 35.7061 | 36.0337 | 36.3371 | 36.6122 | 36.891 | 37.121 | 37.3706 | 37.6136 | 37.5869 |  | 26.1502 | 25.7482 | 25.6618 | 26.11 | 26.363 | 26.7206 | 26.9624 | 27.2886 | 27.6303 | 28.143 | 28.6488 | 29.1443 | 29.4244 | 29.6946 | 29.9558 | 30.2568 | 30.5065 | 30.769 | 31.0647 | 31.3583 | 31.6455 | 31.9508 | 32.2139 | 32.4426 | 32.6479 | 32.8294 | 32.9934 | 33.1432 | 33.2285 | 33.3031 | 33.3447 | 33.4039 |  | 26.1502 | 25.6177 | 25.6766 | 26.5083 | 26.8818 | 27.332 | 27.6314 | 27.978 | 28.3026 | 28.7679 | 29.1934 | 29.6029 | 29.9805 | 30.3304 | 30.6549 | 31.004 | 31.3183 | 31.606 | 31.8851 | 32.1315 | 32.3521 | 32.5187 | 32.6551 | 32.7702 | 32.8656 | 32.9393 | 32.9832 | 33.0266 | 33.0245 | 33.039 | 33.0436 | 33.0288 |  | 26.1502 | 25.6264 | 25.6807 | 26.5073 | 26.8651 | 27.2973 | 27.5782 | 27.8966 | 28.206 | 28.6377 | 28.9988 | 29.3176 | 29.631 | 29.8942 | 30.1202 | 30.6425 | 32.1921 | 33.7254 | 35.24 | 36.697 | 38.0764 | 39.3472 | 40.5771 | 41.7202 | 42.8206 | 43.8826 | 44.9176 | 45.9344 | 46.8674 | 47.8009 | 48.2755 | 47.9711 |  | 26.1502 | 25.5273 | 25.485 | 26.2145 | 26.4949 | 26.8531 | 27.096 | 27.3796 | 27.6559 | 28.0677 | 28.7238 | 30.44 | 32.2142 | 33.9012 | 35.5456 | 37.1779 | 38.6813 | 40.1705 | 41.6448 | 43.0686 | 44.4361 | 45.6646 | 46.843 | 47.9733 | 49.0624 | 49.4196 | 49.2562 | 49.0715 | 48.8498 | 48.626 | 48.3933 | 48.139
Griffin |  | 14.0704 | 13.9255 | 13.9961 | 14.3558 | 14.5381 | 14.7307 | 14.988 | 15.2428 | 15.5504 | 15.8174 | 16.2842 | 16.9148 | 17.3914 | 17.7842 | 18.2212 | 18.5582 | 19.0698 | 19.6578 | 20.1824 | 20.6977 | 21.1145 | 21.4833 | 21.7922 | 22.0085 | 22.2244 | 22.434 | 22.5902 | 22.7183 | 23.0911 | 22.9844 | 23.0664 | 23.0777 |  | 14.0704 | 14.0007 | 14.0183 | 14.2875 | 14.4698 | 14.6205 | 14.894 | 15.1469 | 15.4542 | 15.7269 | 16.1751 | 16.6424 | 16.8269 | 17.081 | 17.3474 | 17.5915 | 17.8768 | 18.2879 | 18.6604 | 19.0482 | 19.3912 | 19.8285 | 20.2289 | 20.5481 | 20.8589 | 21.056 | 21.2079 | 21.3092 | 21.6213 | 21.458 | 21.4431 | 21.5516 |  | 14.0704 | 13.9239 | 13.9621 | 14.2811 | 14.424 | 14.5724 | 14.7709 | 14.9652 | 15.1982 | 15.3919 | 15.7652 | 16.216 | 16.5552 | 16.8793 | 17.2579 | 17.563 | 17.8821 | 18.2696 | 18.5971 | 18.9131 | 19.1508 | 19.3419 | 19.4857 | 19.5467 | 19.6066 | 19.6613 | 19.6646 | 19.64 | 19.8228 | 19.5953 | 19.5259 | 19.5491 |  | 14.0704 | 13.9284 | 13.993 | 14.3361 | 14.4901 | 14.6364 | 14.8245 | 15.0072 | 15.2665 | 15.5252 | 15.8447 | 16.1378 | 16.4639 | 16.7102 | 16.8951 | 17.3563 | 18.7458 | 20.2961 | 21.9572 | 23.5696 | 25.0891 | 26.5372 | 27.8211 | 29.0351 | 30.2919 | 31.3719 | 32.4466 | 33.4808 | 34.763 | 35.4599 | 35.9864 | 35.9001 |  | 14.0704 | 13.8252 | 13.7919 | 14.0352 | 14.1137 | 14.2403 | 14.359 | 14.4955 | 14.7197 | 14.9617 | 15.4872 | 16.9242 | 18.4386 | 19.8341 | 21.1274 | 22.4644 | 23.9746 | 25.6215 | 27.1508 | 28.6416 | 30.0393 | 31.345 | 32.511 | 33.6532 | 34.8564 | 35.209 | 35.1904 | 35.1316 | 35.3927 | 35.029 | 34.9336 | 34.8615
Hadfield |  | 10.8019 | 10.5456 | 10.5615 | 10.9128 | 11.1146 | 11.3387 | 11.6026 | 11.8473 | 12.1713 | 12.4713 | 12.8341 | 13.2496 | 13.6397 | 13.9684 | 14.2691 | 14.5348 | 14.8949 | 15.2252 | 15.5072 | 15.7909 | 16.0285 | 16.19 | 16.3598 | 16.4853 | 16.6094 | 16.6397 | 16.7099 | 16.7682 | 16.7733 | 16.8378 | 16.8645 | 16.8086 |  | 10.8019 | 10.5862 | 10.5388 | 10.7354 | 10.8545 | 11.0018 | 11.1826 | 11.355 | 11.6041 | 11.842 | 12.1491 | 12.4589 | 12.7009 | 12.926 | 13.1478 | 13.3636 | 13.5841 | 13.81 | 14.0411 | 14.3011 | 14.5455 | 14.7853 | 15.0213 | 15.1965 | 15.362 | 15.4545 | 15.5891 | 15.6937 | 15.7298 | 15.7977 | 15.8045 | 15.8199 |  | 10.8019 | 10.5436 | 10.5292 | 10.8406 | 11.0052 | 11.1891 | 11.3976 | 11.5839 | 11.8341 | 12.0634 | 12.3556 | 12.6632 | 12.9561 | 13.2211 | 13.4699 | 13.7041 | 13.9799 | 14.2245 | 14.4202 | 14.6127 | 14.7738 | 14.8672 | 14.9776 | 15.0503 | 15.1212 | 15.1075 | 15.1259 | 15.1294 | 15.0831 | 15.0892 | 15.0568 | 15.0145 |  | 10.8019 | 10.5508 | 10.5505 | 10.8725 | 11.0333 | 11.2023 | 11.3826 | 11.5327 | 11.7453 | 11.9119 | 12.1144 | 12.3186 | 12.5624 | 12.7632 | 12.9431 | 13.2902 | 14.2935 | 15.2733 | 16.2401 | 17.4799 | 18.7021 | 19.7993 | 20.8084 | 21.8575 | 22.9184 | 23.8088 | 24.7278 | 25.6062 | 26.5092 | 27.3597 | 27.8764 | 27.8165 |  | 10.8019 | 10.5069 | 10.4644 | 10.7437 | 10.8722 | 11.0086 | 11.1701 | 11.3016 | 11.4943 | 11.6485 | 12.0439 | 13.1044 | 14.2203 | 15.2591 | 16.2842 | 17.2894 | 18.5374 | 19.7817 | 20.9715 | 22.1503 | 23.3462 | 24.3859 | 25.3467 | 26.3714 | 27.398 | 27.7533 | 27.716 | 27.6488 | 27.6569 | 27.5958 | 27.5286 | 27.4792
Hall Cross |  | 19.5069 | 19.1243 | 18.9407 | 19.2976 | 19.5986 | 20.0002 | 20.3569 | 20.7337 | 21.2065 | 21.6868 | 22.2553 | 22.9258 | 23.5239 | 24.0316 | 24.4892 | 24.9112 | 25.5038 | 26.0421 | 26.5469 | 27.0831 | 27.5261 | 27.8198 | 28.1036 | 28.3271 | 28.4771 | 28.5893 | 28.7187 | 28.831 | 28.9427 | 29.0648 | 29.1483 | 29.0308 |  | 19.5069 | 19.2031 | 19.0285 | 19.2415 | 19.4403 | 19.7437 | 20.006 | 20.3092 | 20.7141 | 21.1439 | 21.6448 | 22.1407 | 22.4914 | 22.8124 | 23.118 | 23.4438 | 23.8148 | 24.1941 | 24.5994 | 25.0641 | 25.4858 | 25.8958 | 26.3061 | 26.6563 | 26.9287 | 27.0802 | 27.2525 | 27.3806 | 27.4826 | 27.5569 | 27.5596 | 27.5599 |  | 19.5069 | 19.1224 | 18.905 | 19.2106 | 19.4663 | 19.8175 | 20.106 | 20.4112 | 20.7943 | 21.1853 | 21.6438 | 22.1425 | 22.6107 | 23.0405 | 23.4365 | 23.8232 | 24.2573 | 24.6362 | 24.9806 | 25.35 | 25.6457 | 25.8028 | 25.9608 | 26.0642 | 26.0995 | 26.1011 | 26.1134 | 26.1054 | 26.0945 | 26.0916 | 26.0488 | 25.9581 |  | 19.5069 | 19.131 | 18.9158 | 19.2253 | 19.4624 | 19.7781 | 20.009 | 20.2574 | 20.6142 | 20.946 | 21.3025 | 21.6453 | 22.0027 | 22.3077 | 22.5733 | 23.0152 | 24.213 | 25.3594 | 26.4586 | 27.5704 | 28.8358 | 30.1122 | 31.1847 | 32.2259 | 33.2514 | 34.2089 | 35.1215 | 36.0337 | 36.9029 | 37.7595 | 38.2774 | 38.2623 |  | 19.5069 | 19.0516 | 18.7595 | 18.9823 | 19.1573 | 19.4178 | 19.6461 | 19.881 | 20.1918 | 20.4896 | 21.0235 | 22.3061 | 23.6249 | 24.8434 | 26.0426 | 27.1993 | 28.318 | 29.3775 | 30.3958 | 31.6382 | 32.8784 | 34.0475 | 35.0323 | 36.0272 | 37.0131 | 37.4581 | 37.4949 | 37.5593 | 37.6315 | 37.653 | 37.663 | 37.6847
Handforth |  | 12.2601 | 11.982 | 11.8863 | 12.1121 | 12.3244 | 12.5838 | 12.9275 | 13.2609 | 13.6505 | 14.052 | 14.5226 | 15.1028 | 15.5993 | 16.0431 | 16.4519 | 16.8102 | 17.2438 | 17.6651 | 18.0245 | 18.3307 | 18.6694 | 18.9889 | 19.2021 | 19.3696 | 19.5875 | 19.6635 | 19.7807 | 19.8645 | 19.9406 | 20.0185 | 20.0999 | 20.0958 |  | 12.2601 | 12.0222 | 11.9402 | 12.0926 | 12.2229 | 12.3978 | 12.6469 | 12.8921 | 13.187 | 13.5024 | 13.8875 | 14.3035 | 14.6103 | 14.9202 | 15.2268 | 15.5234 | 15.8326 | 16.1728 | 16.5099 | 16.8335 | 17.1752 | 17.5275 | 17.8083 | 18.0631 | 18.3255 | 18.4479 | 18.5892 | 18.6962 | 18.7694 | 18.8045 | 18.8145 | 18.8557 |  | 12.2601 | 11.9794 | 11.8483 | 12.0262 | 12.1943 | 12.4062 | 12.6839 | 12.9461 | 13.2467 | 13.5621 | 13.9477 | 14.3951 | 14.7752 | 15.1429 | 15.4907 | 15.8136 | 16.1826 | 16.5357 | 16.8251 | 17.0589 | 17.2874 | 17.4481 | 17.5483 | 17.6373 | 17.8088 | 17.8568 | 17.9366 | 17.9792 | 18.0113 | 18.0431 | 18.0693 | 18.0694 |  | 12.2601 | 11.986 | 11.877 | 12.0777 | 12.2532 | 12.4616 | 12.7223 | 12.9628 | 13.2521 | 13.526 | 13.8382 | 14.2597 | 14.801 | 15.2678 | 15.7274 | 16.2711 | 17.3109 | 18.3435 | 19.3078 | 20.2235 | 21.0658 | 21.8732 | 22.623 | 23.4076 | 24.245 | 24.9289 | 25.6467 | 26.3666 | 27.0346 | 27.6967 | 28.0759 | 28.0744 |  | 12.2601 | 11.9321 | 11.7713 | 11.9196 | 12.0562 | 12.2253 | 12.4675 | 12.6855 | 12.942 | 13.1904 | 13.6955 | 14.92 | 16.1271 | 17.2159 | 18.3269 | 19.3642 | 20.3517 | 21.3299 | 22.261 | 23.195 | 24.0737 | 24.8932 | 25.6096 | 26.3873 | 27.2122 | 27.442 | 27.5016 | 27.5803 | 27.6569 | 27.6791 | 27.7027 | 27.712
Hanging Bridge |  | 5.2613 | 4.9847 | 4.8132 | 4.9351 | 5.0184 | 5.1126 | 5.189 | 5.268 | 5.353 | 5.4347 | 5.5231 | 5.6317 | 5.7246 | 5.8067 | 5.8787 | 5.9448 | 6.0411 | 6.133 | 6.2327 | 6.3382 | 6.4332 | 6.4834 | 6.5289 | 6.5567 | 6.5726 | 6.5808 | 6.5938 | 6.6015 | 6.6125 | 6.6099 | 6.6085 | 6.5729 |  | 5.2613 | 5.0138 | 4.8559 | 4.9081 | 4.9361 | 4.9838 | 5.0203 | 5.0692 | 5.1313 | 5.199 | 5.2763 | 5.3569 | 5.3996 | 5.4379 | 5.4713 | 5.5103 | 5.5684 | 5.6274 | 5.6905 | 5.7633 | 5.8329 | 5.9025 | 5.9774 | 6.0397 | 6.0914 | 6.0988 | 6.1149 | 6.1201 | 6.1231 | 6.1176 | 6.1075 | 6.0882 |  | 5.2613 | 4.9844 | 4.8069 | 4.9215 | 4.9977 | 5.0841 | 5.1501 | 5.2185 | 5.2904 | 5.3592 | 5.4346 | 5.5241 | 5.6009 | 5.6724 | 5.7358 | 5.7968 | 5.8613 | 5.9186 | 5.9844 | 6.0583 | 6.1202 | 6.1437 | 6.1634 | 6.1647 | 6.1575 | 6.1429 | 6.1349 | 6.12 | 6.1029 | 6.0805 | 6.0563 | 6.0223 |  | 5.2613 | 4.984 | 4.7928 | 4.8904 | 4.9463 | 5.0078 | 5.044 | 5.0882 | 5.1529 | 5.2115 | 5.2692 | 5.3266 | 5.3793 | 5.4216 | 5.4547 | 5.4998 | 5.6246 | 5.744 | 5.8554 | 5.9669 | 6.0643 | 6.1398 | 6.2054 | 6.2569 | 6.2996 | 6.3351 | 6.3806 | 6.4169 | 6.4524 | 6.4816 | 6.4746 | 6.4032 |  | 5.2613 | 4.9732 | 4.7713 | 4.8581 | 4.9051 | 4.9671 | 5.0261 | 5.0913 | 5.1646 | 5.2362 | 5.3274 | 5.5036 | 5.6779 | 5.8413 | 5.9915 | 6.1342 | 6.2711 | 6.3996 | 6.5214 | 6.6448 | 6.7399 | 6.8075 | 6.883 | 6.9477 | 7.0029 | 6.996 | 6.969 | 6.9352 | 6.901 | 6.8612 | 6.8196 | 6.7655
Hareholme |  | 17.2653 | 16.685 | 16.3407 | 16.61 | 17.3186 | 17.1252 | 17.3703 | 17.5858 | 17.9124 | 18.2426 | 18.6207 | 19.0472 | 19.5386 | 19.8918 | 20.174 | 20.5091 | 20.8509 | 21.2981 | 21.8603 | 22.4622 | 22.938 | 23.4415 | 23.9356 | 24.3864 | 24.7812 | 25.187 | 25.644 | 25.8497 | 26.1917 | 26.5259 | 26.8315 | 26.8874 |  | 17.2653 | 16.7396 | 16.4224 | 16.5342 | 17.0789 | 16.7415 | 16.8638 | 16.9786 | 17.1546 | 17.3661 | 17.6088 | 17.9521 | 18.2341 | 18.495 | 18.7567 | 19.003 | 19.267 | 19.5535 | 19.8547 | 20.1549 | 20.4516 | 20.7852 | 21.0368 | 21.2531 | 21.4383 | 21.6386 | 21.7701 | 21.8916 | 21.9818 | 22.0366 | 22.0562 | 22.1203 |  | 17.2653 | 16.6837 | 16.3236 | 16.5693 | 17.2521 | 17.033 | 17.2384 | 17.407 | 17.671 | 17.9355 | 18.2442 | 18.5615 | 18.9472 | 19.2235 | 19.439 | 19.7219 | 20.0369 | 20.4138 | 20.6785 | 20.9174 | 21.2013 | 21.4538 | 21.6072 | 21.8355 | 21.9867 | 22.0605 | 22.1721 | 22.2128 | 22.3252 | 22.373 | 22.3836 | 22.4068 |  | 17.2653 | 16.6903 | 16.3184 | 16.5688 | 17.2703 | 17.0909 | 17.3665 | 17.6355 | 18.06 | 18.5173 | 19.0524 | 19.6875 | 20.3121 | 20.7728 | 21.1565 | 21.7683 | 23.4012 | 25.2827 | 27.0639 | 28.8242 | 30.3695 | 31.8961 | 33.3827 | 34.7375 | 35.9855 | 37.2384 | 38.5859 | 39.5242 | 40.6509 | 41.7437 | 42.4081 | 42.2596 |  | 17.2653 | 16.6613 | 16.2611 | 16.4826 | 17.158 | 16.9667 | 17.2456 | 17.5234 | 17.9607 | 18.4419 | 19.1997 | 20.9784 | 23.0169 | 24.8914 | 26.7842 | 28.6114 | 30.4034 | 32.2117 | 33.9149 | 35.6113 | 37.0937 | 38.5537 | 39.9725 | 41.289 | 42.4926 | 43.1663 | 43.3101 | 43.0043 | 42.9789 | 42.8948 | 42.7662 | 42.6531
Harpurhey |  | 13.5027 | 13.4545 | 13.4217 | 13.5819 | 13.829 | 14.0822 | 14.4544 | 14.8441 | 15.2216 | 15.6919 | 16.2527 | 16.9092 | 17.472 | 17.9701 | 18.4458 | 18.8278 | 19.3393 | 19.8072 | 20.2166 | 20.5893 | 20.9128 | 21.1799 | 21.3871 | 21.5791 | 21.7504 | 21.8983 | 22.0178 | 22.1227 | 22.2353 | 22.3267 | 22.4194 | 22.4643 |  | 13.5027 | 13.5031 | 13.5008 | 13.6167 | 13.7984 | 14.0119 | 14.2834 | 14.6034 | 14.9064 | 15.3129 | 15.7932 | 16.2994 | 16.696 | 17.0872 | 17.4879 | 17.8367 | 18.2277 | 18.6194 | 19.0205 | 19.424 | 19.8124 | 20.2127 | 20.5442 | 20.8401 | 21.1063 | 21.3493 | 21.5654 | 21.7378 | 21.8848 | 21.9674 | 22.0117 | 22.1417 |  | 13.5027 | 13.4526 | 13.3912 | 13.5 | 13.704 | 13.9108 | 14.2181 | 14.5373 | 14.828 | 15.2113 | 15.6846 | 16.2064 | 16.6575 | 17.0842 | 17.5029 | 17.8549 | 18.2858 | 18.6711 | 18.9958 | 19.28 | 19.5302 | 19.7297 | 19.8838 | 20.0261 | 20.148 | 20.2481 | 20.317 | 20.3672 | 20.4219 | 20.4554 | 20.4849 | 20.5413 |  | 13.5027 | 13.4646 | 13.4296 | 13.5669 | 13.7776 | 13.9761 | 14.2542 | 14.532 | 14.7788 | 15.0801 | 15.4347 | 15.8084 | 16.1734 | 16.4971 | 16.8089 | 17.2914 | 18.626 | 19.9149 | 21.1765 | 22.5697 | 24.0236 | 25.3811 | 26.6601 | 27.8673 | 29.0308 | 30.163 | 31.2699 | 32.3377 | 33.3874 | 34.4126 | 34.9549 | 34.9681 |  | 13.5027 | 13.3754 | 13.2547 | 13.316 | 13.4656 | 13.5944 | 13.8202 | 14.0422 | 14.2308 | 14.4806 | 15.0483 | 16.4568 | 17.875 | 19.21 | 20.5648 | 21.8191 | 23.0606 | 24.274 | 25.7293 | 27.1519 | 28.5381 | 29.8047 | 30.9852 | 32.1317 | 33.2373 | 33.5995 | 33.6911 | 33.7484 | 33.8544 | 33.8873 | 33.9047 | 33.9239
Harwood |  | 14.3559 | 14.0557 | 13.9405 | 14.2195 | 14.4047 | 14.629 | 15.0223 | 15.402 | 15.6892 | 16.0675 | 16.6307 | 17.3682 | 17.9403 | 18.3797 | 18.8997 | 19.2514 | 19.7389 | 20.2811 | 20.7081 | 21.0795 | 21.4512 | 21.7258 | 21.8525 | 21.9488 | 22.0627 | 22.2117 | 22.1819 | 22.1806 | 22.1908 | 22.2462 | 22.1017 | 22.0346 |  | 14.3559 | 14.1133 | 14.0191 | 14.2366 | 14.3539 | 14.5052 | 14.8118 | 15.1094 | 15.3105 | 15.6056 | 16.0318 | 16.4604 | 16.7031 | 17.0471 | 17.3944 | 17.6938 | 18.0281 | 18.4782 | 18.8906 | 19.2941 | 19.7465 | 20.2623 | 20.6486 | 20.9971 | 21.3541 | 21.714 | 21.9078 | 22.0956 | 22.2659 | 22.4468 | 22.3833 | 22.4869 |  | 14.3559 | 14.0534 | 13.9033 | 14.1347 | 14.2752 | 14.4506 | 14.7739 | 15.0774 | 15.2721 | 15.5573 | 15.9786 | 16.4517 | 16.8601 | 17.2101 | 17.6532 | 17.9689 | 18.3705 | 18.7944 | 19.1175 | 19.3839 | 19.6654 | 19.8633 | 19.9551 | 20.0165 | 20.0931 | 20.2024 | 20.134 | 20.1028 | 20.0969 | 20.0874 | 19.9057 | 19.878 |  | 14.3559 | 14.0616 | 13.9346 | 14.1833 | 14.3218 | 14.4821 | 14.766 | 15.021 | 15.181 | 15.3916 | 15.6915 | 15.9921 | 16.2471 | 16.4592 | 16.75 | 17.2134 | 18.7189 | 20.2796 | 21.9487 | 23.7343 | 25.691 | 27.4074 | 28.7027 | 30.1753 | 31.6342 | 33.0233 | 34.2983 | 35.5344 | 36.7515 | 38.172 | 38.673 | 38.6963 |  | 14.3559 | 13.9785 | 13.7722 | 13.9399 | 14.0204 | 14.1204 | 14.3746 | 14.5914 | 14.6959 | 14.8588 | 15.4385 | 17.057 | 18.6947 | 20.1899 | 21.8004 | 23.2148 | 24.61 | 26.1311 | 27.9015 | 29.5443 | 31.4534 | 33.0601 | 34.1919 | 35.6068 | 37.0194 | 37.5989 | 37.6036 | 37.5928 | 37.6216 | 37.8274 | 37.6293 | 37.6557
Hattersley |  | 10.4489 | 10.2158 | 10.2468 | 10.5298 | 10.7469 | 12.9388 | 17.1976 | 17.4835 | 17.7856 | 18.0657 | 18.4205 | 18.8877 | 19.2593 | 19.613 | 19.945 | 20.2226 | 20.5246 | 20.8304 | 21.0966 | 21.3373 | 21.5669 | 21.7368 | 21.7987 | 21.8843 | 21.9485 | 22.0232 | 21.9565 | 21.9632 | 21.9647 | 21.9405 | 21.9079 | 21.8683 |  | 10.4489 | 10.2477 | 10.2216 | 10.3632 | 10.494 | 12.104 | 15.2698 | 15.4654 | 15.6753 | 15.8763 | 16.1479 | 16.459 | 16.6696 | 16.9024 | 17.1394 | 17.3597 | 17.5893 | 17.8569 | 18.1273 | 18.4007 | 18.6952 | 19.0267 | 19.2551 | 19.4848 | 19.6848 | 19.8883 | 19.9701 | 20.0959 | 20.1987 | 20.2551 | 20.2761 | 20.3123 |  | 10.4489 | 10.2136 | 10.2162 | 10.4603 | 10.6409 | 12.7942 | 16.999 | 17.2248 | 17.4516 | 17.6595 | 17.9425 | 18.2954 | 18.5661 | 18.8532 | 19.131 | 19.3771 | 19.6565 | 19.9356 | 20.1735 | 20.3826 | 20.5932 | 20.7497 | 20.8144 | 20.9044 | 20.9737 | 21.0539 | 20.9956 | 21.0029 | 21.0029 | 20.9771 | 20.938 | 20.9083 |  | 10.4489 | 10.2204 | 10.2384 | 10.494 | 10.6714 | 12.8097 | 16.9859 | 17.1787 | 17.3804 | 17.5357 | 17.7327 | 17.9732 | 18.1941 | 18.4131 | 18.6173 | 18.9648 | 19.8832 | 20.8166 | 21.7103 | 22.568 | 23.4034 | 24.1689 | 24.8317 | 25.4924 | 26.1279 | 26.7823 | 27.3748 | 28.147 | 28.9495 | 29.6852 | 30.0832 | 30.057 |  | 10.4489 | 10.1818 | 10.1628 | 10.3817 | 10.5315 | 12.6456 | 16.8192 | 17.0055 | 17.1897 | 17.3345 | 17.7176 | 18.7304 | 19.7268 | 20.693 | 21.6554 | 22.5547 | 23.412 | 24.2887 | 25.1267 | 25.934 | 26.7329 | 27.4413 | 28.0411 | 28.6733 | 29.3507 | 29.6232 | 29.6169 | 29.5962 | 29.65 | 29.6142 | 29.5698 | 29.5521
Haverthwaite |  | 6.0544 | 5.8245 | 5.7311 | 5.8694 | 6.0181 | 6.1064 | 6.1853 | 6.2823 | 6.3941 | 6.499 | 6.6257 | 6.8211 | 6.9725 | 7.1015 | 7.2309 | 7.3437 | 7.5735 | 7.7865 | 8.0323 | 8.2806 | 8.5018 | 8.6707 | 8.7964 | 8.8898 | 8.9744 | 9.0558 | 9.1245 | 9.1863 | 9.2454 | 9.3025 | 9.3485 | 9.299 |  | 6.0544 | 5.8601 | 5.7724 | 5.846 | 5.9538 | 6.012 | 6.0647 | 6.1489 | 6.2565 | 6.3716 | 6.5044 | 6.6619 | 6.7129 | 6.7527 | 6.8044 | 6.8626 | 6.9549 | 7.0502 | 7.1718 | 7.3025 | 7.4321 | 7.5941 | 7.739 | 7.8661 | 7.9813 | 8.014 | 8.039 | 8.0507 | 8.0603 | 8.0646 | 8.0536 | 8.0461 |  | 6.0544 | 5.8237 | 5.7157 | 5.836 | 5.9678 | 6.0384 | 6.0938 | 6.1674 | 6.251 | 6.329 | 6.4226 | 6.5642 | 6.6733 | 6.7765 | 6.8859 | 6.9865 | 7.0955 | 7.1894 | 7.3166 | 7.447 | 7.5576 | 7.6184 | 7.642 | 7.6365 | 7.6242 | 7.6099 | 7.5841 | 7.5525 | 7.5183 | 7.4829 | 7.4379 | 7.4015 |  | 6.0544 | 5.8244 | 5.7133 | 5.8284 | 5.9491 | 6.0036 | 6.0394 | 6.1014 | 6.2046 | 6.2949 | 6.3903 | 6.5028 | 6.5956 | 6.6677 | 6.7402 | 6.8256 | 7.1037 | 7.3868 | 7.7337 | 8.0644 | 8.3686 | 8.6538 | 8.8751 | 9.0744 | 9.2611 | 9.4405 | 9.6106 | 9.7666 | 9.918 | 10.0642 | 10.1831 | 10.1344 |  | 6.0544 | 5.8131 | 5.6902 | 5.793 | 5.901 | 5.9582 | 6.034 | 6.1259 | 6.2301 | 6.3328 | 6.4606 | 6.818 | 7.1637 | 7.4842 | 7.7947 | 8.0842 | 8.3638 | 8.706 | 9.0415 | 9.363 | 9.6297 | 9.8695 | 10.0832 | 10.2826 | 10.47 | 10.644 | 10.615 | 10.579 | 10.5394 | 10.5041 | 10.4645 | 10.4291
Hawk Green |  | 11.1193 | 10.8587 | 10.7203 | 10.9796 | 11.2043 | 11.4244 | 11.7686 | 12.0369 | 12.423 | 12.7887 | 13.2699 | 13.8249 | 14.259 | 14.6868 | 15.0949 | 15.4075 | 15.837 | 16.2796 | 16.662 | 17.0051 | 17.343 | 17.5712 | 17.6543 | 17.7821 | 17.9045 | 17.9402 | 17.9175 | 17.9457 | 18.0403 | 17.967 | 17.9416 | 17.8299 |  | 11.1193 | 10.907 | 10.7944 | 10.9862 | 11.1389 | 11.264 | 11.5216 | 11.6971 | 11.9808 | 12.2699 | 12.6678 | 13.0433 | 13.2813 | 13.5653 | 13.8422 | 14.0797 | 14.3939 | 14.7651 | 15.1255 | 15.4802 | 15.8702 | 16.2972 | 16.6133 | 16.9639 | 17.3016 | 17.4856 | 17.6206 | 17.7799 | 17.9848 | 17.9947 | 18.0202 | 18.0379 |  | 11.1193 | 10.8567 | 10.689 | 10.9086 | 11.0956 | 11.2583 | 11.5388 | 11.7395 | 12.0386 | 12.3195 | 12.7137 | 13.1365 | 13.4639 | 13.8223 | 14.1548 | 14.4212 | 14.7629 | 15.1107 | 15.4149 | 15.6835 | 15.9603 | 16.135 | 16.1857 | 16.2783 | 16.3646 | 16.3715 | 16.3193 | 16.3085 | 16.355 | 16.2571 | 16.1947 | 16.1098 |  | 11.1193 | 10.8634 | 10.7071 | 10.9335 | 11.1107 | 11.2558 | 11.4938 | 11.6519 | 11.9344 | 12.1653 | 12.4606 | 12.726 | 12.9591 | 13.2014 | 13.4096 | 13.7491 | 14.8057 | 15.8864 | 16.8974 | 18.0436 | 19.2834 | 20.4813 | 21.4236 | 22.4219 | 23.429 | 24.2665 | 25.1237 | 25.903 | 26.7548 | 27.5362 | 28.1204 | 27.9528 |  | 11.1193 | 10.8125 | 10.607 | 10.783 | 10.9214 | 11.0488 | 11.2985 | 11.4571 | 11.7048 | 11.9092 | 12.3888 | 13.5272 | 14.6312 | 15.7307 | 16.7856 | 17.7321 | 18.6801 | 19.6591 | 20.5658 | 21.6944 | 22.8678 | 23.9217 | 24.7071 | 25.6663 | 26.5392 | 26.9164 | 26.9265 | 26.9431 | 26.9898 | 26.9956 | 27.0691 | 26.9778
Haydock |  | 24.2612 | 23.3591 | 23.4103 | 24.1072 | 24.5902 | 25.0289 | 25.1101 | 25.4689 | 25.6119 | 26.084 | 26.5367 | 26.8373 | 27.223 | 27.6234 | 27.8199 | 27.8702 | 28.2533 | 28.4445 | 28.6416 | 29.0402 | 29.4308 | 29.7683 | 30.016 | 30.3193 | 30.5578 | 30.729 | 30.8755 | 31.0231 | 31.1624 | 31.3377 | 31.4369 | 31.3691 |  | 24.2612 | 23.4612 | 23.4756 | 23.9262 | 24.2739 | 24.4243 | 24.8141 | 25.2157 | 25.4221 | 26.0004 | 26.6103 | 27.0726 | 27.2508 | 27.5914 | 27.696 | 27.6798 | 27.9364 | 28.0335 | 28.1254 | 28.2331 | 28.455 | 28.5223 | 28.6863 | 28.8844 | 29.0397 | 29.0561 | 29.0194 | 29.2477 | 29.2868 | 29.1742 | 29.6035 | 29.2455 |  | 24.2612 | 23.3575 | 23.3871 | 24.054 | 24.4927 | 24.8928 | 24.9375 | 25.2588 | 25.3405 | 25.7464 | 26.1316 | 26.3322 | 26.5757 | 26.9651 | 27.1138 | 27.1387 | 27.4694 | 27.6118 | 27.7047 | 27.7829 | 27.9539 | 27.9177 | 27.9821 | 28.0917 | 28.1627 | 28.1059 | 27.9989 | 28.1502 | 28.1244 | 27.9257 | 28.3104 | 27.9126 |  | 24.2612 | 23.3598 | 23.3725 | 24.026 | 24.4532 | 24.8322 | 24.8651 | 25.146 | 25.2079 | 25.5821 | 25.9225 | 26.0922 | 26.3181 | 26.6652 | 26.7644 | 26.7411 | 28.4399 | 30.1947 | 31.9539 | 33.7305 | 35.3525 | 36.7396 | 38.2454 | 39.585 | 40.8693 | 42.1236 | 43.2952 | 44.5869 | 45.5856 | 46.7497 | 47.4523 | 47.3998 |  | 24.2612 | 23.3004 | 23.2382 | 23.8206 | 24.267 | 24.609 | 24.551 | 24.7472 | 24.9074 | 25.0806 | 25.4987 | 25.9446 | 27.1335 | 29.0752 | 30.77 | 32.7003 | 34.4811 | 36.1305 | 37.813 | 39.5319 | 41.1206 | 42.427 | 43.8747 | 45.178 | 46.4298 | 47.0365 | 47.0453 | 47.2099 | 47.142 | 47.188 | 47.186 | 47.1507
HDA No1 & HDA No2 |  | 7.6641 | 7.1782 | 6.8716 | 6.7262 | 6.826 | 6.9261 | 7.3991 | 7.5126 | 7.6388 | 7.3068 | 7.8699 | 8.0087 | 8.1267 | 7.945 | 8.2028 | 8.2131 | 8.3331 | 8.4405 | 8.5568 | 8.692 | 8.7822 | 8.8185 | 8.8657 | 8.8737 | 8.8656 | 8.7818 | 8.7571 | 8.655 | 8.6452 | 8.7751 | 8.7118 | 8.677 |  | 7.6641 | 7.2232 | 6.9373 | 6.6936 | 6.6838 | 6.6988 | 7.0816 | 7.1303 | 7.2018 | 6.8535 | 7.3779 | 7.4882 | 7.5191 | 7.287 | 7.4801 | 7.4537 | 7.3701 | 7.4335 | 7.5318 | 7.6686 | 7.7945 | 7.9375 | 8.0931 | 8.2027 | 8.2917 | 8.2865 | 8.336 | 8.3001 | 8.2664 | 8.2513 | 8.3683 | 8.2336 |  | 7.6641 | 7.1772 | 6.8536 | 6.6877 | 6.7684 | 6.8482 | 7.2899 | 7.374 | 7.4643 | 7.1069 | 7.6287 | 7.7177 | 7.7876 | 7.5825 | 7.8079 | 7.8032 | 7.6488 | 7.7082 | 7.7739 | 7.8544 | 7.9022 | 7.9019 | 7.9183 | 7.9002 | 7.8672 | 7.7656 | 7.7162 | 7.5934 | 7.4781 | 7.6409 | 7.4203 | 7.4259 |  | 7.6641 | 7.1786 | 6.844 | 6.6698 | 6.7374 | 6.8024 | 7.2302 | 7.2995 | 7.3779 | 7.0051 | 7.4923 | 7.5509 | 7.6066 | 7.3802 | 7.5715 | 7.5372 | 7.2501 | 7.4174 | 8.002 | 8.7426 | 9.4468 | 10.0879 | 10.6304 | 11.1294 | 11.6039 | 12.0598 | 12.4904 | 12.9097 | 13.3076 | 13.6937 | 13.9652 | 13.8916 |  | 7.6641 | 7.1691 | 6.8247 | 6.6411 | 6.699 | 6.7625 | 7.1982 | 7.2805 | 7.3755 | 7.024 | 7.547 | 7.7333 | 7.9285 | 7.8256 | 8.1505 | 8.537 | 9.0358 | 9.7633 | 10.4687 | 11.1477 | 11.7671 | 12.307 | 12.7939 | 13.2579 | 13.7 | 13.9646 | 13.932 | 13.9055 | 13.8731 | 13.83 | 13.8096 | 13.7544
Heady Hill |  | 11.7751 | 11.5379 | 11.3836 | 11.692 | 11.8518 | 11.9406 | 12.182 | 12.4214 | 12.6895 | 12.8905 | 13.223 | 13.5851 | 13.8228 | 14.0723 | 14.319 | 14.5176 | 14.8401 | 15.1835 | 15.4814 | 15.7439 | 15.9979 | 16.2183 | 16.3879 | 16.5699 | 16.7347 | 16.875 | 16.991 | 17.1103 | 17.2197 | 17.3197 | 17.4485 | 17.4424 |  | 11.7751 | 11.5851 | 11.422 | 11.6395 | 11.7406 | 11.7566 | 11.9455 | 12.1219 | 12.3627 | 12.4938 | 12.7931 | 13.0807 | 13.1938 | 13.3657 | 13.557 | 13.7239 | 13.8841 | 14.0881 | 14.2844 | 14.4681 | 14.6618 | 14.8672 | 15.0194 | 15.1704 | 15.3012 | 15.4197 | 15.5214 | 15.6121 | 15.6783 | 15.7155 | 15.7581 | 15.8116 |  | 11.7751 | 11.5368 | 11.3587 | 11.6408 | 11.7745 | 11.8212 | 12.0196 | 12.2141 | 12.4325 | 12.5777 | 12.857 | 13.1417 | 13.3159 | 13.5229 | 13.7347 | 13.9133 | 14.1036 | 14.3125 | 14.4764 | 14.6049 | 14.7332 | 14.8317 | 14.8905 | 14.9622 | 15.0182 | 15.0525 | 15.062 | 15.072 | 15.0722 | 15.0639 | 15.078 | 15.0811 |  | 11.7751 | 11.5429 | 11.3743 | 11.6593 | 11.7881 | 11.8272 | 12.0016 | 12.1645 | 12.3566 | 12.451 | 12.6643 | 12.8708 | 12.9991 | 13.1483 | 13.2997 | 13.569 | 14.4243 | 15.3021 | 16.1422 | 16.9396 | 17.7151 | 18.4366 | 19.1136 | 19.775 | 20.4258 | 21.1406 | 21.8351 | 22.5063 | 23.1653 | 23.8056 | 24.2059 | 24.1499 |  | 11.7751 | 11.4859 | 11.2627 | 11.4925 | 11.5803 | 11.5884 | 11.7359 | 11.8738 | 12.0317 | 12.1167 | 12.4825 | 13.46 | 14.3648 | 15.2745 | 16.1895 | 17.0442 | 17.8557 | 18.6995 | 19.503 | 20.2647 | 21.0223 | 21.7435 | 22.5096 | 23.2548 | 23.9901 | 24.3241 | 24.3238 | 24.3053 | 24.3025 | 24.2715 | 24.2526 | 24.2144
Heap Bridge |  | 9.1207 | 8.7721 | 8.8903 | 9.3526 | 9.5021 | 9.605 | 9.7096 | 9.909 | 10.0025 | 10.0549 | 10.2206 | 10.3816 | 10.5177 | 10.6215 | 10.7526 | 10.8975 | 11.0609 | 11.2838 | 11.459 | 11.6564 | 11.8712 | 11.9975 | 12.1984 | 12.3189 | 12.4923 | 12.5678 | 12.6924 | 12.8347 | 12.8898 | 13.0462 | 13.1376 | 13.0893 |  | 9.1207 | 8.803 | 8.7885 | 9.0214 | 9.0843 | 9.1148 | 9.1504 | 9.2871 | 9.3309 | 9.3458 | 9.4729 | 9.588 | 9.6531 | 9.6653 | 9.7814 | 9.8037 | 9.8175 | 9.9298 | 9.9709 | 10.014 | 10.1114 | 10.1837 | 10.2716 | 10.3157 | 10.4041 | 10.405 | 10.4486 | 10.5025 | 10.4818 | 10.5379 | 10.5358 | 10.5123 |  | 9.1207 | 8.7717 | 8.8765 | 9.3233 | 9.4579 | 9.5449 | 9.6284 | 9.8074 | 9.8783 | 9.909 | 10.0516 | 10.182 | 10.2838 | 10.3394 | 10.4752 | 10.5796 | 10.6223 | 10.7226 | 10.7779 | 10.8537 | 10.9494 | 10.9647 | 11.051 | 11.0655 | 11.1274 | 11.1031 | 11.1211 | 11.1533 | 11.1099 | 11.1532 | 11.1396 | 11.1006 |  | 9.1207 | 8.7737 | 8.8743 | 9.3172 | 9.4463 | 9.5288 | 9.6113 | 9.7876 | 9.864 | 9.8978 | 10.0375 | 10.1601 | 10.2738 | 10.3591 | 10.4471 | 10.6278 | 10.9687 | 11.369 | 11.7146 | 12.0752 | 12.4472 | 12.722 | 13.0735 | 13.3294 | 13.6393 | 13.9021 | 14.1175 | 14.3989 | 14.6511 | 14.9504 | 15.059 | 14.9416 |  | 9.1207 | 8.7589 | 8.8452 | 9.2734 | 9.3912 | 9.4687 | 9.5582 | 9.7424 | 9.8272 | 9.8747 | 10.0813 | 10.5419 | 11.0438 | 11.4851 | 11.89 | 12.4022 | 12.7357 | 13.1469 | 13.5159 | 13.871 | 14.2745 | 14.617 | 14.8984 | 15.2211 | 15.552 | 15.6932 | 15.6075 | 15.5766 | 15.5631 | 15.5802 | 15.4993 | 15.4005
Heasandford |  | 9.0363 | 8.779 | 8.6197 | 8.7746 | 8.9161 | 8.9228 | 9.0307 | 9.0128 | 9.1861 | 9.2167 | 9.146 | 9.2875 | 9.2557 | 9.2593 | 9.2358 | 9.2999 | 9.3433 | 9.3981 | 9.4781 | 9.5516 | 9.6 | 9.6376 | 9.7041 | 9.7491 | 9.7683 | 9.8222 | 9.848 | 9.8813 | 9.894 | 9.9234 | 9.9942 | 9.9067 |  | 9.0363 | 8.8121 | 8.6146 | 8.6383 | 8.7129 | 8.663 | 8.7191 | 8.6662 | 8.8056 | 8.8174 | 8.7779 | 8.8753 | 8.8309 | 8.9038 | 8.804 | 8.811 | 8.7723 | 8.7515 | 8.7553 | 8.7597 | 8.7448 | 8.7254 | 8.7332 | 8.7214 | 8.6873 | 8.6868 | 8.663 | 8.6456 | 8.6105 | 8.5898 | 8.604 | 8.5381 |  | 9.0363 | 8.7789 | 8.6132 | 8.7612 | 8.8959 | 8.8952 | 8.9931 | 8.9668 | 9.1296 | 9.15 | 9.0698 | 9.1972 | 9.1552 | 9.1511 | 9.1212 | 9.1795 | 9.1526 | 9.138 | 9.1485 | 9.153 | 9.1355 | 9.109 | 9.1116 | 9.0949 | 9.055 | 9.0479 | 9.0154 | 8.9899 | 8.9461 | 8.918 | 8.9266 | 8.8494 |  | 9.0363 | 8.7797 | 8.6002 | 8.7345 | 8.8543 | 8.8399 | 8.9253 | 8.8853 | 9.0325 | 9.038 | 8.9428 | 9.0522 | 8.9947 | 8.9717 | 8.9223 | 8.9732 | 9.0502 | 9.137 | 9.2485 | 9.3967 | 9.6029 | 9.828 | 10.026 | 10.1998 | 10.397 | 10.5609 | 10.7188 | 10.8586 | 11.055 | 11.2337 | 11.333 | 11.2704 |  | 9.0363 | 8.7672 | 8.5757 | 8.6981 | 8.8079 | 8.7889 | 8.8762 | 8.843 | 9.0021 | 9.025 | 8.9693 | 9.2467 | 9.3573 | 9.5012 | 9.6208 | 9.8998 | 10.114 | 10.4023 | 10.6632 | 10.9049 | 11.1177 | 11.3505 | 11.548 | 11.7249 | 11.9445 | 12.0379 | 11.9708 | 11.8837 | 11.8212 | 11.7347 | 11.6515 | 11.605
Heaton Moor |  | 12.4848 | 12.2859 | 12.2656 | 12.5123 | 12.7131 | 12.9015 | 13.1859 | 13.4678 | 13.8155 | 14.184 | 14.5962 | 15.1258 | 15.6064 | 15.9969 | 16.3296 | 16.6439 | 17.1327 | 17.5435 | 17.9169 | 18.27 | 18.5656 | 18.7439 | 18.9642 | 19.1045 | 19.2405 | 19.3235 | 19.4229 | 19.5234 | 19.5374 | 19.64 | 19.6711 | 19.5755 |  | 12.4848 | 12.3396 | 12.3276 | 12.5282 | 12.6688 | 12.8161 | 13.0725 | 13.29 | 13.5862 | 13.8667 | 14.2523 | 14.6348 | 14.8686 | 15.1353 | 15.399 | 15.6228 | 15.9512 | 16.2552 | 16.5781 | 16.9204 | 17.2505 | 17.5655 | 17.9134 | 18.1638 | 18.3998 | 18.575 | 18.7663 | 18.9351 | 18.9721 | 19.1254 | 19.1535 | 19.1766 |  | 12.4848 | 12.2837 | 12.2288 | 12.4298 | 12.5758 | 12.7143 | 12.9507 | 13.1448 | 13.405 | 13.644 | 13.9948 | 14.391 | 14.6989 | 15.0049 | 15.2769 | 15.556 | 15.923 | 16.2132 | 16.4631 | 16.6882 | 16.8743 | 16.955 | 17.0869 | 17.1477 | 17.2032 | 17.2118 | 17.2334 | 17.2501 | 17.2217 | 17.2157 | 17.162 | 17.1011 |  | 12.4848 | 12.2834 | 12.2475 | 12.468 | 12.6232 | 12.7538 | 12.9629 | 13.1215 | 13.3417 | 13.508 | 13.7422 | 14.0027 | 14.2347 | 14.4114 | 14.6126 | 14.9443 | 16.0771 | 17.2673 | 18.6892 | 20.089 | 21.3508 | 22.4922 | 23.6571 | 24.7206 | 25.7178 | 26.7093 | 27.628 | 28.5365 | 29.3624 | 30.3891 | 30.9363 | 30.8185 |  | 12.4848 | 12.2268 | 12.1362 | 12.3006 | 12.4239 | 12.5121 | 12.6735 | 12.8134 | 12.9904 | 13.1239 | 13.5685 | 14.8064 | 16.0337 | 17.1573 | 18.3312 | 19.3814 | 20.502 | 21.8889 | 23.2059 | 24.5199 | 25.7632 | 26.9174 | 27.8937 | 28.943 | 29.8964 | 30.6953 | 30.7201 | 30.7425 | 30.8046 | 30.8038 | 30.848 | 30.7912
Heaton Norris |  | 16.6054 | 16.3864 | 16.1424 | 16.2521 | 16.4967 | 16.8371 | 17.0121 | 17.2295 | 17.6458 | 18.0006 | 18.2847 | 18.697 | 19.1503 | 19.4872 | 19.7025 | 19.9874 | 20.5192 | 20.8801 | 21.2719 | 21.6705 | 22.0054 | 22.1151 | 22.4372 | 22.5697 | 22.7202 | 22.8085 | 22.936 | 23.0888 | 23.0211 | 23.2654 | 23.3215 | 23.2064 |  | 16.6054 | 16.4549 | 16.2518 | 16.3031 | 16.4834 | 16.757 | 16.8587 | 17.0157 | 17.3705 | 17.6744 | 17.9219 | 18.2106 | 18.4995 | 18.7216 | 18.853 | 19.087 | 19.4523 | 19.6952 | 19.9954 | 20.3275 | 20.6372 | 20.8344 | 21.2378 | 21.4611 | 21.6989 | 21.818 | 21.9732 | 22.1344 | 22.0684 | 22.2822 | 22.2944 | 22.2645 |  | 16.6054 | 16.3847 | 16.1057 | 16.1716 | 16.375 | 16.6703 | 16.7864 | 16.9427 | 17.281 | 17.5612 | 17.7752 | 18.0797 | 18.4353 | 18.7102 | 18.8801 | 19.136 | 19.5356 | 19.7697 | 20.0313 | 20.2958 | 20.5116 | 20.5199 | 20.7339 | 20.7739 | 20.8302 | 20.8306 | 20.8636 | 20.9155 | 20.7666 | 20.8981 | 20.8559 | 20.7644 |  | 16.6054 | 16.3865 | 16.1146 | 16.1875 | 16.3832 | 16.659 | 16.7419 | 16.8603 | 17.2093 | 17.5273 | 17.6885 | 17.9607 | 18.3306 | 18.6071 | 18.777 | 19.3305 | 20.7333 | 21.9491 | 23.2522 | 24.5122 | 25.5786 | 26.4781 | 27.5221 | 28.4355 | 29.247 | 30.0862 | 30.8391 | 31.582 | 32.1931 | 33.0723 | 33.2845 | 33.1305 |  | 16.6054 | 16.3363 | 16.007 | 15.9716 | 16.1137 | 16.4529 | 16.5385 | 16.624 | 16.9842 | 17.2929 | 17.6234 | 18.7573 | 20.0719 | 21.3366 | 22.473 | 23.7206 | 25.0808 | 26.2095 | 27.4607 | 28.6726 | 29.6866 | 30.5023 | 31.5052 | 32.3988 | 33.1846 | 33.3709 | 33.3272 | 33.2699 | 33.1112 | 33.2253 | 33.0582 | 32.9276
Helwith Bridge |  | 3.1127 | 3.0518 | 3.042 | 3.1132 | 3.1503 | 3.1911 | 3.2323 | 3.2743 | 3.3174 | 3.3621 | 3.4158 | 3.4929 | 3.5583 | 3.6187 | 3.6792 | 3.7359 | 3.8494 | 3.9651 | 4.0919 | 4.2264 | 4.352 | 4.4506 | 4.536 | 4.607 | 4.6764 | 4.744 | 4.806 | 4.869 | 4.9289 | 4.9879 | 5.0458 | 5.0471 |  | 3.1127 | 3.0575 | 3.0347 | 3.07 | 3.0851 | 3.1049 | 3.1251 | 3.1495 | 3.1759 | 3.2054 | 3.2392 | 3.2767 | 3.3012 | 3.3226 | 3.3458 | 3.3738 | 3.4196 | 3.4713 | 3.525 | 3.584 | 3.6426 | 3.7072 | 3.771 | 3.8292 | 3.8846 | 3.9006 | 3.9141 | 3.9257 | 3.9352 | 3.9421 | 3.9461 | 3.9514 |  | 3.1127 | 3.0517 | 3.0367 | 3.1021 | 3.1335 | 3.1678 | 3.2006 | 3.235 | 3.2694 | 3.3049 | 3.3492 | 3.4141 | 3.4695 | 3.5225 | 3.5764 | 3.6282 | 3.679 | 3.7319 | 3.7963 | 3.868 | 3.9327 | 3.9712 | 3.9974 | 4.0104 | 4.0221 | 4.0322 | 4.0373 | 4.0432 | 4.0462 | 4.0486 | 4.0498 | 4.0521 |  | 3.1127 | 3.0525 | 3.039 | 3.1061 | 3.1388 | 3.1749 | 3.211 | 3.2535 | 3.3146 | 3.3771 | 3.4426 | 3.5143 | 3.575 | 3.6286 | 3.6822 | 3.7453 | 3.9058 | 4.0692 | 4.2246 | 4.3775 | 4.5203 | 4.653 | 4.7649 | 4.867 | 4.9663 | 5.0633 | 5.1563 | 5.2468 | 5.335 | 5.421 | 5.4914 | 5.4741 |  | 3.1127 | 3.0511 | 3.0362 | 3.1018 | 3.1332 | 3.1755 | 3.2367 | 3.2987 | 3.3627 | 3.4289 | 3.5121 | 3.7066 | 3.8888 | 4.0631 | 4.2333 | 4.3976 | 4.5555 | 4.7147 | 4.8667 | 5.0182 | 5.1452 | 5.2575 | 5.3674 | 5.4706 | 5.5713 | 5.6582 | 5.6481 | 5.6387 | 5.6268 | 5.6166 | 5.6053 | 5.5935
Hensingham |  | 9.9499 | 9.7564 | 9.6815 | 9.8672 | 9.9279 | 10.0272 | 10.2073 | 10.3822 | 10.6082 | 10.7957 | 11.1251 | 11.5161 | 11.8727 | 12.1501 | 12.4581 | 12.6877 | 12.9878 | 13.2995 | 13.5737 | 13.8284 | 14.0241 | 14.1765 | 14.2638 | 14.2744 | 14.297 | 14.289 | 14.2769 | 14.2077 | 14.1672 | 14.1187 | 14.0521 | 13.9618 |  | 9.9499 | 9.7983 | 9.7096 | 9.8354 | 9.861 | 9.9113 | 10.051 | 10.1811 | 10.3574 | 10.4946 | 10.775 | 11.0316 | 11.1515 | 11.3389 | 11.5186 | 11.6583 | 11.8369 | 12.0746 | 12.3155 | 12.5837 | 12.8468 | 13.1849 | 13.4664 | 13.6728 | 13.8873 | 14.0031 | 14.1172 | 14.1543 | 14.2252 | 14.2165 | 14.188 | 14.2041 |  | 9.9499 | 9.7549 | 9.6573 | 9.8055 | 9.834 | 9.8976 | 10.0287 | 10.1503 | 10.3088 | 10.4301 | 10.692 | 10.9792 | 11.1729 | 11.4063 | 11.6248 | 11.7977 | 12.039 | 12.2878 | 12.4996 | 12.6898 | 12.8375 | 12.9458 | 13.0026 | 12.991 | 12.9898 | 12.9616 | 12.9259 | 12.8348 | 12.7564 | 12.6936 | 12.5987 | 12.5293 |  | 9.9499 | 9.7596 | 9.6769 | 9.8449 | 9.8753 | 9.9282 | 10.0386 | 10.1339 | 10.2853 | 10.3665 | 10.5602 | 10.7278 | 10.8426 | 10.996 | 11.1236 | 11.3485 | 12.13 | 13.1947 | 14.2756 | 15.3225 | 16.3208 | 17.2547 | 18.0868 | 18.8394 | 19.6046 | 20.3211 | 21.0322 | 21.6792 | 22.3331 | 22.9909 | 23.3529 | 23.3298 |  | 9.9499 | 9.6976 | 9.564 | 9.6646 | 9.6531 | 9.6717 | 9.7592 | 9.8297 | 9.9301 | 9.9835 | 10.2959 | 11.1756 | 12.0277 | 12.8502 | 13.6842 | 14.4257 | 15.4059 | 16.439 | 17.4378 | 18.4066 | 19.3657 | 20.2023 | 20.9527 | 21.7092 | 22.4408 | 22.7713 | 22.7519 | 22.7754 | 22.7759 | 22.7566 | 22.7594 | 22.7248
Heyrod |  | 13.0169 | 12.8437 | 12.71 | 12.8426 | 12.9989 | 13.2077 | 13.3751 | 13.5745 | 13.8699 | 14.1355 | 14.4825 | 14.8933 | 15.2761 | 15.5867 | 15.8722 | 16.1355 | 16.5236 | 16.8806 | 17.2085 | 17.5508 | 17.8299 | 18.0352 | 18.2444 | 18.388 | 18.5608 | 18.6134 | 18.7248 | 18.8219 | 18.8472 | 18.9564 | 19.0239 | 18.972 |  | 13.0169 | 12.9028 | 12.7969 | 12.8952 | 13.0056 | 13.1871 | 13.3384 | 13.5091 | 13.7787 | 14.0039 | 14.3266 | 14.6436 | 14.8796 | 15.0809 | 15.258 | 15.4763 | 15.7102 | 15.9608 | 16.2079 | 16.4875 | 16.7571 | 17.0409 | 17.3266 | 17.5428 | 17.783 | 17.8815 | 18.04 | 18.1663 | 18.2058 | 18.3045 | 18.3391 | 18.3688 |  | 13.0169 | 12.8424 | 12.6856 | 12.7888 | 12.917 | 13.0948 | 13.2065 | 13.3533 | 13.5845 | 13.7739 | 14.0572 | 14.3726 | 14.6717 | 14.9243 | 15.1454 | 15.3778 | 15.6417 | 15.8864 | 16.1017 | 16.3272 | 16.5038 | 16.6133 | 16.7339 | 16.7961 | 16.8844 | 16.8639 | 16.8933 | 16.9062 | 16.8537 | 16.8752 | 16.8561 | 16.8216 |  | 13.0169 | 12.846 | 12.7003 | 12.8102 | 12.9259 | 13.0889 | 13.1973 | 13.315 | 13.5277 | 13.6785 | 13.8897 | 14.1046 | 14.3422 | 14.5221 | 14.6699 | 15.0172 | 16.0577 | 17.0949 | 18.091 | 19.0872 | 20.0544 | 21.0606 | 22.076 | 23.0307 | 23.9738 | 24.7524 | 25.6181 | 26.4537 | 27.1993 | 28.006 | 28.3975 | 28.3536 |  | 13.0169 | 12.7744 | 12.5602 | 12.6014 | 12.6831 | 12.7937 | 12.8344 | 12.9108 | 13.0687 | 13.1772 | 13.5544 | 14.6429 | 15.7725 | 16.8112 | 17.8329 | 18.8423 | 19.8139 | 20.7822 | 21.7092 | 22.8183 | 23.8817 | 24.8062 | 25.7572 | 26.6786 | 27.594 | 27.7565 | 27.7904 | 27.8017 | 27.7713 | 27.771 | 27.7249 | 27.6902
Heyside |  | 9.7983 | 9.6541 | 9.6591 | 9.9105 | 10.0536 | 10.2509 | 10.3788 | 10.5238 | 10.6603 | 10.8847 | 11.0997 | 11.3299 | 11.5404 | 11.7222 | 11.9231 | 12.0923 | 12.4076 | 12.6913 | 12.9509 | 13.1946 | 13.4177 | 13.6087 | 13.7676 | 13.9152 | 14.0521 | 14.1748 | 14.2821 | 14.3783 | 14.4832 | 14.5684 | 14.6544 | 14.666 |  | 9.7983 | 9.6946 | 9.6518 | 9.7786 | 9.8646 | 10.0075 | 10.0844 | 10.1888 | 10.296 | 10.4868 | 10.6746 | 10.8542 | 10.9894 | 11.1193 | 11.246 | 11.3962 | 11.5374 | 11.6827 | 11.8501 | 12.026 | 12.2114 | 12.4176 | 12.5876 | 12.7363 | 12.8701 | 12.992 | 13.1034 | 13.192 | 13.2771 | 13.3298 | 13.3666 | 13.4378 |  | 9.7983 | 9.6534 | 9.6429 | 9.8755 | 10.0005 | 10.1773 | 10.2781 | 10.3963 | 10.5003 | 10.6806 | 10.8553 | 11.034 | 11.2031 | 11.3582 | 11.502 | 11.6617 | 11.7956 | 11.92 | 12.0435 | 12.1738 | 12.292 | 12.3818 | 12.4476 | 12.5046 | 12.5513 | 12.5853 | 12.6024 | 12.607 | 12.618 | 12.6111 | 12.6022 | 12.6187 |  | 9.7983 | 9.6575 | 9.6498 | 9.8844 | 10.0068 | 10.1806 | 10.2754 | 10.3831 | 10.4823 | 10.6497 | 10.792 | 10.9209 | 11.0534 | 11.1666 | 11.2671 | 11.5265 | 12.2601 | 13.0384 | 13.9447 | 14.8297 | 15.6748 | 16.467 | 17.2142 | 17.9186 | 18.5991 | 19.2629 | 19.9056 | 20.5343 | 21.1407 | 21.736 | 22.0938 | 22.0591 |  | 9.7983 | 9.6167 | 9.5697 | 9.7651 | 9.8576 | 10.0011 | 10.081 | 10.1734 | 10.2557 | 10.4106 | 10.6927 | 11.4958 | 12.3086 | 13.0786 | 13.8489 | 14.633 | 15.3328 | 16.2187 | 17.0793 | 17.9228 | 18.7434 | 19.4977 | 20.202 | 20.8847 | 21.5458 | 21.8358 | 21.8525 | 21.8636 | 21.889 | 21.8784 | 21.8677 | 21.8464
Heywood |  | 11.8871 | 11.7224 | 12.5995 | 13.8834 | 14.1386 | 14.2563 | 14.5707 | 14.8695 | 15.2359 | 15.4425 | 15.8634 | 16.2889 | 16.5638 | 16.938 | 17.3291 | 17.6839 | 18.1539 | 18.6941 | 19.1678 | 19.5693 | 19.9736 | 20.3282 | 20.5956 | 20.8564 | 21.117 | 21.3341 | 21.4889 | 21.6857 | 21.8542 | 22.0097 | 22.2444 | 22.2175 |  | 11.8871 | 11.7778 | 12.1643 | 12.8843 | 13.0622 | 13.1345 | 13.3854 | 13.6363 | 13.9535 | 14.1237 | 14.5284 | 14.885 | 15.0272 | 15.249 | 15.4834 | 15.6972 | 15.8869 | 16.145 | 16.3922 | 16.6154 | 16.86 | 17.124 | 17.3228 | 17.5181 | 17.695 | 17.8244 | 17.9253 | 18.0253 | 18.0944 | 18.1252 | 18.1659 | 18.2408 |  | 11.8871 | 11.7203 | 12.5619 | 13.8008 | 14.0147 | 14.0897 | 14.3445 | 14.5839 | 14.8776 | 15.0456 | 15.3725 | 15.7007 | 15.8907 | 16.1529 | 16.4165 | 16.6492 | 16.9008 | 17.2556 | 17.5434 | 17.7593 | 17.9918 | 18.1823 | 18.3059 | 18.4268 | 18.5466 | 18.6294 | 18.6534 | 18.7083 | 18.7361 | 18.7515 | 18.8268 | 18.8101 |  | 11.8871 | 11.7255 | 12.5906 | 13.854 | 14.0803 | 14.1591 | 14.4218 | 14.7003 | 14.9924 | 15.1859 | 15.5756 | 15.9279 | 16.199 | 16.6094 | 16.9604 | 17.4191 | 18.4072 | 19.4665 | 20.458 | 21.3619 | 22.2533 | 23.0692 | 23.8384 | 24.5628 | 25.3 | 25.9994 | 26.691 | 27.3454 | 28.0224 | 28.6482 | 28.9852 | 28.9535 |  | 11.8871 | 11.657 | 12.457 | 13.6532 | 13.829 | 13.9093 | 14.1926 | 14.4488 | 14.7211 | 14.9028 | 15.4891 | 16.6351 | 17.6733 | 18.8237 | 19.9263 | 20.9752 | 21.8996 | 22.9112 | 23.8608 | 24.7847 | 25.7213 | 26.6032 | 27.3834 | 28.15 | 28.925 | 29.2133 | 29.1291 | 29.0787 | 29.0261 | 28.9252 | 28.8992 | 28.7978
Higher Mill |  | 13.1589 | 12.8769 | 12.8356 | 13.0967 | 13.3238 | 13.5955 | 13.9471 | 14.2924 | 14.6981 | 15.1119 | 15.6096 | 16.2504 | 16.7756 | 17.2393 | 17.6664 | 18.0425 | 18.575 | 19.0836 | 19.5493 | 19.9616 | 20.3614 | 20.6557 | 20.8753 | 21.0373 | 21.2624 | 21.3038 | 21.4051 | 21.4928 | 21.5737 | 21.6495 | 21.7549 | 21.6695 |  | 13.1589 | 12.9357 | 12.901 | 13.095 | 13.2612 | 13.4622 | 13.7331 | 14.0233 | 14.3418 | 14.6815 | 15.0982 | 15.5681 | 15.8585 | 16.1624 | 16.4646 | 16.7703 | 17.1086 | 17.4824 | 17.8561 | 18.2399 | 18.6343 | 19.0843 | 19.472 | 19.7775 | 20.1398 | 20.2724 | 20.4592 | 20.5921 | 20.7012 | 20.7809 | 20.8582 | 20.8909 |  | 13.1589 | 12.8747 | 12.7969 | 13.0106 | 13.1847 | 13.4004 | 13.6792 | 13.9479 | 14.2583 | 14.5786 | 14.9734 | 15.4515 | 15.8281 | 16.1992 | 16.5608 | 16.8999 | 17.2932 | 17.6598 | 17.9824 | 18.2506 | 18.5214 | 18.6959 | 18.8113 | 18.8782 | 18.9986 | 18.9556 | 18.9597 | 18.9479 | 18.9266 | 18.8994 | 18.8915 | 18.8305 |  | 13.1589 | 12.8781 | 12.8197 | 13.0511 | 13.2282 | 13.4366 | 13.6866 | 13.9194 | 14.2112 | 14.4766 | 14.7722 | 15.103 | 15.3935 | 15.6538 | 15.8871 | 16.3221 | 17.5929 | 18.87 | 20.0917 | 21.5949 | 23.0266 | 24.3936 | 25.6276 | 26.7927 | 27.9904 | 29.0258 | 30.0876 | 31.1538 | 32.1516 | 33.1404 | 33.7787 | 33.7701 |  | 13.1589 | 12.816 | 12.6976 | 12.872 | 13.01 | 13.1763 | 13.4138 | 13.6231 | 13.8658 | 14.0892 | 14.5902 | 15.9812 | 17.3401 | 18.6139 | 19.8999 | 21.1323 | 22.3227 | 23.5224 | 24.8684 | 26.2984 | 27.6594 | 28.938 | 30.0905 | 31.2152 | 32.3884 | 32.9446 | 33.0304 | 33.0666 | 33.1527 | 33.1853 | 33.1918 | 33.2021
Higher Walton |  | 17.5154 | 17.1391 | 17.3257 | 18.0566 | 18.3679 | 18.6074 | 18.9977 | 19.3711 | 19.7606 | 20.0768 | 20.5681 | 21.0993 | 21.4518 | 21.8648 | 22.2391 | 22.6029 | 23.2557 | 23.9202 | 24.5874 | 25.2365 | 25.854 | 26.418 | 26.8508 | 27.2443 | 27.6894 | 28.0306 | 28.3238 | 28.644 | 28.9705 | 29.2619 | 29.5504 | 29.6281 |  | 17.5154 | 17.1986 | 17.1954 | 17.5924 | 17.7736 | 17.8865 | 18.1411 | 18.4035 | 18.6874 | 18.9207 | 19.3245 | 19.7017 | 19.8839 | 20.1559 | 20.4171 | 20.6918 | 20.9845 | 21.3265 | 21.6694 | 22.0086 | 22.3773 | 22.7878 | 23.0873 | 23.3911 | 23.6742 | 23.8429 | 23.925 | 24.0348 | 24.1263 | 24.1675 | 24.2305 | 24.2761 |  | 17.5154 | 17.1371 | 17.2795 | 17.9576 | 18.2196 | 18.4067 | 18.7258 | 19.0314 | 19.341 | 19.5817 | 19.9961 | 20.4212 | 20.6837 | 21.0335 | 21.3395 | 21.6544 | 21.9447 | 22.2758 | 22.5613 | 22.8405 | 23.1364 | 23.3884 | 23.5319 | 23.6427 | 23.7969 | 23.8633 | 23.8846 | 23.9242 | 23.9663 | 23.9785 | 23.9828 | 24.0525 |  | 17.5154 | 17.144 | 17.307 | 18.0063 | 18.2778 | 18.4695 | 18.7948 | 19.1043 | 19.4539 | 19.7136 | 20.1063 | 20.5205 | 20.947 | 21.3206 | 21.7086 | 22.1873 | 23.2782 | 24.4059 | 25.4483 | 26.4461 | 27.3981 | 28.3157 | 29.0932 | 29.9885 | 30.8666 | 31.6615 | 32.4329 | 33.1935 | 33.9305 | 34.6477 | 35.1746 | 35.1171 |  | 17.5154 | 17.0906 | 17.2021 | 17.8493 | 18.0809 | 18.2499 | 18.6064 | 18.9358 | 19.2724 | 19.5611 | 20.173 | 21.4801 | 22.7214 | 23.8887 | 25.067 | 26.2031 | 27.2389 | 28.3154 | 29.3111 | 30.2661 | 31.1644 | 32.1067 | 32.9662 | 33.8311 | 34.6848 | 35.1869 | 35.1926 | 35.22 | 35.247 | 35.2495 | 35.2664 | 35.2531
Hill Top T11 & T12 |  | 16.9419 | 16.6509 | 16.5438 | 16.9047 | 17.245 | 17.6646 | 18.1881 | 18.8123 | 19.4797 | 20.0567 | 20.8314 | 21.756 | 22.5337 | 23.2108 | 23.875 | 24.4418 | 25.1666 | 25.855 | 26.4153 | 26.9634 | 27.3633 | 27.7124 | 27.9748 | 28.2215 | 28.396 | 28.5694 | 28.6701 | 28.7784 | 28.879 | 28.9831 | 29.0656 | 29.0662 |  | 16.9419 | 16.7068 | 16.628 | 16.8694 | 17.0804 | 17.3716 | 17.7615 | 18.2621 | 18.8009 | 19.2679 | 19.9388 | 20.6642 | 21.2061 | 21.7318 | 22.2733 | 22.7685 | 23.2796 | 23.8108 | 24.3536 | 24.9365 | 25.4172 | 25.9267 | 26.3698 | 26.7671 | 27.0786 | 27.3677 | 27.5781 | 27.7535 | 27.8716 | 27.9251 | 27.9025 | 28.0252 |  | 16.9419 | 16.6475 | 16.4907 | 16.785 | 17.0631 | 17.4152 | 17.8452 | 18.3666 | 18.9056 | 19.3601 | 20.0104 | 20.7421 | 21.3589 | 21.934 | 22.4991 | 23.0006 | 23.5876 | 24.1317 | 24.5583 | 24.9593 | 25.2501 | 25.5067 | 25.7258 | 25.9114 | 26.0285 | 26.1435 | 26.2 | 26.2398 | 26.2763 | 26.3053 | 26.3079 | 26.3377 |  | 16.9419 | 16.6646 | 16.5337 | 16.8497 | 17.1235 | 17.4513 | 17.8237 | 18.2705 | 18.7277 | 19.0532 | 19.5242 | 20.046 | 20.5369 | 20.9581 | 21.3585 | 21.9688 | 23.5828 | 25.1349 | 26.6267 | 28.1076 | 29.4228 | 30.6588 | 32.1859 | 33.6871 | 35.0833 | 36.4665 | 37.8094 | 39.1377 | 40.4243 | 41.7904 | 42.4112 | 42.4575 |  | 16.9419 | 16.5852 | 16.3771 | 16.6153 | 16.8306 | 17.0971 | 17.4307 | 17.8362 | 18.2511 | 18.5489 | 19.3044 | 21.1212 | 22.9224 | 24.585 | 26.2736 | 27.8473 | 29.3862 | 30.8638 | 32.2877 | 33.7144 | 34.9875 | 36.2522 | 37.7287 | 39.1809 | 40.5249 | 41.1837 | 41.3293 | 41.4773 | 41.6645 | 41.8625 | 41.7728 | 41.834
Hill Top T13 |  | 6.9946 | 6.9331 | 6.9819 | 7.1871 | 7.3443 | 7.4825 | 7.6943 | 7.9528 | 8.1473 | 8.4406 | 8.7651 | 9.1501 | 9.4701 | 9.7947 | 10.093 | 10.3394 | 10.6584 | 10.9597 | 11.2017 | 11.4237 | 11.6172 | 11.7573 | 11.8595 | 11.9571 | 12.0253 | 12.0897 | 12.1329 | 12.1927 | 12.2364 | 12.2367 | 12.2696 | 12.2519 |  | 6.9946 | 6.9547 | 6.9752 | 7.1117 | 7.2283 | 7.3236 | 7.4878 | 7.6999 | 7.8468 | 8.0924 | 8.3704 | 8.6636 | 8.8842 | 9.1113 | 9.3384 | 9.5419 | 9.7551 | 9.9772 | 10.2075 | 10.4449 | 10.6738 | 10.9068 | 11.1086 | 11.2921 | 11.4399 | 11.5666 | 11.6686 | 11.7682 | 11.8314 | 11.8235 | 11.8236 | 11.8698 |  | 6.9946 | 6.9316 | 6.9596 | 7.1366 | 7.267 | 7.3766 | 7.5484 | 7.7626 | 7.9041 | 8.143 | 8.4136 | 8.7155 | 8.9669 | 9.2135 | 9.4487 | 9.6525 | 9.8981 | 10.1464 | 10.3371 | 10.5048 | 10.6553 | 10.7584 | 10.8338 | 10.9063 | 10.9512 | 10.9927 | 11.0116 | 11.0417 | 11.0554 | 11.0296 | 11.0336 | 11.0333 |  | 6.9946 | 6.9402 | 6.9852 | 7.1793 | 7.3162 | 7.424 | 7.5803 | 7.7706 | 7.8847 | 8.0739 | 8.2723 | 8.4859 | 8.6857 | 8.8687 | 9.0369 | 9.3015 | 10.0284 | 10.7315 | 11.4102 | 12.0734 | 12.7053 | 13.2664 | 13.8169 | 14.3497 | 14.9622 | 15.6154 | 16.251 | 16.8738 | 17.4829 | 18.1032 | 18.45 | 18.4902 |  | 6.9946 | 6.894 | 6.8946 | 7.0439 | 7.1474 | 7.2181 | 7.3462 | 7.5055 | 7.5907 | 7.753 | 8.071 | 8.8696 | 9.6505 | 10.3695 | 11.1196 | 11.8155 | 12.5017 | 13.1716 | 13.816 | 14.4479 | 15.0599 | 15.5854 | 16.0931 | 16.6833 | 17.3161 | 17.6314 | 17.6974 | 17.768 | 17.8715 | 17.8992 | 17.9343 | 17.9663
Hindley Green |  | 22.5821 | 22.236 | 22.4333 | 23.3124 | 23.7095 | 24.1416 | 24.5739 | 25.2691 | 25.8436 | 26.3677 | 27.2727 | 28.337 | 29.1627 | 29.7895 | 30.5426 | 31.0501 | 31.8802 | 32.7679 | 33.4525 | 34.0554 | 34.6659 | 35.1689 | 35.4864 | 35.7385 | 36.0304 | 36.3756 | 36.45 | 36.5668 | 36.7592 | 36.9496 | 36.8699 | 36.8057 |  | 22.5821 | 22.3239 | 22.3275 | 22.8781 | 23.1498 | 23.4602 | 23.8155 | 24.3216 | 24.7662 | 25.1964 | 25.9556 | 26.717 | 27.1795 | 27.597 | 28.1547 | 28.5659 | 29.0617 | 29.7008 | 30.2672 | 30.817 | 31.4257 | 32.1041 | 32.6062 | 33.0206 | 33.4508 | 33.926 | 34.1412 | 34.3588 | 34.556 | 34.753 | 34.6414 | 34.7869 |  | 22.5821 | 22.2322 | 22.3654 | 23.1606 | 23.4782 | 23.8231 | 24.135 | 24.703 | 25.1217 | 25.4947 | 26.2379 | 27.011 | 27.5686 | 28.0471 | 28.6875 | 29.14 | 29.7162 | 30.3393 | 30.7657 | 31.1009 | 31.458 | 31.7269 | 31.8566 | 31.9382 | 32.0502 | 32.2351 | 32.133 | 32.0809 | 32.0831 | 32.0796 | 31.8353 | 31.8055 |  | 22.5821 | 22.246 | 22.4204 | 23.2514 | 23.5738 | 23.9008 | 24.1856 | 24.6559 | 25.0005 | 25.2403 | 25.7828 | 26.2981 | 26.6987 | 26.9865 | 27.4169 | 28.0881 | 30.3737 | 32.7326 | 35.2257 | 37.9812 | 40.6948 | 43.0531 | 45.4978 | 47.5638 | 49.71 | 51.547 | 53.4987 | 55.5394 | 57.1974 | 59.1899 | 60.1283 | 60.0214 |  | 22.5821 | 22.1259 | 22.1861 | 22.9001 | 23.1359 | 23.3706 | 23.5402 | 24.0044 | 24.2731 | 24.453 | 25.4022 | 27.9344 | 30.364 | 32.5196 | 34.9593 | 37.1055 | 39.2265 | 41.6137 | 44.234 | 46.8123 | 49.4265 | 51.605 | 53.9098 | 55.857 | 57.9214 | 58.5957 | 58.6665 | 58.8642 | 58.8143 | 58.9843 | 58.8019 | 58.7069
Hollinwood |  | 9.2242 | 9.0928 | 9.1959 | 9.5434 | 9.6928 | 9.7939 | 9.9698 | 10.1276 | 10.2596 | 10.4283 | 10.6574 | 10.8626 | 11.0666 | 11.2446 | 11.4206 | 11.5784 | 11.8229 | 12.0432 | 12.2484 | 12.4391 | 12.6109 | 12.7582 | 12.8789 | 12.9942 | 13.0993 | 13.1898 | 13.2643 | 13.328 | 13.4008 | 13.4536 | 13.509 | 13.5136 |  | 9.2242 | 9.1277 | 9.1445 | 9.3444 | 9.4421 | 9.4958 | 9.6209 | 9.7362 | 9.8287 | 9.9631 | 10.1622 | 10.3198 | 10.4535 | 10.5911 | 10.7325 | 10.8714 | 11.0292 | 11.1627 | 11.3174 | 11.4694 | 11.624 | 11.7983 | 11.9403 | 12.0602 | 12.1646 | 12.2723 | 12.3682 | 12.4437 | 12.5094 | 12.5654 | 12.5966 | 12.6554 |  | 9.2242 | 9.0919 | 9.1788 | 9.5057 | 9.636 | 9.7168 | 9.8647 | 9.9941 | 10.0923 | 10.2279 | 10.4237 | 10.5807 | 10.7426 | 10.8932 | 11.0244 | 11.1514 | 11.2915 | 11.4307 | 11.5309 | 11.6451 | 11.7498 | 11.8332 | 11.8969 | 11.9577 | 12.0086 | 12.0459 | 12.0658 | 12.0735 | 12.0918 | 12.0805 | 12.0779 | 12.0813 |  | 9.2242 | 9.0966 | 9.1925 | 9.5264 | 9.6582 | 9.7394 | 9.8842 | 10.0042 | 10.0926 | 10.2085 | 10.3693 | 10.4811 | 10.6156 | 10.729 | 10.8171 | 11.0292 | 11.707 | 12.3923 | 13.0548 | 13.8254 | 14.5809 | 15.2858 | 15.9592 | 16.5906 | 17.1991 | 17.791 | 18.3694 | 18.928 | 19.4775 | 20.0091 | 20.3158 | 20.2818 |  | 9.2242 | 9.0536 | 9.1083 | 9.4005 | 9.5013 | 9.5492 | 9.6684 | 9.7646 | 9.8332 | 9.9337 | 10.2212 | 10.9385 | 11.6855 | 12.4022 | 13.091 | 13.7643 | 14.4455 | 15.2471 | 16.0381 | 16.792 | 17.5354 | 18.2155 | 18.8553 | 19.4715 | 20.0664 | 20.3244 | 20.3385 | 20.3364 | 20.345 | 20.3296 | 20.3118 | 20.2917
Holme Rd |  | 14.404 | 14.1437 | 14.1558 | 14.5116 | 14.8167 | 15.2971 | 15.7117 | 16.0706 | 16.65 | 17.1794 | 17.841 | 18.725 | 19.5367 | 20.1972 | 20.8794 | 21.4144 | 22.0313 | 22.6615 | 23.2091 | 23.7172 | 24.1399 | 24.4411 | 24.6361 | 24.7059 | 24.7587 | 24.795 | 24.7803 | 24.7228 | 24.6314 | 24.6014 | 24.5075 | 24.4276 |  | 14.404 | 14.1966 | 14.1721 | 14.3681 | 14.5565 | 14.9175 | 15.2013 | 15.4398 | 15.8844 | 16.2946 | 16.8254 | 17.338 | 17.7881 | 18.195 | 18.5659 | 18.9634 | 19.4603 | 19.9828 | 20.5566 | 21.1454 | 21.7216 | 22.3879 | 22.9663 | 23.4268 | 23.8628 | 24.1271 | 24.3381 | 24.4691 | 24.5292 | 24.6028 | 24.5667 | 24.666 |  | 14.404 | 14.1402 | 14.1042 | 14.3948 | 14.6389 | 15.0513 | 15.3739 | 15.6343 | 16.0853 | 16.4912 | 17.029 | 17.6248 | 18.2113 | 18.7288 | 19.2689 | 19.7525 | 20.3031 | 20.8573 | 21.3275 | 21.752 | 22.1194 | 22.3741 | 22.5461 | 22.6041 | 22.6442 | 22.6697 | 22.641 | 22.5644 | 22.4525 | 22.3939 | 22.2679 | 22.2248 |  | 14.404 | 14.1524 | 14.1459 | 14.466 | 14.7146 | 15.1153 | 15.3966 | 15.6134 | 16.0593 | 16.4104 | 16.8237 | 17.2143 | 17.6797 | 18.0473 | 18.9122 | 19.9398 | 21.9368 | 24.0437 | 26.0102 | 27.914 | 29.7101 | 31.4203 | 32.9113 | 34.3182 | 35.788 | 37.0435 | 38.2911 | 39.4844 | 40.9469 | 41.8344 | 42.5418 | 42.5627 |  | 14.404 | 14.0771 | 13.9978 | 14.2457 | 14.44 | 14.7902 | 15.0746 | 15.2772 | 15.6578 | 15.956 | 16.6325 | 18.2714 | 19.9932 | 21.8692 | 24.0389 | 26.0006 | 27.8489 | 29.8289 | 31.6722 | 33.4622 | 35.1652 | 36.7579 | 38.1568 | 39.5288 | 40.9861 | 41.5443 | 41.612 | 41.6528 | 42.0575 | 41.7998 | 41.8101 | 41.8452
Holt St |  | 12.4562 | 12.1183 | 12.029 | 12.3817 | 12.647 | 12.9584 | 13.4361 | 13.9079 | 14.3509 | 14.8595 | 15.481 | 16.24 | 16.8531 | 17.4074 | 17.9249 | 18.3181 | 18.8188 | 19.3319 | 19.7225 | 20.0694 | 20.4188 | 20.6568 | 20.7531 | 20.8906 | 21.0354 | 21.038 | 21.0399 | 21.0264 | 21.0489 | 21.1129 | 20.9761 | 20.8824 |  | 12.4562 | 12.1711 | 12.0878 | 12.3355 | 12.4929 | 12.6946 | 13.0132 | 13.3481 | 13.6267 | 13.9788 | 14.4546 | 14.9664 | 15.339 | 15.7337 | 16.1408 | 16.4878 | 16.8537 | 17.2938 | 17.7041 | 18.1234 | 18.5949 | 19.0982 | 19.4567 | 19.8252 | 20.1857 | 20.3868 | 20.5903 | 20.7464 | 20.9102 | 21.0802 | 21.0101 | 21.0837 |  | 12.4562 | 12.1151 | 11.9806 | 12.2716 | 12.4796 | 12.7287 | 13.0901 | 13.4577 | 13.7732 | 14.1562 | 14.651 | 15.2126 | 15.6616 | 16.11 | 16.5437 | 16.8948 | 17.3189 | 17.7474 | 18.0545 | 18.3129 | 18.5917 | 18.7723 | 18.8492 | 18.9677 | 19.0976 | 19.0969 | 19.0803 | 19.0508 | 19.0528 | 19.0798 | 18.9111 | 18.8688 |  | 12.4562 | 12.1234 | 12.0145 | 12.3301 | 12.5383 | 12.7704 | 13.0894 | 13.3947 | 13.6431 | 13.9085 | 14.2276 | 14.5709 | 14.897 | 15.1917 | 15.4779 | 15.9926 | 17.4468 | 18.9628 | 20.3831 | 21.7703 | 23.4196 | 25.0595 | 26.5776 | 28.0572 | 29.4519 | 30.7418 | 32.0014 | 33.281 | 34.5199 | 35.7937 | 36.4366 | 36.3549 |  | 12.4562 | 12.0535 | 11.8773 | 12.1245 | 12.2831 | 12.4638 | 12.7784 | 13.0563 | 13.2718 | 13.5126 | 14.1386 | 15.8191 | 17.4886 | 19.0604 | 20.6473 | 22.0876 | 23.4861 | 24.955 | 26.2983 | 27.7735 | 29.5194 | 31.0506 | 32.4515 | 33.8737 | 35.2104 | 35.7851 | 35.791 | 35.8431 | 35.9374 | 36.0073 | 35.8934 | 35.8266
Hurst |  | 10.9584 | 10.8013 | 10.8717 | 11.1269 | 11.3424 | 11.5016 | 11.7167 | 11.9958 | 12.3208 | 12.6039 | 13.0085 | 13.5316 | 13.9714 | 14.3188 | 14.6684 | 14.9668 | 15.2879 | 15.6165 | 15.8893 | 16.1301 | 16.3111 | 16.4746 | 16.5751 | 16.6543 | 16.7135 | 16.7544 | 16.7662 | 16.7486 | 16.7558 | 16.7443 | 16.712 | 16.6563 |  | 10.9584 | 10.8423 | 10.8522 | 10.9879 | 11.1466 | 11.2232 | 11.3949 | 11.6071 | 11.8062 | 12.0199 | 12.3189 | 12.6534 | 12.9062 | 13.1416 | 13.4184 | 13.6807 | 13.9271 | 14.2231 | 14.5232 | 14.8288 | 15.1128 | 15.4621 | 15.7349 | 15.9602 | 16.1551 | 16.3594 | 16.5434 | 16.6743 | 16.8078 | 16.8953 | 16.9297 | 16.9943 |  | 10.9584 | 10.7994 | 10.8438 | 11.0639 | 11.2453 | 11.368 | 11.5325 | 11.7549 | 11.9741 | 12.1789 | 12.5 | 12.8637 | 13.1871 | 13.4547 | 13.7492 | 14.018 | 14.2966 | 14.5777 | 14.8015 | 14.9901 | 15.1355 | 15.2672 | 15.3512 | 15.4184 | 15.4661 | 15.4968 | 15.4958 | 15.4627 | 15.4501 | 15.4189 | 15.3635 | 15.3255 |  | 10.9584 | 10.8068 | 10.87 | 11.1041 | 11.285 | 11.3865 | 11.529 | 11.7082 | 11.8762 | 11.997 | 12.1983 | 12.419 | 12.6559 | 12.8133 | 12.9889 | 13.3613 | 14.4595 | 15.5825 | 16.6707 | 17.7313 | 18.8357 | 20.0651 | 21.1326 | 22.2322 | 23.2593 | 24.2813 | 25.144 | 26.1008 | 27.0188 | 27.8897 | 28.3836 | 28.3637 |  | 10.9584 | 10.7383 | 10.7363 | 10.9109 | 11.0434 | 11.1124 | 11.1882 | 11.3361 | 11.4795 | 11.5684 | 11.9952 | 13.2127 | 14.4576 | 15.5841 | 16.7496 | 17.8472 | 18.8585 | 19.9095 | 20.9261 | 22.087 | 23.3753 | 24.5418 | 25.5126 | 26.5722 | 27.5561 | 27.9933 | 27.8982 | 27.9258 | 27.9805 | 27.9322 | 27.9036 | 27.8576
Hutton End & Skelton C |  | 8.9945 | 8.7621 | 8.6897 | 8.8841 | 9.0398 | 9.2035 | 9.283 | 9.4891 | 9.6631 | 9.7794 | 9.9042 | 10.1619 | 10.4107 | 10.6609 | 10.9467 | 11.1892 | 11.4761 | 11.8053 | 12.2269 | 12.6487 | 13.0866 | 13.331 | 13.4302 | 13.4658 | 13.5214 | 13.5121 | 13.5157 | 13.5615 | 13.5811 | 13.5497 | 13.5561 | 13.511 |  | 8.9945 | 8.79 | 8.6869 | 8.762 | 8.8339 | 8.916 | 8.9604 | 9.1066 | 9.2372 | 9.2654 | 9.4411 | 9.6062 | 9.6339 | 9.7254 | 9.8135 | 9.9204 | 10.169 | 10.4828 | 10.8082 | 11.1217 | 11.5014 | 11.9327 | 12.32 | 12.7074 | 13.1038 | 13.1138 | 13.1345 | 13.1782 | 13.2356 | 13.1827 | 13.1909 | 13.1839 |  | 8.9945 | 8.7608 | 8.6695 | 8.8393 | 8.9722 | 9.1117 | 9.1597 | 9.331 | 9.4633 | 9.5417 | 9.6312 | 9.8327 | 10.024 | 10.2757 | 10.5357 | 10.7638 | 10.9924 | 11.2609 | 11.6224 | 11.9856 | 12.3693 | 12.5634 | 12.6207 | 12.6154 | 12.6287 | 12.5828 | 12.548 | 12.5516 | 12.538 | 12.4604 | 12.424 | 12.3885 |  | 8.9945 | 8.7611 | 8.6716 | 8.8472 | 8.9829 | 9.1258 | 9.1853 | 9.3881 | 9.615 | 9.7855 | 9.9479 | 10.1931 | 10.4248 | 10.5641 | 10.7999 | 11.0345 | 11.3792 | 11.8106 | 12.1282 | 12.4342 | 12.719 | 12.9697 | 13.0388 | 13.1227 | 13.1992 | 13.228 | 13.2388 | 13.3146 | 13.3161 | 13.3389 | 13.3981 | 13.3542 |  | 8.9945 | 8.75 | 8.6495 | 8.8142 | 8.9412 | 9.0972 | 9.2299 | 9.4904 | 9.725 | 9.9071 | 10.0869 | 10.4174 | 10.7414 | 11.0779 | 11.4693 | 11.7818 | 12.119 | 12.5294 | 12.8328 | 13.1327 | 13.3016 | 13.4139 | 13.4825 | 13.5813 | 13.6731 | 13.8294 | 13.7897 | 13.8188 | 13.7667 | 13.743 | 13.7093 | 13.675
Hyde |  | 15.8279 | 15.5813 | 15.4199 | 15.5598 | 15.795 | 15.947 | 16.2217 | 16.5379 | 16.8342 | 17.1232 | 17.5264 | 18.0483 | 18.3694 | 18.7095 | 19.036 | 19.308 | 19.7688 | 20.2711 | 20.7121 | 21.1863 | 21.5387 | 21.903 | 22.1927 | 22.4367 | 22.6798 | 22.8925 | 23.0962 | 23.2443 | 23.4677 | 23.6236 | 23.7425 | 23.7293 |  | 15.8279 | 15.6642 | 15.5561 | 15.6675 | 15.8718 | 15.9905 | 16.232 | 16.5337 | 16.8227 | 17.1153 | 17.5295 | 18.0085 | 18.1883 | 18.43 | 18.6813 | 18.9075 | 19.111 | 19.3992 | 19.6721 | 19.9385 | 20.2202 | 20.5318 | 20.8063 | 21.0319 | 21.2531 | 21.4141 | 21.5722 | 21.661 | 21.8026 | 21.8591 | 21.8576 | 21.9353 |  | 15.8279 | 15.5798 | 15.3861 | 15.4866 | 15.6835 | 15.7942 | 16.012 | 16.2706 | 16.4976 | 16.7178 | 17.0498 | 17.4676 | 17.7091 | 17.9954 | 18.2783 | 18.5212 | 18.7496 | 19.0252 | 19.2551 | 19.4695 | 19.648 | 19.7904 | 19.894 | 19.9597 | 20.0369 | 20.1104 | 20.0889 | 20.077 | 20.1298 | 20.1011 | 20.0623 | 20.0535 |  | 15.8279 | 15.5841 | 15.4052 | 15.5163 | 15.7109 | 15.8091 | 15.9993 | 16.2447 | 16.484 | 16.6827 | 16.9672 | 17.3084 | 17.4577 | 17.663 | 17.8638 | 18.2295 | 19.4529 | 20.7526 | 21.9738 | 23.1323 | 24.3344 | 25.6887 | 26.8734 | 28.0492 | 29.1991 | 30.2773 | 31.297 | 32.2858 | 33.3193 | 34.2407 | 34.7505 | 34.6798 |  | 15.8279 | 15.4911 | 15.2228 | 15.2442 | 15.3691 | 15.3962 | 15.5616 | 15.7717 | 15.9519 | 16.1009 | 16.5862 | 18.0411 | 19.3347 | 20.6573 | 21.9904 | 23.2201 | 24.3625 | 25.604 | 26.7561 | 27.9925 | 29.3422 | 30.6167 | 31.7066 | 32.8379 | 33.9495 | 34.3801 | 34.3548 | 34.2998 | 34.3516 | 34.262 | 34.1585 | 34.1039
Hyndburn Rd |  | 10.591 | 10.2816 | 10.064 | 10.1731 | 10.2633 | 10.3637 | 10.4862 | 10.6066 | 10.7292 | 10.8442 | 10.9853 | 11.1443 | 11.2518 | 11.3294 | 11.41 | 11.4772 | 11.7076 | 11.9282 | 12.1353 | 12.3434 | 12.5071 | 12.6764 | 12.8701 | 12.9944 | 13.1113 | 13.2278 | 13.3706 | 13.4516 | 13.554 | 13.6533 | 13.7542 | 13.7163 |  | 10.591 | 10.3421 | 10.169 | 10.2352 | 10.289 | 10.3603 | 10.4612 | 10.5798 | 10.7384 | 10.9553 | 11.2426 | 11.5542 | 11.5945 | 11.6215 | 11.6507 | 11.6839 | 11.713 | 11.7635 | 11.8025 | 11.8142 | 11.8626 | 11.912 | 11.924 | 11.951 | 11.988 | 11.9803 | 11.9969 | 12.0041 | 11.9983 | 11.9923 | 11.988 | 11.9696 |  | 10.591 | 10.2813 | 10.0489 | 10.1414 | 10.2154 | 10.2976 | 10.3958 | 10.4938 | 10.5898 | 10.6775 | 10.7901 | 10.9087 | 10.984 | 11.0384 | 11.0996 | 11.1534 | 11.2207 | 11.2826 | 11.3301 | 11.3747 | 11.3968 | 11.4268 | 11.4827 | 11.4789 | 11.47 | 11.4624 | 11.4767 | 11.4377 | 11.4172 | 11.3948 | 11.3727 | 11.3451 |  | 10.591 | 10.2824 | 10.047 | 10.1366 | 10.2062 | 10.2855 | 10.3844 | 10.4791 | 10.5745 | 10.6603 | 10.7674 | 10.8832 | 10.9562 | 11.0006 | 11.0514 | 11.1827 | 11.7046 | 12.2191 | 12.7162 | 13.2064 | 13.6339 | 14.0473 | 14.4883 | 14.9147 | 15.3188 | 15.722 | 16.1355 | 16.4848 | 16.8439 | 17.1862 | 17.3636 | 17.2173 |  | 10.591 | 10.2438 | 9.9704 | 10.0215 | 10.0592 | 10.1178 | 10.187 | 10.2732 | 10.3614 | 10.4544 | 10.6673 | 11.288 | 11.9023 | 12.4643 | 13.0193 | 13.5476 | 14.0603 | 14.5659 | 15.0539 | 15.569 | 16.0974 | 16.6078 | 17.0312 | 17.4525 | 17.8457 | 18.0106 | 17.883 | 17.7517 | 17.6211 | 17.4869 | 17.3499 | 17.2261
India St |  | 9.5349 | 9.3684 | 9.3836 | 9.6061 | 9.733 | 9.9483 | 10.1215 | 10.2781 | 10.5268 | 10.7793 | 11.0817 | 11.4051 | 11.7254 | 11.9851 | 12.1947 | 12.4018 | 12.7468 | 13.0792 | 13.3852 | 13.677 | 13.9208 | 14.1383 | 14.316 | 14.4454 | 14.5764 | 14.6982 | 14.7842 | 14.8429 | 15.0748 | 14.9811 | 15.0151 | 15.0065 |  | 9.5349 | 9.4133 | 9.3925 | 9.5318 | 9.6295 | 9.7917 | 9.9216 | 10.0512 | 10.2596 | 10.4838 | 10.7581 | 11.0026 | 11.2065 | 11.3851 | 11.5238 | 11.6906 | 11.9147 | 12.1053 | 12.2908 | 12.5347 | 12.7482 | 12.9438 | 13.1933 | 13.3537 | 13.5051 | 13.638 | 13.7426 | 13.8115 | 14.0173 | 13.9083 | 13.898 | 13.9684 |  | 9.5349 | 9.3673 | 9.3577 | 9.5547 | 9.6545 | 9.8285 | 9.9571 | 10.067 | 10.2599 | 10.4555 | 10.7003 | 10.9403 | 11.1909 | 11.4063 | 11.57 | 11.7486 | 11.9901 | 12.1683 | 12.3141 | 12.4952 | 12.6306 | 12.7137 | 12.7889 | 12.822 | 12.8559 | 12.8819 | 12.8728 | 12.8374 | 12.9489 | 12.7815 | 12.7389 | 12.7216 |  | 9.5349 | 9.3715 | 9.3776 | 9.5852 | 9.6869 | 9.8569 | 9.967 | 10.0491 | 10.2298 | 10.3867 | 10.5669 | 10.7126 | 10.905 | 11.051 | 11.1447 | 11.4467 | 12.5067 | 13.5133 | 14.4712 | 15.4592 | 16.5723 | 17.5972 | 18.5448 | 19.4679 | 20.3697 | 21.2034 | 21.9753 | 22.8997 | 23.6583 | 24.2332 | 24.6761 | 24.5876 |  | 9.5349 | 9.3091 | 9.2593 | 9.4041 | 9.4616 | 9.5924 | 9.6843 | 9.7586 | 9.8864 | 10.0118 | 10.3769 | 11.4249 | 12.5428 | 13.5741 | 14.5687 | 15.5437 | 16.5451 | 17.4787 | 18.521 | 19.6173 | 20.7345 | 21.6749 | 22.5401 | 23.4194 | 24.2829 | 24.6561 | 24.5996 | 24.5804 | 24.6994 | 24.4693 | 24.4003 | 24.3168
Ingleton |  | 2.2749 | 2.2149 | 2.1544 | 2.2277 | 2.2665 | 2.3032 | 2.3767 | 2.4326 | 2.4967 | 2.5403 | 2.6316 | 2.737 | 2.7943 | 2.8797 | 2.9538 | 3.0219 | 3.1134 | 3.2312 | 3.3411 | 3.4548 | 3.5711 | 3.6531 | 3.7115 | 3.7576 | 3.8063 | 3.8476 | 3.8823 | 3.9246 | 3.9561 | 3.9957 | 4.0319 | 4.0343 |  | 2.2749 | 2.2322 | 2.1856 | 2.2489 | 2.2798 | 2.3108 | 2.3817 | 2.441 | 2.5125 | 2.5688 | 2.6712 | 2.766 | 2.777 | 2.8184 | 2.8511 | 2.8888 | 2.9444 | 3.0292 | 3.0957 | 3.1632 | 3.2424 | 3.3284 | 3.4072 | 3.4843 | 3.5615 | 3.5793 | 3.5921 | 3.6071 | 3.6124 | 3.6215 | 3.6241 | 3.6299 |  | 2.2749 | 2.2147 | 2.1502 | 2.2186 | 2.2527 | 2.2842 | 2.3504 | 2.3994 | 2.4549 | 2.4901 | 2.5722 | 2.6652 | 2.7128 | 2.7909 | 2.859 | 2.9231 | 2.9794 | 3.0609 | 3.1355 | 3.2139 | 3.2959 | 3.3443 | 3.3705 | 3.3849 | 3.4015 | 3.4115 | 3.4151 | 3.4254 | 3.4258 | 3.4332 | 3.4372 | 3.4407 |  | 2.2749 | 2.216 | 2.1518 | 2.2204 | 2.2535 | 2.2839 | 2.349 | 2.4033 | 2.4869 | 2.5483 | 2.6468 | 2.7321 | 2.7771 | 2.8478 | 2.9071 | 2.9848 | 3.1582 | 3.3593 | 3.5289 | 3.6887 | 3.8504 | 3.9981 | 4.1141 | 4.2242 | 4.3357 | 4.4385 | 4.5352 | 4.6351 | 4.7273 | 4.8492 | 4.9344 | 4.9239 |  | 2.2749 | 2.2033 | 2.1267 | 2.1822 | 2.2045 | 2.2317 | 2.3171 | 2.3847 | 2.4601 | 2.5149 | 2.6318 | 2.8449 | 3.0212 | 3.2249 | 3.4128 | 3.5924 | 3.7577 | 3.9524 | 4.1129 | 4.2653 | 4.4032 | 4.5206 | 4.6283 | 4.7359 | 4.8457 | 4.87 | 4.8676 | 4.8718 | 4.8671 | 4.8646 | 4.8641 | 4.8583
Irlam |  | 16.4303 | 16.4009 | 16.5197 | 17.1309 | 17.5197 | 18.1503 | 18.3723 | 18.3916 | 18.8723 | 19.462 | 20.0874 | 20.7686 | 21.2784 | 21.833 | 22.3437 | 22.743 | 23.4358 | 24.186 | 24.7462 | 25.3529 | 25.9057 | 26.3404 | 26.7561 | 27.0721 | 27.4524 | 27.7383 | 28.1618 | 28.4072 | 28.7641 | 28.9048 | 29.3185 | 29.285 |  | 16.4303 | 16.4565 | 16.3963 | 16.735 | 17.0167 | 17.5349 | 17.7262 | 17.699 | 18.1202 | 18.6154 | 19.1907 | 19.7814 | 20.1107 | 20.5449 | 20.9681 | 21.3226 | 21.7143 | 22.1971 | 22.5809 | 23.0306 | 23.4633 | 23.822 | 24.1713 | 24.4177 | 24.7206 | 24.8968 | 25.2069 | 25.2966 | 25.4913 | 25.4131 | 25.5336 | 25.5731 |  | 16.4303 | 16.399 | 16.4782 | 17.0408 | 17.3824 | 17.9719 | 18.1117 | 18.0678 | 18.4637 | 18.9669 | 19.5055 | 20.0376 | 20.4746 | 20.8833 | 21.336 | 21.7037 | 22.1496 | 22.6343 | 22.9378 | 23.2669 | 23.5701 | 23.7529 | 23.9419 | 24.044 | 24.2091 | 24.2832 | 24.4881 | 24.5027 | 24.6534 | 24.5897 | 24.7526 | 24.7425 |  | 16.4303 | 16.4151 | 16.5182 | 17.1024 | 17.4411 | 18.0508 | 18.135 | 18.046 | 18.4028 | 18.9331 | 19.3875 | 19.7141 | 20.0639 | 20.3321 | 20.6428 | 21.1009 | 22.6241 | 24.322 | 25.934 | 27.5125 | 29.0451 | 30.3461 | 31.7319 | 32.9571 | 34.1803 | 35.3465 | 37.2194 | 37.6614 | 38.7912 | 39.7765 | 40.5574 | 40.636 |  | 16.4303 | 16.3335 | 16.3588 | 16.858 | 17.1424 | 17.7077 | 17.7075 | 17.6129 | 17.9622 | 18.4578 | 19.1075 | 20.5138 | 22.0095 | 23.3584 | 24.6645 | 26.3249 | 28.0485 | 29.5996 | 31.1529 | 32.6994 | 34.1516 | 35.5161 | 36.6925 | 37.9225 | 39.1303 | 39.7069 | 40.5572 | 40.0148 | 40.1909 | 40.1074 | 40.3316 | 40.3714
James St |  | 17.4532 | 17.0904 | 16.9139 | 17.1108 | 17.4512 | 17.884 | 18.2763 | 18.4681 | 18.9627 | 19.3379 | 19.7453 | 20.099 | 20.5667 | 20.9449 | 21.1513 | 21.523 | 22.2545 | 22.9674 | 23.6388 | 24.3539 | 24.9422 | 25.4482 | 26.0265 | 26.5082 | 26.9247 | 27.3061 | 27.708 | 28.0455 | 28.4143 | 28.7821 | 29.0943 | 28.9872 |  | 17.4532 | 17.1804 | 17.0208 | 17.0543 | 17.2618 | 17.5705 | 17.8419 | 17.9575 | 18.3849 | 18.7325 | 19.18 | 19.5873 | 19.8704 | 20.1013 | 20.1826 | 20.4414 | 20.6161 | 20.7838 | 20.9485 | 21.2 | 21.3509 | 21.4853 | 21.6804 | 21.8079 | 21.911 | 21.9542 | 22.0895 | 22.0983 | 22.1955 | 22.144 | 22.0974 | 22.0569 |  | 17.4532 | 17.0882 | 16.8585 | 16.9948 | 17.2781 | 17.6484 | 17.9593 | 18.0805 | 18.4869 | 18.7801 | 19.1084 | 19.3582 | 19.7189 | 20.0211 | 20.1686 | 20.4912 | 20.7585 | 20.9965 | 21.1801 | 21.3924 | 21.5632 | 21.6908 | 21.8909 | 22.0149 | 22.0853 | 22.13 | 22.1871 | 22.1882 | 22.2132 | 22.2372 | 22.2126 | 22.1465 |  | 17.4532 | 17.0958 | 16.889 | 17.0537 | 17.3596 | 17.7561 | 18.1061 | 18.2558 | 18.7068 | 19.0345 | 19.3835 | 19.6605 | 20.0653 | 20.3829 | 20.5329 | 21.0165 | 22.3713 | 23.6094 | 24.8038 | 26.0339 | 27.1104 | 28.0633 | 29.0939 | 29.9828 | 30.7852 | 31.5393 | 32.319 | 33.0092 | 33.7248 | 34.4479 | 34.8618 | 34.6039 |  | 17.4532 | 17.0392 | 16.776 | 16.8853 | 17.1432 | 17.4986 | 17.8281 | 17.9616 | 18.3977 | 18.7208 | 19.2149 | 20.4633 | 21.8947 | 23.2989 | 24.6044 | 26.0308 | 27.3469 | 28.5253 | 29.6768 | 30.8825 | 31.941 | 32.8553 | 33.867 | 34.7497 | 35.5325 | 35.9337 | 35.8234 | 35.7101 | 35.5324 | 35.3731 | 35.1834 | 34.9789
Kay St |  | 9.2026 | 9.045 | 9.0478 | 9.2166 | 9.3516 | 9.4859 | 9.6861 | 9.8984 | 10.1526 | 10.4022 | 10.6912 | 11.0557 | 11.3931 | 11.6769 | 11.9433 | 12.1655 | 12.4937 | 12.7781 | 13.0299 | 13.2499 | 13.4446 | 13.6164 | 13.6941 | 13.767 | 13.8156 | 13.8642 | 13.8686 | 13.8739 | 13.871 | 13.8645 | 13.856 | 13.7872 |  | 9.2026 | 9.0923 | 9.0812 | 9.1848 | 9.2865 | 9.3777 | 9.5101 | 9.678 | 9.8873 | 10.1011 | 10.3598 | 10.6452 | 10.8277 | 10.9855 | 11.1555 | 11.3198 | 11.4981 | 11.691 | 11.8922 | 12.1202 | 12.3585 | 12.6637 | 12.8731 | 13.0595 | 13.2147 | 13.3676 | 13.4831 | 13.5824 | 13.6603 | 13.7188 | 13.754 | 13.7955 |  | 9.2026 | 9.0434 | 9.0208 | 9.1563 | 9.26 | 9.3528 | 9.4979 | 9.6559 | 9.8421 | 10.0256 | 10.2489 | 10.5123 | 10.732 | 10.9207 | 11.1025 | 11.2822 | 11.5322 | 11.7381 | 11.9101 | 12.0488 | 12.1755 | 12.2836 | 12.3154 | 12.3453 | 12.3526 | 12.3604 | 12.3245 | 12.2852 | 12.2368 | 12.1844 | 12.1258 | 12.0743 |  | 9.2026 | 9.046 | 9.0389 | 9.1889 | 9.2954 | 9.3829 | 9.5093 | 9.6403 | 9.7983 | 9.9282 | 10.0711 | 10.2348 | 10.3981 | 10.516 | 10.6216 | 10.9331 | 12.0084 | 13.0807 | 14.2633 | 15.5238 | 16.8127 | 17.9257 | 18.9572 | 20.0351 | 20.9033 | 21.7075 | 22.5878 | 23.3969 | 24.1977 | 24.9734 | 25.4324 | 25.3023 |  | 9.2026 | 8.9902 | 8.9292 | 9.0257 | 9.0917 | 9.1468 | 9.2499 | 9.3502 | 9.4741 | 9.5755 | 9.9356 | 11.0694 | 12.2417 | 13.3249 | 14.4052 | 15.4352 | 16.4313 | 17.4713 | 18.7124 | 19.8765 | 21.1249 | 22.1533 | 23.1094 | 24.1251 | 24.9228 | 25.1565 | 25.1497 | 25.0582 | 25.0151 | 24.9275 | 24.8583 | 24.7342
Kendal |  | 18.8042 | 18.6451 | 18.5522 | 18.6721 | 18.8781 | 19.2384 | 19.5481 | 19.7975 | 20.2527 | 20.6658 | 21.1793 | 21.83 | 22.3863 | 22.894 | 23.3602 | 23.7635 | 24.482 | 25.1177 | 25.7899 | 26.4703 | 27.0688 | 27.4935 | 27.8606 | 28.0993 | 28.3051 | 28.4726 | 28.6435 | 28.7741 | 29.0868 | 29.0193 | 29.1341 | 28.9656 |  | 18.8042 | 18.7389 | 18.6741 | 18.737 | 18.9093 | 19.2348 | 19.5045 | 19.7356 | 20.177 | 20.5913 | 21.0957 | 21.6455 | 21.8977 | 22.1933 | 22.5184 | 22.8138 | 23.2302 | 23.6845 | 24.1642 | 24.5851 | 25.0785 | 25.6298 | 26.1046 | 26.5538 | 26.9589 | 27.1505 | 27.2309 | 27.3679 | 27.5598 | 27.4471 | 27.4392 | 27.4801 |  | 18.8042 | 18.6427 | 18.5032 | 18.5659 | 18.7174 | 19.0168 | 19.2453 | 19.4141 | 19.7675 | 20.0806 | 20.4935 | 20.9417 | 21.4183 | 21.8176 | 22.1652 | 22.5316 | 22.993 | 23.3694 | 23.7942 | 24.1637 | 24.513 | 24.7157 | 24.8604 | 24.9273 | 24.9293 | 24.9539 | 24.9009 | 24.866 | 24.9548 | 24.7365 | 24.6686 | 24.6185 |  | 18.8042 | 18.645 | 18.5296 | 18.6129 | 18.7665 | 19.054 | 19.2514 | 19.3963 | 19.7913 | 20.1071 | 20.4645 | 20.7603 | 21.1485 | 21.4319 | 21.6569 | 22.12 | 23.5998 | 25.0384 | 26.5791 | 28.3901 | 30.0185 | 31.5395 | 32.9424 | 34.229 | 35.425 | 36.5392 | 37.7189 | 38.7797 | 40.0143 | 40.9258 | 41.4861 | 41.3966 |  | 18.8042 | 18.549 | 18.3407 | 18.3322 | 18.4136 | 18.6441 | 18.8763 | 19.0286 | 19.3531 | 19.6076 | 20.1607 | 21.6471 | 23.2561 | 24.692 | 26.0642 | 27.476 | 28.858 | 30.48 | 32.1479 | 33.8193 | 35.3039 | 36.6498 | 37.957 | 39.1878 | 40.3269 | 40.9997 | 40.9556 | 40.9782 | 40.9852 | 40.9317 | 40.9109 | 40.833
Keswick |  | 10.7086 | 10.4126 | 10.2939 | 10.5725 | 10.699 | 10.8492 | 10.9917 | 11.186 | 11.3741 | 11.4907 | 11.7109 | 11.9672 | 12.1619 | 12.3337 | 12.5312 | 12.6847 | 13.0399 | 13.4467 | 13.819 | 14.1942 | 14.5206 | 14.8268 | 15.0658 | 15.2811 | 15.5083 | 15.7383 | 15.9411 | 16.0732 | 16.2486 | 16.4371 | 16.5765 | 16.57 |  | 10.7086 | 10.4646 | 10.3497 | 10.5444 | 10.6217 | 10.7233 | 10.8263 | 11.0057 | 11.1923 | 11.7254 | 12.3683 | 13.0287 | 13.1068 | 13.1984 | 13.2688 | 13.3309 | 13.436 | 13.5406 | 13.645 | 13.7424 | 13.9027 | 13.9428 | 14.0149 | 14.1277 | 14.1844 | 14.2251 | 14.2352 | 14.2694 | 14.2796 | 14.3078 | 14.3636 | 14.3668 |  | 10.7086 | 10.4117 | 10.2659 | 10.5135 | 10.6116 | 10.7313 | 10.8344 | 10.9927 | 11.1398 | 11.2191 | 11.4014 | 11.6081 | 11.7555 | 11.8937 | 12.0609 | 12.1938 | 12.3223 | 12.5007 | 12.6497 | 12.8031 | 12.9194 | 13.0162 | 13.0591 | 13.0826 | 13.1176 | 13.1562 | 13.1703 | 13.1284 | 13.1212 | 13.1193 | 13.0903 | 13.0953 |  | 10.7086 | 10.4149 | 10.2797 | 10.5395 | 10.6458 | 10.7746 | 10.8925 | 11.0693 | 11.267 | 11.3901 | 11.5996 | 11.8051 | 11.9647 | 12.0994 | 12.2591 | 12.4453 | 13.2034 | 14.0632 | 14.8672 | 15.636 | 16.376 | 17.0599 | 17.6485 | 18.2203 | 18.7677 | 19.2814 | 19.7574 | 20.2433 | 20.6949 | 21.14 | 21.4662 | 21.3741 |  | 10.7086 | 10.3899 | 10.2296 | 10.4626 | 10.5452 | 10.6647 | 10.8103 | 11.0045 | 11.1934 | 11.3114 | 11.5829 | 12.2948 | 12.9683 | 13.8134 | 14.6582 | 15.4551 | 16.2341 | 17.0308 | 17.7746 | 18.4863 | 19.1502 | 19.7442 | 20.2777 | 20.8178 | 21.3352 | 21.6789 | 21.6048 | 21.5682 | 21.5013 | 21.4471 | 21.4041 | 21.3381
Kingsway |  | 4.8356 | 4.6679 | 4.7485 | 4.9697 | 4.9869 | 5.0218 | 5.0703 | 5.1065 | 5.1132 | 5.1633 | 5.181 | 5.1555 | 5.1942 | 5.1664 | 5.1822 | 5.1701 | 5.1869 | 5.1971 | 5.1935 | 5.2038 | 5.2115 | 5.21 | 5.2128 | 5.2199 | 5.221 | 5.2151 | 5.2163 | 5.217 | 5.2111 | 5.2175 | 5.2397 | 5.212 |  | 4.8356 | 4.6815 | 4.6934 | 4.7917 | 4.7675 | 4.7693 | 4.789 | 4.8025 | 4.7939 | 4.8304 | 4.842 | 4.8186 | 4.8474 | 4.8156 | 4.8245 | 4.8082 | 4.8123 | 4.8108 | 4.7973 | 4.7971 | 4.7949 | 4.785 | 4.7794 | 4.7779 | 4.7714 | 4.7589 | 4.7531 | 4.747 | 4.7354 | 4.7332 | 4.7269 | 4.718 |  | 4.8356 | 4.6679 | 4.748 | 4.9687 | 4.9854 | 5.0198 | 5.0675 | 5.1031 | 5.1091 | 5.1585 | 5.1754 | 5.1491 | 5.1871 | 5.1589 | 5.1742 | 5.1618 | 5.1711 | 5.1739 | 5.163 | 5.166 | 5.1665 | 5.1579 | 5.1536 | 5.1537 | 5.1478 | 5.1352 | 5.1295 | 5.1233 | 5.1106 | 5.1081 | 5.1009 | 5.0904 |  | 4.8356 | 4.668 | 4.7378 | 4.948 | 4.9542 | 4.9779 | 5.0151 | 5.0396 | 5.0345 | 5.0715 | 5.0762 | 5.0382 | 5.0623 | 5.0218 | 5.0234 | 4.9979 | 4.9999 | 4.9954 | 4.9776 | 4.9728 | 4.9654 | 4.949 | 4.9365 | 4.9278 | 4.9134 | 4.8922 | 4.8775 | 4.8621 | 4.8405 | 4.8311 | 4.8353 | 4.7934 |  | 4.8356 | 4.6672 | 4.7361 | 4.9453 | 4.9505 | 4.9768 | 5.0199 | 5.0532 | 5.0599 | 5.1118 | 5.134 | 5.1229 | 5.1761 | 5.1624 | 5.1912 | 5.1912 | 5.2121 | 5.2256 | 5.2246 | 5.237 | 5.2462 | 5.2455 | 5.2485 | 5.2571 | 5.2591 | 5.2733 | 5.2614 | 5.2513 | 5.2343 | 5.2223 | 5.2235 | 5.1925
Kinkry Hill |  | 0.72455 | 0.71099 | 0.70263 | 0.71427 | 0.72938 | 0.74961 | 0.76255 | 0.78108 | 0.80202 | 0.82116 | 0.84571 | 0.88916 | 0.93037 | 0.96825 | 1.0037 | 1.0391 | 1.0811 | 1.1211 | 1.1781 | 1.2423 | 1.301 | 1.333 | 1.3537 | 1.3604 | 1.366 | 1.3698 | 1.372 | 1.3756 | 1.3822 | 1.3794 | 1.3806 | 1.374 |  | 0.72455 | 0.71548 | 0.71058 | 0.72311 | 0.74387 | 0.76326 | 0.78233 | 0.80871 | 0.83753 | 0.86721 | 0.90112 | 0.94192 | 0.94973 | 0.95682 | 0.96649 | 0.97953 | 1.006 | 1.0353 | 1.0692 | 1.1042 | 1.1405 | 1.1849 | 1.2404 | 1.2934 | 1.3441 | 1.3511 | 1.3576 | 1.3629 | 1.3729 | 1.373 | 1.3762 | 1.3755 |  | 0.72455 | 0.71086 | 0.70036 | 0.7093 | 0.72257 | 0.73935 | 0.74868 | 0.76504 | 0.78171 | 0.7968 | 0.81741 | 0.85439 | 0.88686 | 0.92093 | 0.95336 | 0.98695 | 1.0207 | 1.0526 | 1.1015 | 1.1573 | 1.2086 | 1.2338 | 1.2481 | 1.2488 | 1.2487 | 1.2469 | 1.2435 | 1.2413 | 1.2415 | 1.2333 | 1.2284 | 1.2233 |  | 0.72455 | 0.71102 | 0.7012 | 0.71064 | 0.72334 | 0.73935 | 0.74743 | 0.76612 | 0.80058 | 0.83515 | 0.86855 | 0.90129 | 0.9353 | 0.96471 | 0.99175 | 1.0197 | 1.0579 | 1.0962 | 1.1322 | 1.1666 | 1.1971 | 1.2217 | 1.2293 | 1.2318 | 1.2338 | 1.2346 | 1.2424 | 1.2539 | 1.2626 | 1.2716 | 1.2896 | 1.2884 |  | 0.72455 | 0.7093 | 0.69769 | 0.70526 | 0.71536 | 0.73606 | 0.76516 | 0.79596 | 0.83082 | 0.86318 | 0.89523 | 0.93795 | 0.98462 | 1.0263 | 1.0647 | 1.1031 | 1.1399 | 1.1744 | 1.2083 | 1.2417 | 1.2557 | 1.2607 | 1.2674 | 1.271 | 1.2741 | 1.299 | 1.2985 | 1.3001 | 1.2981 | 1.2977 | 1.2973 | 1.2962
Kirkby Lonsdale |  | 6.7501 | 6.5376 | 6.4704 | 6.739 | 6.7921 | 6.8445 | 6.9974 | 7.0996 | 7.2324 | 7.3121 | 7.465 | 7.6686 | 7.8316 | 8.0284 | 8.1962 | 8.326 | 8.5243 | 8.7448 | 8.9689 | 9.1826 | 9.4028 | 9.546 | 9.6368 | 9.71 | 9.7887 | 9.8276 | 9.8408 | 9.908 | 9.915 | 9.9503 | 10.0101 | 9.9623 |  | 6.7501 | 6.5738 | 6.4646 | 6.6287 | 6.6449 | 6.665 | 6.7852 | 6.8417 | 6.9543 | 7.0167 | 7.1555 | 7.2955 | 7.3383 | 7.4023 | 7.4656 | 7.5367 | 7.6584 | 7.8073 | 7.9638 | 8.1128 | 8.2902 | 8.4884 | 8.6578 | 8.8232 | 8.9936 | 9.0445 | 9.0543 | 9.0958 | 9.0884 | 9.1065 | 9.1176 | 9.1179 |  | 6.7501 | 6.5368 | 6.456 | 6.7075 | 6.7454 | 6.782 | 6.9128 | 6.9676 | 7.0756 | 7.1125 | 7.2343 | 7.3936 | 7.5118 | 7.6759 | 7.8166 | 7.9293 | 8.0622 | 8.2155 | 8.3732 | 8.5206 | 8.6795 | 8.7657 | 8.8067 | 8.8324 | 8.864 | 8.8568 | 8.8287 | 8.8516 | 8.8099 | 8.7966 | 8.8043 | 8.7642 |  | 6.7501 | 6.5376 | 6.4574 | 6.7115 | 6.7496 | 6.7863 | 6.9214 | 7.015 | 7.1781 | 7.2867 | 7.453 | 7.6283 | 7.77 | 7.9419 | 8.0846 | 8.2224 | 8.5353 | 8.885 | 9.2015 | 9.4693 | 9.7516 | 9.9905 | 10.153 | 10.3165 | 10.4838 | 10.651 | 10.8045 | 10.9715 | 11.112 | 11.2533 | 11.3554 | 11.3027 |  | 6.7501 | 6.5168 | 6.4164 | 6.6493 | 6.6702 | 6.7035 | 6.8947 | 7.0367 | 7.1989 | 7.3102 | 7.5177 | 7.9155 | 8.2824 | 8.6675 | 9.027 | 9.3472 | 9.6502 | 9.9797 | 10.2804 | 10.5318 | 10.7722 | 10.958 | 11.1073 | 11.2935 | 11.4825 | 11.5853 | 11.5451 | 11.5281 | 11.4859 | 11.4509 | 11.4288 | 11.3845
Kirkby Moor |  | 1.8282 | 1.7232 | 1.7071 | 1.7359 | 1.7216 | 1.7701 | 1.8079 | 1.8243 | 1.8846 | 1.9161 | 1.9508 | 1.992 | 2.0364 | 2.0635 | 2.0742 | 2.1078 | 2.1573 | 2.1882 | 2.2223 | 2.2658 | 2.2969 | 2.317 | 2.3524 | 2.384 | 2.4242 | 2.4761 | 2.5097 | 2.5486 | 2.5792 | 2.6193 | 2.6444 | 2.6292 |  | 1.8282 | 1.7375 | 1.7337 | 1.743 | 1.7114 | 1.7698 | 1.806 | 1.8221 | 1.8951 | 1.9428 | 2.0004 | 2.0648 | 2.0886 | 2.1006 | 2.0995 | 2.126 | 2.1405 | 2.1423 | 2.1517 | 2.174 | 2.1896 | 2.2064 | 2.2394 | 2.2516 | 2.2718 | 2.2597 | 2.2734 | 2.2647 | 2.2491 | 2.2442 | 2.2561 | 2.2264 |  | 1.8282 | 1.723 | 1.7045 | 1.7298 | 1.7122 | 1.757 | 1.7882 | 1.7997 | 1.8339 | 1.8562 | 1.8819 | 1.9102 | 1.9425 | 1.9619 | 1.9668 | 1.9962 | 2.0166 | 2.0221 | 2.0381 | 2.0581 | 2.0745 | 2.0832 | 2.0949 | 2.0994 | 2.1078 | 2.1017 | 2.1042 | 2.1061 | 2.0907 | 2.0856 | 2.0777 | 2.0654 |  | 1.8282 | 1.7232 | 1.7007 | 1.7241 | 1.7057 | 1.7513 | 1.7871 | 1.8061 | 1.8481 | 1.886 | 1.9344 | 1.9812 | 2.0237 | 2.0593 | 2.0866 | 2.1226 | 2.1659 | 2.205 | 2.2342 | 2.2672 | 2.2934 | 2.3772 | 2.4995 | 2.6117 | 2.7104 | 2.8033 | 2.8997 | 2.9882 | 3.0812 | 3.1554 | 3.2145 | 3.1808 |  | 1.8282 | 1.7195 | 1.6929 | 1.712 | 1.6895 | 1.7322 | 1.7673 | 1.7866 | 1.83 | 1.8706 | 1.924 | 1.9838 | 2.0468 | 2.1015 | 2.1465 | 2.2509 | 2.3712 | 2.4881 | 2.6113 | 2.765 | 2.8969 | 3.0121 | 3.1265 | 3.2344 | 3.3278 | 3.3987 | 3.3768 | 3.351 | 3.3317 | 3.2978 | 3.2692 | 3.2396
Kirkby Stephen |  | 6.2092 | 6.1368 | 6.1418 | 6.3113 | 6.4477 | 6.5914 | 6.7732 | 6.9439 | 7.1373 | 7.3139 | 7.5562 | 7.9541 | 8.3106 | 8.6564 | 8.9906 | 9.299 | 9.7205 | 10.1594 | 10.7521 | 11.3786 | 11.9585 | 12.3515 | 12.6161 | 12.7942 | 12.9577 | 13.1038 | 13.2166 | 13.3439 | 13.4456 | 13.545 | 13.6458 | 13.6368 |  | 6.2092 | 6.1654 | 6.1714 | 6.3024 | 6.407 | 6.5238 | 6.6725 | 6.8238 | 7.0009 | 7.1768 | 7.3898 | 7.7247 | 7.8177 | 7.9174 | 8.0064 | 8.1047 | 8.3944 | 8.7263 | 9.0845 | 9.4666 | 9.8695 | 10.3366 | 10.7811 | 11.1964 | 11.5937 | 11.6902 | 11.7671 | 11.8417 | 11.8981 | 11.9533 | 11.992 | 12.0224 |  | 6.2092 | 6.1353 | 6.1138 | 6.2502 | 6.3572 | 6.47 | 6.6097 | 6.7398 | 6.8846 | 7.017 | 7.2168 | 7.5525 | 7.845 | 8.1431 | 8.4382 | 8.7203 | 9.0158 | 9.3145 | 9.7176 | 10.1584 | 10.5679 | 10.7924 | 10.9425 | 11.0212 | 11.0867 | 11.1384 | 11.1584 | 11.1885 | 11.1939 | 11.1969 | 11.1962 | 11.1976 |  | 6.2092 | 6.1381 | 6.1368 | 6.2943 | 6.4143 | 6.5356 | 6.6853 | 6.8612 | 7.1756 | 7.4618 | 7.7591 | 8.0635 | 8.3802 | 8.7834 | 9.1761 | 9.5685 | 10.1888 | 10.8244 | 11.412 | 11.9684 | 12.4812 | 12.9412 | 13.224 | 13.4699 | 13.6995 | 13.9136 | 14.1039 | 14.2938 | 14.4686 | 14.6386 | 14.8367 | 14.7834 |  | 6.2092 | 6.1239 | 6.1079 | 6.2497 | 6.3547 | 6.5035 | 6.8038 | 7.0848 | 7.3784 | 7.6441 | 7.9535 | 8.5038 | 9.1939 | 9.8573 | 10.4978 | 11.0968 | 11.6721 | 12.2474 | 12.7897 | 13.3098 | 13.6885 | 13.9912 | 14.2457 | 14.4814 | 14.7028 | 15.032 | 14.9904 | 14.9577 | 14.9071 | 14.866 | 14.8291 | 14.78
Kirkby Thore |  | 9.7444 | 9.4639 | 9.3192 | 9.3877 | 9.5602 | 9.6469 | 9.7196 | 9.9428 | 10.0814 | 10.12 | 10.2225 | 10.4682 | 10.6133 | 10.7061 | 10.8827 | 11.008 | 11.162 | 11.3049 | 11.5062 | 11.7025 | 11.8458 | 11.9698 | 12.0716 | 12.0964 | 12.1167 | 12.1426 | 12.1556 | 12.1308 | 12.1416 | 12.1659 | 12.1208 | 12.0938 |  | 9.7444 | 9.5109 | 9.3965 | 9.4026 | 9.5249 | 9.5719 | 9.6118 | 9.8153 | 9.9455 | 9.9906 | 10.1005 | 10.3092 | 10.3578 | 10.369 | 10.4707 | 10.5468 | 10.6363 | 10.7316 | 10.871 | 11.007 | 11.1168 | 11.2917 | 11.4722 | 11.5964 | 11.7112 | 11.7339 | 11.7445 | 11.7103 | 11.7106 | 11.7196 | 11.6568 | 11.6655 |  | 9.7444 | 9.4632 | 9.3057 | 9.3585 | 9.5158 | 9.5864 | 9.6375 | 9.8374 | 9.9486 | 9.9617 | 10.0385 | 10.2444 | 10.3568 | 10.4293 | 10.5877 | 10.7029 | 10.7943 | 10.8751 | 11.0132 | 11.1464 | 11.2335 | 11.3016 | 11.3507 | 11.3272 | 11.2999 | 11.2786 | 11.2447 | 11.1754 | 11.1386 | 11.1142 | 11.0255 | 11.0048 |  | 9.7444 | 9.4629 | 9.2947 | 9.3335 | 9.47 | 9.5131 | 9.5299 | 9.7039 | 9.8263 | 9.8426 | 9.9021 | 10.0498 | 10.1249 | 10.1519 | 10.2605 | 10.3465 | 10.5346 | 10.7159 | 10.9156 | 11.0921 | 11.2644 | 11.4827 | 11.6109 | 11.8107 | 11.9999 | 12.1484 | 12.3327 | 12.4746 | 12.6956 | 12.7748 | 12.8571 | 12.8014 |  | 9.7444 | 9.4382 | 9.2455 | 9.2599 | 9.3752 | 9.4134 | 9.4706 | 9.6744 | 9.7929 | 9.8107 | 9.9016 | 10.2294 | 10.4962 | 10.7116 | 11.0058 | 11.2462 | 11.4415 | 11.6436 | 11.9191 | 12.135 | 12.3491 | 12.5037 | 12.7243 | 12.9259 | 13.1174 | 13.2126 | 13.2108 | 13.1705 | 13.2144 | 13.1171 | 13.0688 | 13.0273
Kirkhall Lane |  | 10.6264 | 10.5762 | 10.5427 | 10.6737 | 10.805 | 11.0209 | 11.3177 | 11.6655 | 11.8318 | 12.1131 | 12.5349 | 13.0163 | 13.2995 | 13.6559 | 13.994 | 14.2031 | 14.5123 | 14.879 | 15.1126 | 15.3193 | 15.5809 | 15.7513 | 15.7985 | 15.9207 | 16.0621 | 16.0841 | 16.1056 | 16.1209 | 16.1871 | 16.3158 | 16.1499 | 16.1021 |  | 10.6264 | 10.6161 | 10.5992 | 10.6662 | 10.7771 | 10.9473 | 11.1195 | 11.3742 | 11.4634 | 11.7049 | 12.013 | 12.3509 | 12.4982 | 12.7621 | 13.0359 | 13.2212 | 13.4289 | 13.7273 | 13.9548 | 14.1881 | 14.5005 | 14.7998 | 14.9737 | 15.2003 | 15.4375 | 15.5568 | 15.6777 | 15.7716 | 15.8948 | 16.0534 | 15.8952 | 15.9402 |  | 10.6264 | 10.5745 | 10.5152 | 10.5996 | 10.6988 | 10.8925 | 11.1048 | 11.3879 | 11.4798 | 11.6862 | 12.0301 | 12.3923 | 12.5827 | 12.8752 | 13.162 | 13.3474 | 13.5891 | 13.8812 | 14.0447 | 14.1791 | 14.3752 | 14.4893 | 14.4995 | 14.5805 | 14.6782 | 14.6674 | 14.6521 | 14.6272 | 14.6462 | 14.7201 | 14.5251 | 14.4934 |  | 10.6264 | 10.5803 | 10.539 | 10.6455 | 10.7434 | 10.9255 | 11.1195 | 11.3654 | 11.416 | 11.5496 | 11.7874 | 12.02 | 12.1401 | 12.3424 | 12.5334 | 12.8168 | 13.7822 | 14.8096 | 15.7173 | 16.6061 | 17.5358 | 18.5032 | 19.5742 | 20.47 | 21.3992 | 22.2032 | 23.0569 | 23.9431 | 24.681 | 25.5953 | 25.9453 | 25.8924 |  | 10.6264 | 10.5185 | 10.4177 | 10.4761 | 10.5324 | 10.6526 | 10.833 | 11.0434 | 11.0627 | 11.169 | 11.593 | 12.6969 | 13.6851 | 14.7287 | 15.7859 | 16.6923 | 17.5803 | 18.5545 | 19.4083 | 20.287 | 21.4216 | 22.4015 | 23.2951 | 24.2258 | 25.0992 | 25.4747 | 25.4519 | 25.4682 | 25.5138 | 25.5407 | 25.4988 | 25.4486
Kitt Green |  | 15.7774 | 15.2297 | 14.9855 | 15.2037 | 15.3596 | 15.5239 | 15.7296 | 15.8833 | 16.0967 | 16.2798 | 16.4937 | 16.7533 | 16.9726 | 17.1591 | 17.322 | 17.4639 | 17.7439 | 18.032 | 18.2508 | 18.4682 | 18.6636 | 18.8344 | 18.9744 | 19.1062 | 19.2259 | 19.33 | 19.4113 | 19.4901 | 19.5586 | 19.6413 | 19.7275 | 19.6832 |  | 15.7774 | 15.2832 | 15.0486 | 15.1353 | 15.179 | 15.2403 | 15.3455 | 15.4143 | 15.541 | 15.6537 | 15.8093 | 15.9876 | 16.1171 | 16.242 | 16.3597 | 16.4747 | 16.5906 | 16.7441 | 16.8419 | 16.9678 | 17.093 | 17.2313 | 17.3357 | 17.4191 | 17.4888 | 17.5706 | 17.6387 | 17.6941 | 17.7277 | 17.7393 | 17.7345 | 17.7323 |  | 15.7774 | 15.2286 | 14.9621 | 15.1531 | 15.2837 | 15.4463 | 15.5893 | 15.7336 | 15.8899 | 16.0228 | 16.1841 | 16.3648 | 16.5255 | 16.6747 | 16.8075 | 16.9315 | 17.0759 | 17.2363 | 17.3086 | 17.389 | 17.4581 | 17.5067 | 17.5356 | 17.5589 | 17.5726 | 17.5738 | 17.5547 | 17.5299 | 17.4939 | 17.4565 | 17.4162 | 17.3708 |  | 15.7774 | 15.2307 | 14.9565 | 15.1319 | 15.2388 | 15.373 | 15.5315 | 15.6421 | 15.7885 | 15.8841 | 15.9914 | 16.1081 | 16.2756 | 16.4136 | 16.5356 | 16.7323 | 17.3299 | 17.9219 | 18.4894 | 19.034 | 19.5469 | 20.0577 | 20.6379 | 21.1574 | 21.6519 | 22.1415 | 22.6448 | 23.0653 | 23.5174 | 23.9479 | 24.1787 | 24.0973 |  | 15.7774 | 15.1931 | 14.8828 | 15.0222 | 15.1446 | 15.2699 | 15.4184 | 15.5368 | 15.6795 | 15.8071 | 16.0893 | 16.8299 | 17.5628 | 18.257 | 18.925 | 19.5639 | 20.1765 | 20.783 | 21.3664 | 21.9334 | 22.5871 | 23.2033 | 23.7867 | 24.3197 | 24.8281 | 25.0766 | 25.0924 | 25.0255 | 25.0039 | 24.9628 | 24.9045 | 24.8502
Knott Mill |  | 18.922 | 18.6525 | 19.8975 | 21.4702 | 21.8371 | 22.1675 | 22.5315 | 22.9216 | 23.3498 | 23.7622 | 24.2169 | 24.7587 | 25.2628 | 25.717 | 26.1526 | 26.5563 | 27.1833 | 27.8054 | 28.4134 | 28.9948 | 29.521 | 30.0077 | 30.4187 | 30.7696 | 31.1183 | 31.4457 | 31.7838 | 32.0976 | 32.4116 | 32.7375 | 33.0809 | 33.1335 |  | 18.922 | 18.7424 | 19.3914 | 20.2596 | 20.5394 | 20.8174 | 21.1305 | 21.4746 | 21.8626 | 22.2823 | 22.7115 | 23.1763 | 23.5052 | 23.8185 | 24.1357 | 24.4634 | 24.8219 | 25.1944 | 25.564 | 25.9434 | 26.3158 | 26.7075 | 27.0936 | 27.4323 | 27.7445 | 27.9507 | 28.1362 | 28.2968 | 28.4392 | 28.5833 | 28.6929 | 28.7835 |  | 18.922 | 18.6504 | 19.8615 | 21.3916 | 21.72 | 22.0101 | 22.3202 | 22.6394 | 22.9809 | 23.339 | 23.7116 | 24.1621 | 24.5762 | 24.9688 | 25.3528 | 25.7226 | 26.1211 | 26.5121 | 26.8879 | 27.2345 | 27.5382 | 27.8056 | 28.0094 | 28.1576 | 28.3032 | 28.4299 | 28.564 | 28.6722 | 28.7786 | 28.8928 | 29.0197 | 29.0784 |  | 18.922 | 18.6478 | 19.8655 | 21.4027 | 21.7265 | 22.0012 | 22.2895 | 22.6016 | 22.9708 | 23.3046 | 23.6632 | 24.059 | 24.4527 | 24.8079 | 25.1565 | 25.6502 | 26.8783 | 28.1292 | 29.3299 | 30.491 | 31.5969 | 32.6639 | 33.7262 | 34.7184 | 35.6568 | 36.5397 | 37.4239 | 38.2817 | 39.1191 | 39.984 | 40.2599 | 40.2405 |  | 18.922 | 18.5622 | 19.6967 | 21.1505 | 21.4101 | 21.6192 | 21.8725 | 22.1554 | 22.4677 | 22.7547 | 23.2462 | 24.4916 | 25.7542 | 26.8945 | 28.1318 | 29.329 | 30.4948 | 31.6791 | 32.8437 | 34.125 | 35.2958 | 36.3623 | 37.3661 | 38.3416 | 39.2854 | 39.2365 | 39.3346 | 39.404 | 39.55 | 39.6139 | 39.614 | 39.597
Lamberhead |  | 11.0877 | 10.8389 | 11.4407 | 12.386 | 12.6698 | 12.9505 | 13.2801 | 13.6213 | 14.0193 | 14.43 | 14.8766 | 15.4335 | 15.9355 | 16.3554 | 16.7372 | 17.0749 | 17.4647 | 17.827 | 18.1257 | 18.3882 | 18.6017 | 18.762 | 18.8527 | 18.9168 | 18.9554 | 18.9703 | 18.9573 | 18.9324 | 18.8992 | 18.8618 | 18.8167 | 18.7416 |  | 11.0877 | 10.873 | 11.125 | 11.6159 | 11.7755 | 11.9519 | 12.1639 | 12.3925 | 12.6707 | 12.974 | 13.3215 | 13.7031 | 14.0014 | 14.2812 | 14.56 | 14.8346 | 15.1095 | 15.4068 | 15.7145 | 16.0286 | 16.3379 | 16.6977 | 16.9819 | 17.2157 | 17.4129 | 17.5802 | 17.7183 | 17.8195 | 17.8891 | 17.9255 | 17.9243 | 17.9455 |  | 11.0877 | 10.8359 | 11.3988 | 12.2908 | 12.525 | 12.7523 | 13.0078 | 13.2671 | 13.5618 | 13.8721 | 14.2201 | 14.6208 | 14.9827 | 15.3111 | 15.6195 | 15.9134 | 16.268 | 16.5911 | 16.8479 | 17.0634 | 17.2497 | 17.3904 | 17.4801 | 17.5485 | 17.5922 | 17.6149 | 17.6068 | 17.5812 | 17.5448 | 17.5026 | 17.4458 | 17.3847 |  | 11.0877 | 10.8445 | 11.4282 | 12.3402 | 12.5745 | 12.7871 | 13.0111 | 13.2269 | 13.4712 | 13.6953 | 13.9175 | 14.1759 | 14.4758 | 14.7188 | 14.9326 | 15.2773 | 16.1436 | 17.0484 | 18.5558 | 20.0106 | 21.4027 | 22.693 | 23.9016 | 25.0481 | 26.1153 | 27.1713 | 28.2011 | 29.1979 | 30.161 | 31.1052 | 31.6765 | 31.6647 |  | 11.0877 | 10.8066 | 11.3536 | 12.2286 | 12.4347 | 12.6199 | 12.8303 | 13.0329 | 13.2649 | 13.4832 | 13.8765 | 14.8548 | 15.884 | 16.8318 | 17.9178 | 19.031 | 20.5011 | 21.9665 | 23.3872 | 24.7585 | 26.1026 | 27.3204 | 28.4478 | 29.5512 | 30.5727 | 31.0698 | 31.122 | 31.1584 | 31.231 | 31.2297 | 31.2133 | 31.2081
Lancaster |  | 18.5487 | 17.8168 | 17.5896 | 18.0301 | 18.2588 | 18.4647 | 18.8087 | 19.2344 | 19.5421 | 19.939 | 20.3879 | 20.9676 | 21.4304 | 21.8334 | 22.2985 | 22.5281 | 23.0317 | 23.5117 | 24.0119 | 24.3927 | 24.908 | 25.5227 | 25.3651 | 25.557 | 26.1088 | 25.8088 | 26.687 | 25.9797 | 25.9605 | 26.0436 | 26.1084 | 26.115 |  | 18.5487 | 17.899 | 17.6469 | 17.8905 | 17.9862 | 18.0651 | 18.2778 | 18.59 | 18.7932 | 19.0988 | 19.4589 | 19.8624 | 20.1204 | 20.3712 | 20.7098 | 20.8713 | 21.1523 | 21.4557 | 21.8142 | 22.0918 | 22.5355 | 23.1924 | 23.1515 | 23.4319 | 24.038 | 23.8164 | 24.5858 | 23.9046 | 23.8459 | 23.8539 | 23.8171 | 23.9066 |  | 18.5487 | 17.8144 | 17.5455 | 17.9328 | 18.1121 | 18.2655 | 18.5371 | 18.8876 | 19.1061 | 19.4149 | 19.7774 | 20.227 | 20.5777 | 20.9076 | 21.3104 | 21.5086 | 21.8297 | 22.1265 | 22.4409 | 22.64 | 22.9788 | 23.4102 | 23.1345 | 23.186 | 23.5673 | 23.2182 | 23.8426 | 23.0725 | 22.9266 | 22.8727 | 22.7983 | 22.8173 |  | 18.5487 | 17.8155 | 17.5484 | 17.9312 | 18.0872 | 18.2009 | 18.4131 | 18.7024 | 18.8869 | 19.128 | 19.385 | 19.6856 | 19.9481 | 20.1682 | 20.4544 | 20.7125 | 21.7782 | 22.8256 | 23.873 | 24.7817 | 25.8149 | 26.9703 | 27.3273 | 28.0359 | 29.1367 | 29.9047 | 30.7908 | 31.4544 | 30.9219 | 31.4785 | 31.4226 | 31.3915 |  | 18.5487 | 17.7409 | 17.4025 | 17.7136 | 17.8176 | 17.8903 | 18.1114 | 18.4018 | 18.5651 | 18.7964 | 19.2458 | 20.4914 | 21.709 | 22.8661 | 24.0929 | 25.059 | 26.0759 | 27.0716 | 28.079 | 28.9393 | 29.9404 | 31.0649 | 31.3208 | 32.0113 | 33.146 | 33.151 | 33.225 | 33.2969 | 31.8156 | 31.1596 | 31.0333 | 31.1148
Langley |  | 13.645 | 13.5318 | 13.8238 | 14.4155 | 14.6628 | 14.8652 | 15.2081 | 15.552 | 15.8862 | 16.3056 | 16.8208 | 17.4226 | 17.9314 | 18.3776 | 18.8088 | 19.1446 | 19.6401 | 20.0852 | 20.4913 | 20.8667 | 21.1904 | 21.4501 | 21.6525 | 21.838 | 22.0016 | 22.1384 | 22.2358 | 22.3167 | 22.402 | 22.47 | 22.5383 | 22.543 |  | 13.645 | 13.585 | 13.7093 | 14.0626 | 14.2454 | 14.388 | 14.6509 | 14.9016 | 15.1648 | 15.5061 | 15.96 | 16.358 | 16.6899 | 17.0139 | 17.3571 | 17.6515 | 17.9997 | 18.3463 | 18.7089 | 19.0778 | 19.4345 | 19.8181 | 20.1337 | 20.4101 | 20.6574 | 20.8988 | 21.1148 | 21.2868 | 21.4327 | 21.5228 | 21.5716 | 21.6887 |  | 13.645 | 13.5296 | 13.7873 | 14.3339 | 14.5388 | 14.6959 | 14.9634 | 15.2254 | 15.4705 | 15.8015 | 16.228 | 16.6949 | 17.0902 | 17.4638 | 17.8367 | 18.1418 | 18.528 | 18.8629 | 19.1571 | 19.4176 | 19.6426 | 19.8098 | 19.9354 | 20.048 | 20.1398 | 20.207 | 20.2325 | 20.2381 | 20.2456 | 20.2363 | 20.2224 | 20.2418 |  | 13.645 | 13.5414 | 13.8287 | 14.3981 | 14.6093 | 14.76 | 15.0011 | 15.2261 | 15.4377 | 15.6984 | 16.0156 | 16.3384 | 16.651 | 16.9235 | 17.1899 | 17.6585 | 19.1088 | 20.5194 | 21.8999 | 23.2406 | 24.5108 | 25.8222 | 27.2228 | 28.5422 | 29.8179 | 31.0632 | 32.2741 | 33.4585 | 34.6073 | 35.7368 | 36.3848 | 36.3704 |  | 13.645 | 13.4551 | 13.66 | 14.146 | 14.2953 | 14.3857 | 14.5926 | 14.7799 | 14.9375 | 15.1512 | 15.7176 | 17.2445 | 18.7743 | 20.2235 | 21.6924 | 23.0476 | 24.4048 | 25.7173 | 27.0047 | 28.2609 | 29.5277 | 30.9168 | 32.2113 | 33.4676 | 34.6843 | 35.1757 | 35.2312 | 35.2707 | 35.3327 | 35.3391 | 35.3446 | 35.3366
Langroyd Rd |  | 12.1182 | 11.8739 | 11.79 | 11.9161 | 12.0262 | 12.1917 | 12.3826 | 12.6013 | 12.8386 | 13.1222 | 13.4459 | 13.8707 | 14.2241 | 14.5145 | 14.7869 | 15.018 | 15.3997 | 15.7539 | 16.0985 | 16.4282 | 16.725 | 16.9721 | 17.1358 | 17.2708 | 17.3908 | 17.5278 | 17.5775 | 17.649 | 17.7111 | 17.7697 | 17.8251 | 17.7773 |  | 12.1182 | 11.94 | 11.8882 | 11.9859 | 12.0702 | 12.2046 | 12.3611 | 12.5579 | 12.7834 | 13.0553 | 13.3671 | 13.7088 | 13.9077 | 14.0846 | 14.2672 | 14.4465 | 14.6758 | 14.9138 | 15.1613 | 15.4143 | 15.6717 | 15.989 | 16.2338 | 16.4483 | 16.6415 | 16.8125 | 16.913 | 17.0178 | 17.1025 | 17.1672 | 17.2066 | 17.2582 |  | 12.1182 | 11.8724 | 11.7613 | 11.8529 | 11.9306 | 12.0606 | 12.2066 | 12.3792 | 12.5506 | 12.7494 | 12.9978 | 13.3237 | 13.5949 | 13.8325 | 14.0628 | 14.2701 | 14.5194 | 14.7415 | 14.9545 | 15.1523 | 15.3295 | 15.4609 | 15.5226 | 15.5608 | 15.5856 | 15.6264 | 15.5857 | 15.5622 | 15.5293 | 15.4933 | 15.4521 | 15.4232 |  | 12.1182 | 11.8768 | 11.7821 | 11.8867 | 11.9658 | 12.098 | 12.2449 | 12.4151 | 12.6115 | 12.8192 | 13.0272 | 13.2488 | 13.451 | 13.6014 | 13.7377 | 14.095 | 15.3653 | 16.6391 | 17.87 | 19.0531 | 20.1718 | 21.2256 | 22.1856 | 23.0707 | 24.0332 | 24.9188 | 25.9045 | 26.8164 | 27.7088 | 28.5748 | 29.0627 | 28.896 |  | 12.1182 | 11.7995 | 11.6202 | 11.6506 | 11.6845 | 11.764 | 11.8945 | 12.0381 | 12.183 | 12.3456 | 12.7778 | 14.0957 | 15.4318 | 16.6892 | 17.9209 | 19.0904 | 20.2461 | 21.3885 | 22.4921 | 23.5743 | 24.5965 | 25.5317 | 26.5289 | 27.5797 | 28.4173 | 28.6387 | 28.6383 | 28.4437 | 28.3553 | 28.2402 | 28.085 | 27.9475
Leigh |  | 5.3771 | 5.2748 | 5.4866 | 5.8268 | 5.9126 | 5.98 | 6.1123 | 6.2097 | 6.2903 | 6.3915 | 6.5304 | 6.6864 | 6.8167 | 6.9561 | 7.0864 | 7.1772 | 7.3443 | 7.5349 | 7.683 | 7.8208 | 7.9766 | 8.0965 | 8.1694 | 8.2647 | 8.3622 | 8.4244 | 8.4832 | 8.5437 | 8.6134 | 8.7058 | 8.7201 | 8.7047 |  | 5.3771 | 5.2978 | 5.3976 | 5.5979 | 5.6534 | 5.7067 | 5.812 | 5.8981 | 5.9729 | 6.0759 | 6.2145 | 6.3781 | 6.4474 | 6.5007 | 6.5921 | 6.6532 | 6.7317 | 6.8405 | 6.9296 | 7.019 | 7.1352 | 7.2476 | 7.3186 | 7.4072 | 7.4965 | 7.5402 | 7.5818 | 7.6187 | 7.657 | 7.7063 | 7.6786 | 7.6925 |  | 5.3771 | 5.2742 | 5.4735 | 5.7991 | 5.8713 | 5.924 | 6.0359 | 6.1136 | 6.1713 | 6.2502 | 6.3667 | 6.4864 | 6.5694 | 6.6792 | 6.7841 | 6.8597 | 6.9553 | 7.0724 | 7.1491 | 7.2155 | 7.3023 | 7.3566 | 7.3718 | 7.4077 | 7.4453 | 7.4522 | 7.4548 | 7.4578 | 7.4682 | 7.4976 | 7.4594 | 7.4511 |  | 5.3771 | 5.2765 | 5.4828 | 5.8172 | 5.8945 | 5.9514 | 6.0674 | 6.1477 | 6.2149 | 6.2979 | 6.4081 | 6.5107 | 6.586 | 6.6813 | 6.7681 | 6.9007 | 7.3465 | 7.8305 | 8.2575 | 8.6642 | 9.088 | 9.4614 | 9.7854 | 10.124 | 10.4624 | 10.772 | 11.0504 | 11.3483 | 11.6319 | 11.9505 | 12.0112 | 11.9107 |  | 5.3771 | 5.2512 | 5.4327 | 5.7422 | 5.8002 | 5.8379 | 5.9427 | 6.01 | 6.0599 | 6.1275 | 6.3125 | 6.8079 | 7.2912 | 7.7837 | 8.2711 | 8.7032 | 9.1157 | 9.5781 | 9.9733 | 10.3505 | 10.7582 | 11.1026 | 11.3921 | 11.7159 | 12.0409 | 12.0846 | 11.9972 | 11.9479 | 11.8945 | 11.8666 | 11.7433 | 11.6449
Levenshulme |  | 12.0888 | 12.0212 | 12.1478 | 12.5051 | 12.6803 | 12.8954 | 13.2657 | 13.5891 | 13.9951 | 14.4281 | 15.0092 | 15.6357 | 16.1702 | 16.6558 | 17.1317 | 17.5215 | 18.028 | 18.5551 | 18.9978 | 19.3776 | 19.6875 | 20.0042 | 20.2055 | 20.3977 | 20.6198 | 20.7786 | 20.9286 | 21.008 | 21.1637 | 21.2701 | 21.4174 | 21.3817 |  | 12.0888 | 12.0689 | 12.165 | 12.4529 | 12.6127 | 12.8076 | 13.158 | 13.4708 | 13.8655 | 14.3064 | 15.0778 | 15.9173 | 16.1086 | 16.3518 | 16.5054 | 16.7996 | 17.1567 | 17.5687 | 17.963 | 18.3286 | 18.716 | 19.1059 | 19.4129 | 19.6862 | 19.9773 | 20.2229 | 20.466 | 20.6107 | 20.7945 | 20.8812 | 20.9641 | 21.0208 |  | 12.0888 | 12.0193 | 12.1177 | 12.4371 | 12.5766 | 12.7529 | 13.0682 | 13.3337 | 13.6659 | 14.026 | 14.5067 | 14.994 | 15.3892 | 15.837 | 16.2479 | 16.5707 | 16.9794 | 17.4049 | 17.7526 | 18.0354 | 18.2649 | 18.5018 | 18.6425 | 18.7772 | 18.9379 | 19.0403 | 19.1286 | 19.1476 | 19.2331 | 19.2722 | 19.3429 | 19.3343 |  | 12.0888 | 12.034 | 12.1632 | 12.5088 | 12.6591 | 12.8337 | 13.1274 | 13.3609 | 13.662 | 13.9585 | 14.3432 | 14.7049 | 15.0117 | 15.3585 | 15.6729 | 16.2273 | 17.9087 | 19.5991 | 21.2077 | 22.7417 | 24.2168 | 25.5719 | 26.825 | 28.2904 | 29.7361 | 31.0045 | 32.2979 | 33.5364 | 34.7745 | 35.9403 | 36.6444 | 36.4803 |  | 12.0888 | 11.9469 | 11.9922 | 12.2512 | 12.337 | 12.4379 | 12.6731 | 12.845 | 13.0746 | 13.3068 | 13.9937 | 15.7235 | 17.4701 | 19.2188 | 20.9129 | 22.4522 | 23.9961 | 25.5669 | 27.0452 | 28.4523 | 29.8362 | 31.1221 | 32.4363 | 33.8031 | 35.1605 | 35.5515 | 35.5798 | 35.5211 | 35.5193 | 35.4471 | 35.4288 | 35.2728
Leyland National |  | 4.788 | 4.5482 | 4.4024 | 4.523 | 4.5356 | 4.5739 | 4.6289 | 4.7121 | 4.7499 | 4.8316 | 4.913 | 4.9126 | 5.0082 | 5.0624 | 5.0719 | 5.0939 | 5.2549 | 5.4745 | 5.6753 | 5.8702 | 6.0544 | 6.2412 | 6.3653 | 6.4832 | 6.6202 | 6.7237 | 6.8367 | 6.9289 | 7.0298 | 7.133 | 7.2161 | 7.2114 |  | 4.788 | 4.5678 | 4.4304 | 4.497 | 4.4679 | 4.4934 | 4.5773 | 4.6412 | 4.6658 | 4.8339 | 4.9641 | 4.9912 | 5.0098 | 5.0565 | 5.0066 | 4.9958 | 5.0241 | 5.0636 | 5.0778 | 5.0484 | 5.0904 | 5.0698 | 5.078 | 5.121 | 5.1066 | 5.0995 | 5.0813 | 5.1113 | 5.092 | 5.0532 | 5.0787 | 5.0619 |  | 4.788 | 4.5481 | 4.4012 | 4.5201 | 4.5311 | 4.5673 | 4.5774 | 4.6433 | 4.6656 | 4.7439 | 4.8204 | 4.7856 | 4.8537 | 4.8929 | 4.8908 | 4.9048 | 4.9495 | 4.9806 | 4.9834 | 5.0171 | 5.0689 | 5.1241 | 5.1291 | 5.1299 | 5.1467 | 5.1381 | 5.1367 | 5.1192 | 5.1086 | 5.1002 | 5.0764 | 5.0763 |  | 4.788 | 4.5483 | 4.3893 | 4.4973 | 4.4987 | 4.5271 | 4.5613 | 4.6296 | 4.6527 | 4.7176 | 4.7747 | 4.7583 | 4.8342 | 4.87 | 4.8625 | 4.9024 | 5.1142 | 5.3531 | 5.5625 | 5.7598 | 5.9449 | 6.1413 | 6.2711 | 6.3958 | 6.5383 | 6.647 | 6.7661 | 6.8624 | 6.9671 | 7.0727 | 7.149 | 7.1177 |  | 4.788 | 4.5458 | 4.3842 | 4.4894 | 4.4879 | 4.5173 | 4.5383 | 4.6105 | 4.6403 | 4.7141 | 4.769 | 4.9249 | 5.199 | 5.45 | 5.726 | 5.9666 | 6.176 | 6.417 | 6.6282 | 6.8273 | 7.0088 | 7.2029 | 7.3336 | 7.4631 | 7.6146 | 7.7239 | 7.6915 | 7.639 | 7.5965 | 7.5626 | 7.5091 | 7.4899
Little Hulton |  | 13.139 | 12.9437 | 13.3008 | 14.034 | 14.2865 | 14.9285 | 15.6835 | 16.968 | 18.2494 | 19.2997 | 20.4097 | 21.4449 | 22.038 | 22.5719 | 23.0592 | 23.4603 | 23.9952 | 24.5015 | 24.9174 | 25.2907 | 25.6196 | 25.8686 | 26.0773 | 26.2939 | 26.4694 | 26.6338 | 26.7411 | 26.8859 | 26.9986 | 27.0315 | 27.1342 | 27.1262 |  | 13.139 | 12.9766 | 13.1201 | 13.5364 | 13.6793 | 13.9641 | 14.3559 | 14.9003 | 15.4434 | 16.0085 | 16.641 | 17.2594 | 17.6878 | 18.1165 | 18.5357 | 18.9122 | 19.2974 | 19.698 | 20.1077 | 20.5214 | 20.9162 | 21.2787 | 21.5759 | 21.8426 | 22.0576 | 22.3182 | 22.5321 | 22.7421 | 22.8811 | 22.8933 | 22.9131 | 23.0053 |  | 13.139 | 12.9412 | 13.2609 | 13.944 | 14.1497 | 14.7405 | 15.4242 | 16.6316 | 17.8175 | 18.7717 | 19.786 | 20.6741 | 21.1463 | 21.6032 | 22.0302 | 22.3992 | 22.8353 | 23.24 | 23.5524 | 23.8186 | 24.0566 | 24.2229 | 24.3641 | 24.5164 | 24.6292 | 24.7317 | 24.7754 | 24.8486 | 24.8892 | 24.8548 | 24.8792 | 24.8891 |  | 13.139 | 12.9602 | 13.3099 | 14.0135 | 14.2193 | 14.7947 | 15.4363 | 16.5856 | 17.7015 | 18.5476 | 19.4162 | 20.1366 | 20.5062 | 20.84 | 21.1363 | 21.6247 | 23.0091 | 24.346 | 25.6465 | 26.9119 | 28.1204 | 29.2075 | 30.2811 | 31.3099 | 32.293 | 33.2752 | 34.2242 | 35.2172 | 36.1621 | 36.99 | 37.4485 | 37.3017 |  | 13.139 | 12.8959 | 13.1834 | 13.8242 | 13.9842 | 14.5092 | 15.1139 | 16.2271 | 17.3122 | 18.1347 | 19.2588 | 21.136 | 22.6666 | 24.1201 | 25.5584 | 26.8987 | 28.2145 | 29.4853 | 30.7225 | 31.9309 | 33.111 | 34.1385 | 35.1349 | 36.1254 | 37.0689 | 37.3292 | 37.1959 | 37.1254 | 37.0539 | 36.8302 | 36.7028 | 36.564
Little Salkeld |  | 6.5415 | 6.4476 | 6.4241 | 6.5294 | 6.6014 | 6.6991 | 6.8038 | 6.9686 | 7.1146 | 7.2368 | 7.3971 | 7.68 | 7.8986 | 8.0742 | 8.2779 | 8.4677 | 8.7295 | 8.9929 | 9.3205 | 9.6898 | 10.018 | 10.2089 | 10.357 | 10.4291 | 10.4879 | 10.5404 | 10.5961 | 10.644 | 10.7611 | 10.8093 | 10.8782 | 10.8905 |  | 6.5415 | 6.4772 | 6.4737 | 6.5564 | 6.6266 | 6.7155 | 6.8096 | 6.976 | 7.123 | 7.252 | 7.4134 | 7.6274 | 7.7195 | 7.7864 | 7.8895 | 7.9956 | 8.1595 | 8.3296 | 8.5366 | 8.7498 | 8.9983 | 9.3024 | 9.5759 | 9.8449 | 10.1147 | 10.1666 | 10.194 | 10.2405 | 10.3002 | 10.2796 | 10.2895 | 10.3082 |  | 6.5415 | 6.4468 | 6.4071 | 6.4948 | 6.5453 | 6.6228 | 6.7001 | 6.8353 | 6.946 | 7.035 | 7.1625 | 7.3941 | 7.5689 | 7.7414 | 7.9406 | 8.1193 | 8.2978 | 8.4881 | 8.7406 | 9.007 | 9.2715 | 9.4107 | 9.4759 | 9.4893 | 9.5012 | 9.5032 | 9.4861 | 9.4854 | 9.5103 | 9.4891 | 9.4933 | 9.508 |  | 6.5415 | 6.4482 | 6.4175 | 6.5142 | 6.5645 | 6.6368 | 6.705 | 6.8437 | 7.0122 | 7.1572 | 7.4331 | 7.7456 | 8.0314 | 8.2983 | 8.5219 | 8.8084 | 9.2774 | 9.7526 | 10.1964 | 10.6574 | 11.0558 | 11.4218 | 11.6983 | 11.9367 | 12.1641 | 12.3401 | 12.5477 | 12.7269 | 12.9628 | 13.0983 | 13.2188 | 13.1932 |  | 6.5415 | 6.4216 | 6.369 | 6.4352 | 6.4643 | 6.5315 | 6.6903 | 6.8618 | 7.0293 | 7.2656 | 7.5763 | 8.1173 | 8.6327 | 9.1273 | 9.5649 | 10.0276 | 10.4638 | 10.8946 | 11.302 | 11.7369 | 12.0409 | 12.2964 | 12.5494 | 12.7772 | 12.995 | 13.118 | 13.125 | 13.1099 | 13.1545 | 13.1034 | 13.0788 | 13.061
Littleborough |  | 13.6933 | 13.4713 | 13.6802 | 14.0936 | 14.3451 | 14.5085 | 14.7945 | 14.9894 | 15.3895 | 15.7021 | 15.9511 | 16.3909 | 16.7325 | 17.0698 | 17.2375 | 17.4802 | 17.8293 | 18.1253 | 18.4223 | 18.7075 | 18.907 | 19.082 | 19.2334 | 19.3655 | 19.4415 | 19.5385 | 19.6097 | 19.6728 | 19.7218 | 19.8572 | 19.8353 | 19.7788 |  | 13.6933 | 13.5298 | 13.6001 | 13.7766 | 13.9515 | 14.05 | 14.2682 | 14.4109 | 14.7551 | 15.025 | 15.2422 | 15.5965 | 15.8159 | 16.0706 | 16.1887 | 16.4047 | 16.6223 | 16.8226 | 17.0658 | 17.3226 | 17.5246 | 17.7655 | 17.982 | 18.1719 | 18.3034 | 18.4259 | 18.5216 | 18.5935 | 18.6364 | 18.7405 | 18.6767 | 18.6986 |  | 13.6933 | 13.4697 | 13.6523 | 14.0318 | 14.2506 | 14.3786 | 14.615 | 14.7588 | 15.092 | 15.3396 | 15.5255 | 15.866 | 16.128 | 16.413 | 16.5448 | 16.7653 | 17.0096 | 17.2014 | 17.3916 | 17.5674 | 17.6721 | 17.7561 | 17.8254 | 17.8783 | 17.8789 | 17.8995 | 17.8938 | 17.8775 | 17.8472 | 17.894 | 17.7957 | 17.7547 |  | 13.6933 | 13.4752 | 13.6628 | 14.0434 | 14.2494 | 14.3522 | 14.5461 | 14.6399 | 14.9209 | 15.0913 | 15.1773 | 15.3946 | 15.5753 | 15.7651 | 15.8042 | 16.0659 | 16.8612 | 17.608 | 18.7608 | 19.9726 | 21.1188 | 22.1906 | 23.18 | 24.1081 | 25.0101 | 25.8644 | 26.6924 | 27.489 | 28.2684 | 29.0195 | 29.4443 | 29.3995 |  | 13.6933 | 13.4089 | 13.5323 | 13.8501 | 14.0075 | 14.0615 | 14.2254 | 14.2911 | 14.5382 | 14.6857 | 14.9182 | 15.8501 | 16.7614 | 17.6713 | 18.4082 | 19.3711 | 20.4723 | 21.6644 | 22.8438 | 23.9901 | 25.0922 | 26.1014 | 27.0252 | 27.9183 | 28.7898 | 29.1104 | 29.1286 | 29.1143 | 29.1374 | 29.1001 | 29.0608 | 29.0289
Longford Bridge |  | 11.0268 | 10.9645 | 11.7454 | 12.7085 | 12.933 | 13.1619 | 13.4672 | 13.7835 | 14.1481 | 14.5543 | 15.0183 | 15.6019 | 16.1413 | 16.581 | 16.9957 | 17.3884 | 17.8798 | 18.3368 | 18.7921 | 19.2478 | 19.6446 | 19.9281 | 20.1648 | 20.326 | 20.4542 | 20.5779 | 20.6735 | 20.7586 | 20.8433 | 20.9481 | 21.0118 | 20.9813 |  | 11.0268 | 11.0152 | 11.4234 | 11.9724 | 12.15 | 12.3447 | 12.604 | 12.8804 | 13.1842 | 13.5108 | 13.9039 | 14.3482 | 14.6219 | 14.9112 | 15.1994 | 15.5252 | 15.8878 | 16.2684 | 16.6619 | 17.0793 | 17.4907 | 17.9363 | 18.3562 | 18.7099 | 19.0406 | 19.2645 | 19.4613 | 19.6222 | 19.7541 | 19.8663 | 19.9238 | 19.9961 |  | 11.0268 | 10.9625 | 11.7113 | 12.632 | 12.8168 | 13.0024 | 13.2477 | 13.5002 | 13.768 | 14.0712 | 14.4498 | 14.9032 | 15.3321 | 15.7024 | 16.0623 | 16.4233 | 16.8095 | 17.1595 | 17.5007 | 17.8367 | 18.1318 | 18.321 | 18.4837 | 18.5744 | 18.6348 | 18.6926 | 18.721 | 18.7362 | 18.7443 | 18.7682 | 18.7503 | 18.7371 |  | 11.0268 | 10.9671 | 11.742 | 12.6868 | 12.8801 | 13.0634 | 13.2903 | 13.5237 | 13.8049 | 14.0853 | 14.3909 | 14.7161 | 15.0574 | 15.3323 | 15.592 | 16.0782 | 17.363 | 18.6345 | 19.8609 | 21.1177 | 22.5325 | 23.8499 | 25.0711 | 26.2034 | 27.2756 | 28.3289 | 29.3501 | 30.3341 | 31.2917 | 32.2363 | 32.7439 | 32.7354 |  | 11.0268 | 10.8945 | 11.5997 | 12.4737 | 12.6142 | 12.7444 | 12.9558 | 13.1562 | 13.3687 | 13.5995 | 14.0965 | 15.4258 | 16.8193 | 18.1112 | 19.3837 | 20.6263 | 21.8058 | 22.9683 | 24.1306 | 25.5476 | 26.8658 | 28.0621 | 29.1921 | 30.2749 | 31.2985 | 31.6634 | 31.7167 | 31.7304 | 31.7567 | 31.7627 | 31.7471 | 31.7462
Longridge |  | 11.4893 | 11.3743 | 11.547 | 11.9752 | 12.1433 | 12.2849 | 12.591 | 12.8556 | 13.1409 | 13.4048 | 13.8304 | 14.4459 | 14.9588 | 15.3874 | 15.8549 | 16.227 | 16.7075 | 17.2407 | 17.784 | 18.3407 | 18.8139 | 19.1596 | 19.4195 | 19.5488 | 19.6809 | 19.8058 | 19.8959 | 19.9564 | 20.2189 | 20.0757 | 20.1065 | 20.1174 |  | 11.4893 | 11.4294 | 11.5113 | 11.8029 | 11.9582 | 12.0835 | 12.3708 | 12.6296 | 12.9122 | 13.1831 | 13.5901 | 14.0098 | 14.2212 | 14.468 | 14.726 | 14.9682 | 15.2916 | 15.7322 | 16.1495 | 16.5637 | 17.0236 | 17.5369 | 18.0422 | 18.4576 | 18.8594 | 19.0199 | 19.1501 | 19.2222 | 19.4777 | 19.3148 | 19.2935 | 19.3839 |  | 11.4893 | 11.3728 | 11.5194 | 11.9138 | 12.0498 | 12.1569 | 12.414 | 12.628 | 12.8509 | 13.0537 | 13.4156 | 13.897 | 14.2615 | 14.6471 | 15.0517 | 15.3985 | 15.763 | 16.1751 | 16.5987 | 17.0342 | 17.4022 | 17.6458 | 17.8129 | 17.8589 | 17.907 | 17.9493 | 17.9563 | 17.9345 | 18.0907 | 17.8843 | 17.8301 | 17.8546 |  | 11.4893 | 11.3786 | 11.5433 | 11.9522 | 12.09 | 12.1866 | 12.4205 | 12.6339 | 12.9471 | 13.2119 | 13.5798 | 13.9497 | 14.2476 | 14.5572 | 14.8638 | 15.2352 | 16.1152 | 17.2859 | 18.3935 | 19.4593 | 20.4615 | 21.4002 | 22.1625 | 22.867 | 23.5839 | 24.234 | 24.8531 | 25.4494 | 26.242 | 26.5999 | 26.9419 | 26.9333 |  | 11.4893 | 11.309 | 11.4067 | 11.7472 | 11.8324 | 11.9024 | 12.2128 | 12.468 | 12.7243 | 12.9389 | 13.389 | 14.3629 | 15.2757 | 16.1712 | 17.0725 | 18.0123 | 19.0331 | 20.0769 | 21.0695 | 22.0291 | 22.8569 | 23.5978 | 24.2639 | 24.9035 | 25.5624 | 25.861 | 25.8747 | 25.8956 | 26.1316 | 25.9332 | 25.9328 | 25.9474
Longsight |  | 17.124 | 16.938 | 17.0021 | 17.3763 | 17.8181 | 18.2154 | 18.3927 | 18.7012 | 19.2403 | 19.5594 | 19.9634 | 20.5404 | 21.0097 | 21.4267 | 21.7629 | 22.1131 | 22.703 | 23.2145 | 23.7607 | 24.2472 | 24.6788 | 25.0214 | 25.3876 | 25.7331 | 25.9854 | 26.343 | 26.5521 | 26.8238 | 27.0476 | 27.3283 | 27.4813 | 27.4919 |  | 17.124 | 17.0215 | 17.004 | 17.1688 | 17.5154 | 17.8411 | 17.9891 | 18.2562 | 18.7625 | 19.0759 | 19.4815 | 20.0112 | 20.3228 | 20.6107 | 20.8474 | 21.1293 | 21.4826 | 21.7964 | 22.1664 | 22.5015 | 22.8154 | 23.1166 | 23.4468 | 23.7596 | 23.9844 | 24.243 | 24.3569 | 24.5086 | 24.5957 | 24.7081 | 24.6822 | 24.7351 |  | 17.124 | 16.9366 | 16.9714 | 17.307 | 17.7107 | 18.0674 | 18.1922 | 18.4473 | 18.9182 | 19.1734 | 19.5131 | 19.9943 | 20.384 | 20.7483 | 21.0434 | 21.3675 | 21.7578 | 22.0702 | 22.4132 | 22.6961 | 22.9354 | 23.0922 | 23.2769 | 23.4418 | 23.5207 | 23.6947 | 23.7312 | 23.8204 | 23.8649 | 23.9584 | 23.9358 | 23.9554 |  | 17.124 | 16.9433 | 16.9837 | 17.32 | 17.7116 | 18.0422 | 18.1252 | 18.3361 | 18.8275 | 18.9882 | 19.2512 | 19.6468 | 19.9576 | 20.2276 | 20.4424 | 20.8315 | 21.9126 | 22.9196 | 23.9493 | 25.1524 | 26.2713 | 27.3856 | 28.4174 | 29.3395 | 30.3304 | 31.24 | 32.2097 | 32.9542 | 33.8919 | 34.6907 | 35.0281 | 34.8013 |  | 17.124 | 16.8593 | 16.819 | 17.0781 | 17.4053 | 17.674 | 17.7743 | 17.9187 | 18.4231 | 18.5621 | 18.9764 | 20.2018 | 21.3713 | 22.491 | 23.4794 | 24.5235 | 25.7334 | 26.9999 | 28.2225 | 29.3655 | 30.4213 | 31.4602 | 32.4267 | 33.3118 | 34.2794 | 34.17 | 34.208 | 34.0077 | 34.0558 | 33.9393 | 33.9221 | 33.7183
Lostock |  | 21.6109 | 20.881 | 21.4795 | 22.8798 | 23.1732 | 23.3716 | 23.77 | 24.1006 | 24.2446 | 24.5016 | 24.8988 | 25.3144 | 25.4959 | 25.8196 | 26.1202 | 26.263 | 26.7211 | 27.3438 | 27.7308 | 28.0747 | 28.5667 | 28.9469 | 29.1467 | 29.495 | 29.8715 | 30.0752 | 30.2956 | 30.5257 | 30.8056 | 31.1881 | 31.2259 | 31.1347 |  | 21.6109 | 20.9588 | 21.0811 | 21.8035 | 21.9146 | 21.9672 | 22.2119 | 22.4329 | 22.487 | 22.6446 | 22.9867 | 23.2587 | 23.3176 | 23.5427 | 23.7677 | 23.8735 | 23.9864 | 24.2784 | 24.3995 | 24.509 | 24.7723 | 24.9986 | 25.0651 | 25.2495 | 25.4526 | 25.493 | 25.5466 | 25.5946 | 25.6724 | 25.8195 | 25.6666 | 25.6562 |  | 21.6109 | 20.88 | 21.4458 | 22.8084 | 23.0655 | 23.224 | 23.568 | 23.8484 | 23.9352 | 24.1335 | 24.4513 | 24.6997 | 24.7844 | 25.0501 | 25.3031 | 25.4194 | 25.5683 | 25.8741 | 25.956 | 25.998 | 26.1877 | 26.2776 | 26.2129 | 26.2848 | 26.3812 | 26.3265 | 26.2852 | 26.2502 | 26.2571 | 26.3497 | 26.1494 | 26.0809 |  | 21.6109 | 20.8824 | 21.4393 | 22.7919 | 23.031 | 23.171 | 23.4951 | 23.7411 | 23.7947 | 23.9458 | 24.1933 | 24.3504 | 24.3096 | 24.4713 | 24.612 | 24.7414 | 25.5633 | 26.5838 | 27.37 | 28.1062 | 28.9883 | 29.7304 | 30.4958 | 31.2772 | 32.1642 | 32.8103 | 33.5746 | 34.4386 | 35.0069 | 35.8632 | 36.1748 | 36.0323 |  | 21.6109 | 20.8331 | 21.3429 | 22.6474 | 22.851 | 22.9644 | 23.2839 | 23.5307 | 23.5929 | 23.7631 | 24.1891 | 25.2877 | 26.1739 | 27.2486 | 28.3148 | 29.19 | 30.01 | 31.0663 | 31.8513 | 32.5876 | 33.5108 | 34.2639 | 35.1846 | 35.9706 | 36.8852 | 37.1058 | 37.0876 | 37.1933 | 37.024 | 37.1328 | 36.9543 | 36.8474
Lower Darwen |  | 10.7144 | 10.2384 | 9.9385 | 10.2496 | 10.4284 | 10.4874 | 10.6992 | 10.8926 | 10.97 | 10.9531 | 11.1069 | 11.2328 | 11.2146 | 11.3404 | 11.4381 | 11.4836 | 11.5016 | 11.7195 | 11.8432 | 11.8914 | 12.0565 | 12.1799 | 12.1909 | 12.3194 | 12.4634 | 12.5389 | 12.5134 | 12.6371 | 12.8999 | 12.7235 | 12.7329 | 12.7143 |  | 10.7144 | 10.2776 | 9.9617 | 10.1045 | 10.166 | 10.1248 | 10.2439 | 10.3623 | 10.3839 | 10.3307 | 10.4519 | 10.5514 | 10.4936 | 10.5769 | 10.6379 | 10.6558 | 10.5679 | 10.67 | 10.6902 | 10.6468 | 10.7143 | 10.7585 | 10.7068 | 10.7594 | 10.825 | 10.8243 | 10.7381 | 10.7792 | 10.9379 | 10.7213 | 10.6618 | 10.6544 |  | 10.7144 | 10.2383 | 9.9304 | 10.2327 | 10.4028 | 10.4521 | 10.6506 | 10.8319 | 10.8958 | 10.8655 | 11.0042 | 11.1108 | 11.0787 | 11.193 | 11.2807 | 11.3194 | 11.2444 | 11.3653 | 11.3946 | 11.3519 | 11.4231 | 11.4549 | 11.383 | 11.4218 | 11.4747 | 11.4645 | 11.3623 | 11.3958 | 11.5536 | 11.3174 | 11.2482 | 11.2311 |  | 10.7144 | 10.2392 | 9.9124 | 10.1953 | 10.3442 | 10.3733 | 10.5524 | 10.7115 | 10.7578 | 10.7094 | 10.8232 | 10.8999 | 10.8414 | 10.922 | 10.9747 | 10.9977 | 11.055 | 11.3048 | 11.4602 | 11.5388 | 11.7282 | 11.8767 | 11.9148 | 12.0646 | 12.2284 | 12.3242 | 12.321 | 12.4623 | 12.7405 | 12.5829 | 12.5887 | 12.5064 |  | 10.7144 | 10.2303 | 9.8948 | 10.1686 | 10.3099 | 10.3426 | 10.5395 | 10.7227 | 10.7972 | 10.7839 | 10.9616 | 11.2673 | 11.433 | 11.7363 | 12.0144 | 12.2346 | 12.3188 | 12.6156 | 12.8076 | 12.9143 | 13.1711 | 13.3268 | 13.406 | 13.5854 | 13.7777 | 13.8609 | 13.735 | 13.7738 | 13.9176 | 13.6326 | 13.5814 | 13.5194
Lyons Rd |  | 10.2354 | 9.8793 | 10.5039 | 11.7636 | 12.0502 | 12.2616 | 12.5841 | 12.7359 | 13.0434 | 13.2121 | 13.4898 | 13.8325 | 14.1258 | 14.4037 | 14.6597 | 14.9176 | 15.3096 | 15.7937 | 16.151 | 16.4701 | 16.7445 | 17.0318 | 17.2836 | 17.4238 | 17.7045 | 17.7932 | 18.2617 | 18.2303 | 18.5065 | 18.4393 | 18.6755 | 18.6453 |  | 10.2354 | 9.9169 | 10.0962 | 10.7436 | 10.8394 | 10.948 | 11.0496 | 11.0657 | 11.2331 | 11.27 | 11.4397 | 11.6248 | 11.7434 | 11.8562 | 12.0146 | 12.1691 | 12.2543 | 12.4817 | 12.6205 | 12.7521 | 12.8662 | 13.0656 | 13.232 | 13.2988 | 13.4444 | 13.4869 | 13.7894 | 13.6832 | 13.8137 | 13.7248 | 13.7948 | 13.8339 |  | 10.2354 | 9.8779 | 10.473 | 11.6707 | 11.9106 | 12.0775 | 12.3366 | 12.4296 | 12.6595 | 12.7696 | 12.9795 | 13.2285 | 13.4242 | 13.6414 | 13.8296 | 14.0457 | 14.2619 | 14.5414 | 14.7092 | 14.8378 | 14.947 | 15.0621 | 15.1451 | 15.1421 | 15.268 | 15.2143 | 15.4883 | 15.3399 | 15.4414 | 15.2499 | 15.3163 | 15.2843 |  | 10.2354 | 9.8795 | 10.4771 | 11.7081 | 11.9661 | 12.1481 | 12.4405 | 12.5629 | 12.8397 | 12.9768 | 13.2232 | 13.5321 | 13.7917 | 14.0326 | 14.256 | 14.4778 | 14.8253 | 15.2663 | 15.5792 | 15.8534 | 16.0782 | 16.3188 | 16.5246 | 16.6186 | 16.8393 | 16.8866 | 17.2868 | 17.206 | 17.4204 | 17.3172 | 17.4845 | 17.4161 |  | 10.2354 | 9.8755 | 10.469 | 11.7021 | 11.9552 | 12.1471 | 12.4553 | 12.5973 | 12.8965 | 13.074 | 13.3525 | 13.9084 | 14.4188 | 14.915 | 15.3605 | 15.8078 | 16.1797 | 16.6299 | 16.9642 | 17.2569 | 17.5207 | 17.79 | 18.0152 | 18.1332 | 18.4074 | 18.4624 | 18.7539 | 18.5416 | 18.6302 | 18.372 | 18.4344 | 18.3793
Manchester University |  | 13.6754 | 13.1037 | 12.9893 | 13.5173 | 13.8041 | 14.0347 | 14.1253 | 14.4417 | 14.5673 | 14.6379 | 14.9221 | 14.9873 | 15.0182 | 15.0451 | 15.278 | 15.1728 | 15.4265 | 15.8157 | 16.071 | 16.3832 | 16.4956 | 16.7767 | 17.0136 | 17.2152 | 17.5085 | 17.6814 | 17.903 | 18.0586 | 18.318 | 18.5209 | 18.7518 | 18.73 |  | 13.6754 | 13.1449 | 12.9418 | 13.1942 | 13.3166 | 13.4035 | 13.3687 | 13.5701 | 13.6069 | 13.6086 | 13.8238 | 13.8507 | 13.8409 | 13.8312 | 14.0132 | 13.8884 | 13.9197 | 14.0749 | 14.1123 | 14.2014 | 14.1211 | 14.1915 | 14.2261 | 14.2322 | 14.3146 | 14.2947 | 14.3146 | 14.2821 | 14.3317 | 14.3368 | 14.3633 | 14.3427 |  | 13.6754 | 13.1035 | 12.9753 | 13.4891 | 13.7624 | 13.9782 | 14.0507 | 14.3525 | 14.4641 | 14.5214 | 14.791 | 14.8442 | 14.8639 | 14.8812 | 15.1029 | 14.9916 | 15.0487 | 15.2366 | 15.294 | 15.4046 | 15.3289 | 15.4109 | 15.4524 | 15.4617 | 15.5526 | 15.5362 | 15.5624 | 15.5312 | 15.5885 | 15.5968 | 15.6276 | 15.6057 |  | 13.6754 | 13.1035 | 12.9531 | 13.4438 | 13.6918 | 13.8831 | 13.9359 | 14.2093 | 14.2935 | 14.3219 | 14.5564 | 14.573 | 14.5566 | 14.5355 | 14.7122 | 14.5634 | 14.762 | 15.0886 | 15.2846 | 15.5324 | 15.5894 | 15.8048 | 15.9769 | 16.1148 | 16.3368 | 16.4446 | 16.5957 | 16.6844 | 16.8672 | 16.9965 | 17.1294 | 17.0426 |  | 13.6754 | 13.1025 | 12.951 | 13.4405 | 13.6877 | 13.8923 | 13.9733 | 14.2844 | 14.4152 | 14.4994 | 14.8026 | 15.0979 | 15.353 | 15.6031 | 16.058 | 16.1539 | 16.4218 | 16.8313 | 17.0955 | 17.4176 | 17.5249 | 17.8093 | 18.0454 | 18.2432 | 18.536 | 18.6569 | 18.6742 | 18.6233 | 18.6741 | 18.6702 | 18.692 | 18.6504
Marple |  | 4.6687 | 4.5916 | 4.5618 | 4.6407 | 4.7114 | 4.7874 | 4.9026 | 5.0109 | 5.1488 | 5.2631 | 5.4302 | 5.6176 | 5.7597 | 5.8974 | 6.0212 | 6.1131 | 6.2772 | 6.4143 | 6.5395 | 6.6566 | 6.7558 | 6.8139 | 6.8909 | 6.9296 | 6.9658 | 6.9842 | 7.0121 | 7.0406 | 7.0313 | 7.0585 | 7.0589 | 7.0219 |  | 4.6687 | 4.6116 | 4.5919 | 4.6548 | 4.7069 | 4.7643 | 4.8569 | 4.945 | 5.061 | 5.1567 | 5.3053 | 5.4484 | 5.5327 | 5.6322 | 5.7296 | 5.8103 | 5.9087 | 6.0247 | 6.1342 | 6.2403 | 6.353 | 6.481 | 6.5964 | 6.6866 | 6.7711 | 6.829 | 6.8968 | 6.9571 | 6.9685 | 7.016 | 7.0226 | 7.028 |  | 4.6687 | 4.5908 | 4.5491 | 4.6121 | 4.6677 | 4.7273 | 4.8193 | 4.9026 | 5.0089 | 5.0926 | 5.2277 | 5.3667 | 5.4701 | 5.5825 | 5.6865 | 5.7684 | 5.8787 | 5.9893 | 6.0745 | 6.1428 | 6.212 | 6.2589 | 6.2971 | 6.316 | 6.3367 | 6.3451 | 6.3392 | 6.3446 | 6.3373 | 6.323 | 6.3108 | 6.2837 |  | 4.6687 | 4.5917 | 4.5556 | 4.6237 | 4.6786 | 4.7335 | 4.8141 | 4.8818 | 4.9724 | 5.0289 | 5.1235 | 5.2118 | 5.2849 | 5.3599 | 5.4244 | 5.5545 | 6.0022 | 6.459 | 6.8906 | 7.3009 | 7.7754 | 8.2546 | 8.6874 | 9.1076 | 9.5191 | 9.9157 | 10.2917 | 10.6401 | 11.0058 | 11.365 | 11.6007 | 11.5511 |  | 4.6687 | 4.5705 | 4.5139 | 4.5612 | 4.6002 | 4.6386 | 4.7086 | 4.7645 | 4.8398 | 4.8842 | 5.064 | 5.5493 | 6.026 | 6.4916 | 6.9506 | 7.3695 | 7.7893 | 8.2231 | 8.6288 | 9.0581 | 9.5421 | 9.9938 | 10.3932 | 10.7969 | 11.1945 | 11.3826 | 11.3898 | 11.3703 | 11.3889 | 11.3939 | 11.4027 | 11.3561
Marton |  | 13.1635 | 12.7901 | 12.6153 | 12.8607 | 12.9936 | 13.2099 | 13.3702 | 13.5714 | 13.7999 | 14.0243 | 14.2835 | 14.5702 | 14.8554 | 15.1325 | 15.3875 | 15.6188 | 15.9208 | 16.1884 | 16.4446 | 16.7108 | 16.9361 | 17.0644 | 17.184 | 17.2594 | 17.302 | 17.323 | 17.3494 | 17.4069 | 17.464 | 17.5046 | 17.5722 | 17.4886 |  | 13.1635 | 12.8441 | 12.6729 | 12.8345 | 12.9154 | 13.0547 | 13.2024 | 13.3732 | 13.5814 | 13.8086 | 14.0919 | 14.3808 | 14.4911 | 14.6065 | 14.7155 | 14.8329 | 14.951 | 15.0825 | 15.2401 | 15.4877 | 15.7298 | 15.9823 | 16.228 | 16.4267 | 16.5911 | 16.6838 | 16.7878 | 16.8654 | 16.9304 | 16.981 | 16.9924 | 16.9808 |  | 13.1635 | 12.7883 | 12.591 | 12.8054 | 12.9101 | 13.0958 | 13.2244 | 13.3821 | 13.556 | 13.7278 | 13.9354 | 14.1408 | 14.2965 | 14.4481 | 14.6451 | 14.8471 | 15.0924 | 15.302 | 15.4985 | 15.7006 | 15.8752 | 15.9608 | 16.0468 | 16.0936 | 16.1096 | 16.0973 | 16.0873 | 16.0627 | 16.0358 | 16.0074 | 15.9557 | 15.8849 |  | 13.1635 | 12.7894 | 12.5919 | 12.8081 | 12.9039 | 13.0736 | 13.1802 | 13.3146 | 13.4636 | 13.5935 | 13.7358 | 13.8665 | 13.987 | 14.0879 | 14.2019 | 14.5088 | 15.4118 | 16.3052 | 17.2757 | 18.4597 | 19.5886 | 20.6676 | 21.6272 | 22.5487 | 23.4654 | 24.3303 | 25.1532 | 25.9848 | 26.7776 | 27.5635 | 28.0453 | 28.0147 |  | 13.1635 | 12.7539 | 12.5221 | 12.7033 | 12.7715 | 12.9138 | 12.9916 | 13.1089 | 13.2434 | 13.3643 | 13.5464 | 14.3785 | 15.3558 | 16.2695 | 17.1779 | 18.1424 | 19.1748 | 20.3578 | 21.5064 | 22.6309 | 23.7175 | 24.7384 | 25.6366 | 26.5345 | 27.4345 | 27.8754 | 27.8446 | 27.8293 | 27.8271 | 27.7946 | 27.7822 | 27.7431
Maryport |  | 9.2293 | 9.0871 | 9.0111 | 9.198 | 9.3475 | 9.5174 | 9.825 | 10.0887 | 10.4284 | 10.7594 | 11.2148 | 11.7624 | 12.1593 | 12.5595 | 12.9165 | 13.2171 | 13.6242 | 14.0329 | 14.3954 | 14.7078 | 15.0079 | 15.2228 | 15.3686 | 15.5156 | 15.6584 | 15.7565 | 15.8019 | 15.8567 | 15.8711 | 15.9112 | 15.9587 | 15.8908 |  | 9.2293 | 9.1263 | 9.0654 | 9.2164 | 9.3231 | 9.4429 | 9.6926 | 9.9073 | 10.1936 | 10.4794 | 10.8869 | 11.3074 | 11.5427 | 11.829 | 12.1034 | 12.3632 | 12.6394 | 12.9556 | 13.282 | 13.5914 | 13.9223 | 14.2618 | 14.5268 | 14.7673 | 14.9886 | 15.1822 | 15.3451 | 15.4908 | 15.5736 | 15.6459 | 15.6878 | 15.7383 |  | 9.2293 | 9.085 | 8.9755 | 9.118 | 9.2261 | 9.3516 | 9.5964 | 9.7946 | 10.0519 | 10.3029 | 10.6762 | 11.0993 | 11.3967 | 11.731 | 12.0368 | 12.3097 | 12.6147 | 12.9189 | 13.1769 | 13.3857 | 13.5945 | 13.7254 | 13.8037 | 13.886 | 13.9642 | 14.0026 | 13.9878 | 13.9779 | 13.9305 | 13.9054 | 13.8833 | 13.8399 |  | 9.2293 | 9.0949 | 9.0131 | 9.1798 | 9.2946 | 9.4111 | 9.6323 | 9.8006 | 10.0385 | 10.2367 | 10.5164 | 10.8012 | 11.024 | 11.2638 | 11.4701 | 11.8513 | 12.9743 | 14.0929 | 15.1677 | 16.1746 | 17.1562 | 18.186 | 19.2619 | 20.2899 | 21.2781 | 22.2147 | 23.1382 | 24.0183 | 24.9679 | 25.7591 | 26.2288 | 26.1804 |  | 9.2293 | 9.0329 | 8.892 | 8.9982 | 9.0684 | 9.1428 | 9.3541 | 9.5048 | 9.7032 | 9.8683 | 10.3221 | 11.5338 | 12.6532 | 13.788 | 14.8631 | 15.8717 | 16.833 | 17.7959 | 18.718 | 19.5765 | 20.5531 | 21.5512 | 22.459 | 23.3591 | 24.2247 | 24.6194 | 24.5855 | 24.6054 | 24.5878 | 24.5765 | 24.5781 | 24.5503
Medipark |  | 3.54 | 3.54 | 3.54 | 3.54 | 3.54 | 3.54 | 3.54 | 3.54 | 3.54 | 3.54 | 3.54 | 3.54 | 3.54 | 3.54 | 3.54 | 3.54 | 3.54 | 3.54 | 3.54 | 3.54 | 3.54 | 3.54 | 3.54 | 3.54 | 3.54 | 3.54 | 3.54 | 3.54 | 3.54 | 3.54 | 3.54 | 3.54 |  | 3.54 | 3.54 | 3.54 | 3.54 | 3.54 | 3.54 | 3.54 | 3.54 | 3.54 | 3.54 | 3.54 | 3.54 | 3.54 | 3.54 | 3.54 | 3.54 | 3.54 | 3.54 | 3.54 | 3.54 | 3.54 | 3.54 | 3.54 | 3.54 | 3.54 | 3.54 | 3.54 | 3.54 | 3.54 | 3.54 | 3.54 | 3.54 |  | 3.54 | 3.54 | 3.54 | 3.54 | 3.54 | 3.54 | 3.54 | 3.54 | 3.54 | 3.54 | 3.54 | 3.54 | 3.54 | 3.54 | 3.54 | 3.54 | 3.54 | 3.54 | 3.54 | 3.54 | 3.54 | 3.54 | 3.54 | 3.54 | 3.54 | 3.54 | 3.54 | 3.54 | 3.54 | 3.54 | 3.54 | 3.54 |  | 3.54 | 3.54 | 3.54 | 3.54 | 3.54 | 3.54 | 3.54 | 3.54 | 3.54 | 3.54 | 3.54 | 3.54 | 3.54 | 3.54 | 3.54 | 3.54 | 3.54 | 3.54 | 3.54 | 3.54 | 3.54 | 3.54 | 3.54 | 3.54 | 3.54 | 3.54 | 3.54 | 3.54 | 3.54 | 3.54 | 3.54 | 3.54 |  | 3.54 | 3.54 | 3.54 | 3.54 | 3.54 | 3.54 | 3.54 | 3.54 | 3.54 | 3.54 | 3.54 | 3.54 | 3.54 | 3.54 | 3.54 | 3.54 | 3.54 | 3.54 | 3.54 | 3.54 | 3.54 | 3.54 | 3.54 | 3.54 | 3.54 | 3.54 | 3.54 | 3.54 | 3.54 | 3.54 | 3.54 | 3.54
Melling |  | 2.2292 | 2.1802 | 2.1517 | 2.2024 | 2.2335 | 2.2685 | 2.3312 | 2.3787 | 2.4421 | 2.5011 | 2.5862 | 2.7122 | 2.8203 | 2.9091 | 3.0021 | 3.0819 | 3.1865 | 3.2952 | 3.424 | 3.5608 | 3.6832 | 3.7653 | 3.8166 | 3.8379 | 3.8611 | 3.88 | 3.8984 | 3.9087 | 3.9178 | 3.9325 | 3.9401 | 3.9323 |  | 2.2292 | 2.1945 | 2.1731 | 2.2159 | 2.2407 | 2.2702 | 2.3266 | 2.3715 | 2.4338 | 2.4953 | 2.5763 | 2.6572 | 2.6908 | 2.7346 | 2.7738 | 2.8145 | 2.8945 | 2.9863 | 3.0847 | 3.1838 | 3.2957 | 3.4206 | 3.5376 | 3.6459 | 3.7531 | 3.7741 | 3.7949 | 3.811 | 3.8136 | 3.8248 | 3.8306 | 3.835 |  | 2.2292 | 2.1798 | 2.1449 | 2.1873 | 2.2108 | 2.2376 | 2.2888 | 2.3247 | 2.3738 | 2.419 | 2.4901 | 2.5912 | 2.6764 | 2.7573 | 2.8382 | 2.9104 | 2.9877 | 3.0685 | 3.1697 | 3.2785 | 3.376 | 3.434 | 3.4637 | 3.4651 | 3.4681 | 3.4675 | 3.4659 | 3.4603 | 3.446 | 3.4401 | 3.4323 | 3.4249 |  | 2.2292 | 2.1801 | 2.148 | 2.1927 | 2.2157 | 2.2395 | 2.286 | 2.3254 | 2.4067 | 2.4783 | 2.5609 | 2.6405 | 2.7086 | 2.781 | 2.8449 | 2.9108 | 3.0551 | 3.206 | 3.3473 | 3.4755 | 3.6025 | 3.7574 | 3.8661 | 3.9606 | 4.0546 | 4.1415 | 4.2258 | 4.3007 | 4.3754 | 4.4499 | 4.4985 | 4.4908 |  | 2.2292 | 2.1684 | 2.125 | 2.1579 | 2.1715 | 2.1953 | 2.2726 | 2.3323 | 2.4038 | 2.4668 | 2.558 | 2.726 | 2.8861 | 3.051 | 3.2033 | 3.3379 | 3.4711 | 3.6079 | 3.7375 | 3.8666 | 3.9987 | 4.1106 | 4.2086 | 4.2976 | 4.3872 | 4.4348 | 4.4365 | 4.4316 | 4.4279 | 4.4266 | 4.4237 | 4.4187
Mereside |  | 8.6996 | 8.4371 | 8.2418 | 8.3928 | 8.4742 | 8.5466 | 8.6366 | 8.7864 | 8.9047 | 8.9614 | 9.1144 | 9.2695 | 9.3841 | 9.4424 | 9.5352 | 9.6216 | 9.7704 | 9.9419 | 10.0831 | 10.2128 | 10.3436 | 10.4795 | 10.5727 | 10.653 | 10.7761 | 10.8616 | 10.9012 | 10.9638 | 11.0513 | 11.1012 | 11.1681 | 11.2019 |  | 8.6996 | 8.4743 | 8.2877 | 8.3741 | 8.4106 | 8.4432 | 8.4973 | 8.6211 | 8.7197 | 8.7668 | 8.916 | 9.0606 | 9.1205 | 9.1518 | 9.219 | 9.3 | 9.3743 | 9.4529 | 9.539 | 9.6336 | 9.7235 | 9.8097 | 9.9018 | 9.9669 | 10.0093 | 10.0509 | 10.0866 | 10.1182 | 10.1312 | 10.1681 | 10.1432 | 10.1501 |  | 8.6996 | 8.4368 | 8.2313 | 8.3702 | 8.4396 | 8.4987 | 8.5706 | 8.7019 | 8.7981 | 8.8328 | 8.9617 | 9.0831 | 9.1706 | 9.2109 | 9.2875 | 9.3628 | 9.4238 | 9.5065 | 9.5601 | 9.6024 | 9.6493 | 9.702 | 9.7183 | 9.7243 | 9.7693 | 9.7808 | 9.7504 | 9.74 | 9.7512 | 9.7295 | 9.7218 | 9.753 |  | 8.6996 | 8.438 | 8.2279 | 8.3621 | 8.4254 | 8.4795 | 8.5476 | 8.6732 | 8.7685 | 8.8009 | 8.9225 | 9.0359 | 9.1166 | 9.1437 | 9.2037 | 9.3143 | 9.65 | 10.0108 | 10.3415 | 10.6564 | 11.0062 | 11.3742 | 11.7158 | 12.0267 | 12.3775 | 12.6958 | 12.9632 | 13.2536 | 13.5597 | 13.8956 | 14.0729 | 14.0505 |  | 8.6996 | 8.4157 | 8.1841 | 8.2963 | 8.342 | 8.3813 | 8.443 | 8.5631 | 8.6548 | 8.6887 | 8.8697 | 9.3027 | 9.7076 | 10.0505 | 10.4261 | 10.7917 | 11.1638 | 11.5853 | 11.9861 | 12.3717 | 12.7522 | 13.1198 | 13.4451 | 13.7472 | 14.0971 | 14.2073 | 14.1409 | 14.1071 | 14.0786 | 14.0381 | 14.027 | 13.9861
Middleton Junction |  | 15.4289 | 15.1975 | 15.122 | 15.3896 | 15.5815 | 15.8601 | 16.0832 | 16.3412 | 16.6267 | 17.0068 | 17.4168 | 17.8877 | 18.3205 | 18.6826 | 19.0149 | 19.3312 | 19.7483 | 20.1551 | 20.5286 | 20.8795 | 21.1844 | 21.4345 | 21.6272 | 21.791 | 21.937 | 22.0652 | 22.17 | 22.2761 | 22.3507 | 22.4375 | 22.5156 | 22.4657 |  | 15.4289 | 15.2542 | 15.1541 | 15.292 | 15.3994 | 15.5947 | 15.7322 | 15.9155 | 16.1099 | 16.415 | 16.7516 | 17.0809 | 17.3575 | 17.6143 | 17.8701 | 18.1457 | 18.398 | 18.6804 | 18.9762 | 19.2793 | 19.5694 | 19.8913 | 20.1588 | 20.3912 | 20.6019 | 20.7548 | 20.8869 | 21.0005 | 21.0644 | 21.1135 | 21.129 | 21.1734 |  | 15.4289 | 15.1958 | 15.0898 | 15.3187 | 15.4738 | 15.7118 | 15.8804 | 16.0816 | 16.2739 | 16.5661 | 16.8992 | 17.2552 | 17.5921 | 17.8931 | 18.1773 | 18.4657 | 18.7488 | 19.0199 | 19.2567 | 19.4688 | 19.6493 | 19.7803 | 19.8671 | 19.9288 | 19.9737 | 20.003 | 20.0074 | 20.0093 | 19.9813 | 19.9633 | 19.9339 | 19.902 |  | 15.4289 | 15.2017 | 15.1041 | 15.3378 | 15.4832 | 15.7008 | 15.8291 | 15.9827 | 16.1378 | 16.3683 | 16.5967 | 16.8163 | 17.0662 | 17.2656 | 17.4444 | 17.8254 | 19.1645 | 20.6017 | 21.9797 | 23.3252 | 24.5995 | 25.7945 | 26.8998 | 27.9384 | 28.9375 | 29.9094 | 30.8492 | 31.7674 | 32.6524 | 33.5218 | 34.0411 | 34.0032 |  | 15.4289 | 15.1314 | 14.9665 | 15.1331 | 15.2297 | 15.3962 | 15.501 | 15.6571 | 15.8127 | 16.0402 | 16.4868 | 17.6216 | 18.7868 | 19.9326 | 21.0803 | 22.5138 | 23.8395 | 25.2026 | 26.5137 | 27.7987 | 29.0345 | 30.1707 | 31.2182 | 32.2324 | 33.2099 | 33.6231 | 33.6567 | 33.6848 | 33.7327 | 33.7269 | 33.7215 | 33.6987
Midway |  | 6.022 | 5.927 | 5.8955 | 6.0529 | 6.136 | 6.2453 | 6.4165 | 6.591 | 6.7792 | 6.9378 | 7.1636 | 7.468 | 7.7535 | 8.0292 | 8.2864 | 8.4974 | 8.8384 | 9.2268 | 9.5948 | 9.956 | 10.2754 | 10.5394 | 10.6813 | 10.7798 | 10.8937 | 10.9618 | 11.0355 | 11.0456 | 11.088 | 11.1255 | 11.1374 | 11.1338 |  | 6.022 | 5.9547 | 5.921 | 6.0401 | 6.0878 | 6.1619 | 6.2881 | 6.4249 | 6.5736 | 6.7239 | 6.9022 | 7.1611 | 7.2547 | 7.344 | 7.439 | 7.5578 | 7.7106 | 7.9312 | 8.1595 | 8.3777 | 8.6329 | 8.9233 | 9.1909 | 9.4226 | 9.6326 | 9.7208 | 9.809 | 9.8684 | 9.9864 | 9.9572 | 9.9788 | 9.9726 |  | 6.022 | 5.9252 | 5.8676 | 5.9906 | 6.0434 | 6.1209 | 6.248 | 6.3766 | 6.5094 | 6.6048 | 6.7941 | 7.0233 | 7.2156 | 7.4203 | 7.6159 | 7.8078 | 8.0323 | 8.2347 | 8.4586 | 8.7076 | 8.9771 | 9.1788 | 9.3001 | 9.3657 | 9.446 | 9.4855 | 9.5248 | 9.5058 | 9.5114 | 9.5116 | 9.4842 | 9.4858 |  | 6.022 | 5.9257 | 5.887 | 6.0311 | 6.0957 | 6.1788 | 6.3116 | 6.457 | 6.6534 | 6.7915 | 7.0202 | 7.2527 | 7.5593 | 7.8524 | 8.1879 | 8.5479 | 9.1264 | 9.7308 | 10.2766 | 10.795 | 11.2555 | 11.6901 | 12.0038 | 12.2745 | 12.5736 | 12.8384 | 13.0997 | 13.3242 | 13.5775 | 13.7792 | 13.9325 | 13.8975 |  | 6.022 | 5.9034 | 5.843 | 5.9647 | 6.0115 | 6.0929 | 6.2721 | 6.4471 | 6.6253 | 6.7556 | 6.9899 | 7.5811 | 8.1997 | 8.795 | 9.4105 | 9.974 | 10.4834 | 11.0162 | 11.5018 | 11.9652 | 12.3423 | 12.6854 | 12.9559 | 13.2096 | 13.4801 | 13.6485 | 13.6462 | 13.6205 | 13.6264 | 13.5905 | 13.5777 | 13.554
Milnrow |  | 11.5837 | 11.4368 | 11.5889 | 12.1252 | 12.3353 | 12.461 | 12.7158 | 13.0328 | 13.3659 | 13.571 | 13.9828 | 14.5088 | 14.7605 | 15.0395 | 15.3749 | 15.6441 | 15.9852 | 16.3771 | 16.7436 | 17.0814 | 17.3449 | 17.5963 | 17.7808 | 17.9294 | 18.0732 | 18.1943 | 18.2987 | 18.3829 | 18.4737 | 18.5532 | 18.6433 | 18.6406 |  | 11.5837 | 11.482 | 11.4852 | 11.8002 | 11.9444 | 12.013 | 12.2028 | 12.4608 | 12.7343 | 12.8923 | 13.2461 | 13.6438 | 13.7625 | 13.9469 | 14.2062 | 14.4363 | 14.6361 | 14.9165 | 15.2062 | 15.4909 | 15.7345 | 16.0458 | 16.2928 | 16.5102 | 16.7224 | 16.855 | 16.9826 | 17.0717 | 17.1466 | 17.1847 | 17.2076 | 17.2832 |  | 11.5837 | 11.4352 | 11.5596 | 12.0599 | 12.2358 | 12.3249 | 12.5285 | 12.791 | 13.0568 | 13.1986 | 13.5425 | 13.966 | 14.1422 | 14.3722 | 14.6659 | 14.9125 | 15.1316 | 15.3969 | 15.6362 | 15.8458 | 15.9959 | 16.1334 | 16.2106 | 16.2605 | 16.3077 | 16.333 | 16.3433 | 16.3266 | 16.3234 | 16.3021 | 16.2912 | 16.3067 |  | 11.5837 | 11.4412 | 11.5807 | 12.0922 | 12.2657 | 12.3417 | 12.5161 | 12.7441 | 12.9891 | 13.0841 | 13.3477 | 13.6495 | 13.7515 | 13.8943 | 14.0947 | 14.4178 | 15.422 | 16.6422 | 17.8455 | 19.0139 | 20.1217 | 21.1632 | 22.1099 | 23.0009 | 23.8801 | 24.6932 | 25.4958 | 26.2713 | 27.0328 | 27.7704 | 28.1954 | 28.1824 |  | 11.5837 | 11.3806 | 11.463 | 11.916 | 12.0463 | 12.081 | 12.2392 | 12.4419 | 12.6429 | 12.7052 | 13.1249 | 14.2556 | 15.1892 | 16.1376 | 17.1622 | 18.1108 | 19.3093 | 20.4436 | 21.5755 | 22.6775 | 23.7335 | 24.7061 | 25.5932 | 26.4553 | 27.3115 | 27.6198 | 27.6569 | 27.6712 | 27.7104 | 27.7058 | 27.6983 | 27.696
Mintsfeet |  | 18.4829 | 18.2707 | 18.2484 | 18.6095 | 18.6795 | 18.999 | 19.1955 | 19.3154 | 19.6581 | 19.8768 | 20.1726 | 20.5321 | 20.9576 | 21.3051 | 21.6139 | 21.9283 | 22.5451 | 23.092 | 23.6848 | 24.3147 | 24.8738 | 25.25 | 25.6169 | 25.8671 | 26.0976 | 26.2917 | 26.5165 | 26.7065 | 26.9867 | 27.09 | 27.2657 | 27.1808 |  | 18.4829 | 18.3426 | 18.2491 | 18.4999 | 18.4179 | 18.6596 | 18.768 | 19.0786 | 19.3025 | 19.5308 | 19.9911 | 20.4154 | 20.425 | 20.5696 | 20.8069 | 21.0186 | 21.2513 | 21.4852 | 21.8071 | 22.1171 | 22.4562 | 22.8382 | 23.2599 | 23.6094 | 23.9312 | 24.027 | 24.1239 | 24.1783 | 24.3607 | 24.2572 | 24.2527 | 24.2077 |  | 18.4829 | 18.2691 | 18.2077 | 18.5467 | 18.553 | 18.8263 | 18.9641 | 19.0295 | 19.3052 | 19.4526 | 19.6955 | 19.9514 | 20.2584 | 20.5144 | 20.7831 | 21.0427 | 21.3101 | 21.6071 | 21.9343 | 22.2463 | 22.553 | 22.6908 | 22.8242 | 22.8541 | 22.8684 | 22.8542 | 22.839 | 22.8051 | 22.896 | 22.7403 | 22.6922 | 22.626 |  | 18.4829 | 18.2715 | 18.2235 | 18.5446 | 18.5954 | 18.8807 | 19.0404 | 19.1298 | 19.4923 | 19.7797 | 20.0646 | 20.3278 | 20.7309 | 21.0229 | 21.1986 | 21.6363 | 22.6016 | 23.6241 | 24.6183 | 25.6688 | 26.5856 | 27.3971 | 28.1703 | 28.8836 | 29.5643 | 30.247 | 30.99 | 31.6353 | 32.4356 | 32.9164 | 33.2622 | 33.1685 |  | 18.4829 | 18.2253 | 18.132 | 18.4018 | 18.4161 | 18.6795 | 18.8977 | 19.0035 | 19.3656 | 19.6823 | 20.0696 | 21.0333 | 22.1541 | 23.242 | 24.301 | 25.4372 | 26.4992 | 27.4847 | 28.4192 | 29.4348 | 30.2576 | 30.9467 | 31.6801 | 32.3789 | 32.9823 | 33.2312 | 33.2438 | 33.1647 | 33.2842 | 33.0612 | 32.9703 | 32.8889
Monsall |  | 9.6353 | 9.5292 | 9.4421 | 9.4852 | 9.5562 | 9.5984 | 9.6201 | 9.6826 | 9.7265 | 9.7614 | 9.771 | 9.8155 | 9.8425 | 9.8472 | 9.8977 | 9.9212 | 9.9498 | 9.9747 | 10.0284 | 10.0698 | 10.074 | 10.118 | 10.1512 | 10.1893 | 10.2014 | 10.2183 | 10.2431 | 10.2616 | 10.2932 | 10.3164 | 10.3327 | 10.3395 |  | 9.6353 | 9.5406 | 9.4616 | 9.46 | 9.4892 | 9.4944 | 9.4842 | 9.5187 | 9.5398 | 9.5566 | 9.5537 | 9.5874 | 9.6032 | 9.6008 | 9.6409 | 9.6563 | 9.6565 | 9.6539 | 9.678 | 9.691 | 9.6709 | 9.6882 | 9.6962 | 9.7091 | 9.6994 | 9.6929 | 9.6938 | 9.6895 | 9.6968 | 9.6968 | 9.6911 | 9.6966 |  | 9.6353 | 9.5292 | 9.4406 | 9.4823 | 9.5519 | 9.5925 | 9.6123 | 9.6733 | 9.7158 | 9.7492 | 9.7574 | 9.8005 | 9.8267 | 9.8302 | 9.8797 | 9.9023 | 9.9076 | 9.9094 | 9.9395 | 9.9574 | 9.9394 | 9.9598 | 9.9699 | 9.9845 | 9.9744 | 9.9689 | 9.9708 | 9.9668 | 9.975 | 9.9753 | 9.9691 | 9.9747 |  | 9.6353 | 9.5294 | 9.4322 | 9.465 | 9.5253 | 9.5569 | 9.5682 | 9.6192 | 9.6518 | 9.6749 | 9.6725 | 9.7026 | 9.716 | 9.7066 | 9.7416 | 9.751 | 9.7672 | 9.7797 | 9.8188 | 9.8456 | 9.8369 | 9.867 | 9.8843 | 9.907 | 9.9051 | 9.9074 | 9.9169 | 9.9203 | 9.9356 | 9.9427 | 9.9424 | 9.9308 |  | 9.6353 | 9.5293 | 9.4319 | 9.4647 | 9.5248 | 9.56 | 9.5789 | 9.6404 | 9.6859 | 9.7248 | 9.7413 | 9.8191 | 9.8799 | 9.9156 | 9.9977 | 10.0517 | 10.0867 | 10.1172 | 10.1764 | 10.222 | 10.2281 | 10.2772 | 10.3108 | 10.3513 | 10.3642 | 10.3802 | 10.3802 | 10.3736 | 10.3795 | 10.3768 | 10.3667 | 10.3691
Monton |  | 10.6369 | 10.6323 | 10.4966 | 10.6929 | 10.8824 | 11.1476 | 11.4484 | 11.7157 | 12.0888 | 12.4311 | 12.8793 | 13.4313 | 13.888 | 14.2851 | 14.6821 | 15.0106 | 15.4141 | 15.8216 | 16.1731 | 16.4845 | 16.7618 | 16.9829 | 17.1625 | 17.3313 | 17.4323 | 17.5947 | 17.6847 | 17.8295 | 17.8646 | 17.9836 | 18.054 | 18.0929 |  | 10.6369 | 10.6711 | 10.5558 | 10.7096 | 10.8525 | 11.0728 | 11.3103 | 11.5303 | 11.8529 | 12.1551 | 12.569 | 13.0183 | 13.3383 | 13.6462 | 13.9791 | 14.2771 | 14.5803 | 14.9107 | 15.2397 | 15.5814 | 15.8839 | 16.2016 | 16.4748 | 16.7459 | 16.9156 | 17.1413 | 17.2833 | 17.4562 | 17.4803 | 17.5831 | 17.5814 | 17.6856 |  | 10.6369 | 10.6303 | 10.4663 | 10.6247 | 10.7787 | 11.0047 | 11.2523 | 11.463 | 11.7638 | 12.0365 | 12.4141 | 12.8566 | 13.2222 | 13.5615 | 13.9113 | 14.2141 | 14.5435 | 14.8734 | 15.1459 | 15.3748 | 15.5834 | 15.7403 | 15.8668 | 15.9838 | 16.0394 | 16.1495 | 16.1902 | 16.2767 | 16.2616 | 16.3205 | 16.3315 | 16.3787 |  | 10.6369 | 10.6384 | 10.4936 | 10.6676 | 10.8233 | 11.0422 | 11.2596 | 11.4349 | 11.7001 | 11.9089 | 12.1925 | 12.5173 | 12.8141 | 13.0701 | 13.3313 | 13.6934 | 14.5882 | 15.4795 | 16.3253 | 17.3929 | 18.3026 | 19.3136 | 20.0813 | 21.0024 | 21.6743 | 22.4741 | 23.2588 | 23.9593 | 24.5722 | 25.2893 | 25.6589 | 25.6818 |  | 10.6369 | 10.5829 | 10.3855 | 10.5103 | 10.6262 | 10.794 | 10.991 | 11.136 | 11.3633 | 11.5416 | 11.9628 | 12.9741 | 13.9804 | 14.9185 | 15.8763 | 16.7571 | 17.5919 | 18.4341 | 19.5025 | 20.5357 | 21.3884 | 22.3508 | 23.044 | 23.9463 | 24.5709 | 24.9137 | 25.0449 | 25.1547 | 25.289 | 25.1542 | 25.2399 | 25.2548
Moorside |  | 8.4644 | 8.3238 | 8.3829 | 8.648 | 8.7679 | 8.8451 | 9.0391 | 9.1789 | 9.3494 | 9.5111 | 9.7499 | 10.0678 | 10.3222 | 10.5628 | 10.8031 | 10.9853 | 11.2271 | 11.5042 | 11.7822 | 12.0563 | 12.3307 | 12.5138 | 12.6056 | 12.7013 | 12.7812 | 12.8476 | 12.862 | 12.9243 | 12.9228 | 12.965 | 12.9864 | 12.962 |  | 8.4644 | 8.3593 | 8.3609 | 8.5246 | 8.6189 | 8.6716 | 8.8366 | 8.9568 | 9.109 | 9.2602 | 9.4782 | 9.7036 | 9.8284 | 9.9603 | 10.1063 | 10.2307 | 10.3995 | 10.6236 | 10.8439 | 11.0664 | 11.3186 | 11.5939 | 11.811 | 12.0431 | 12.252 | 12.3446 | 12.3919 | 12.4693 | 12.4804 | 12.5202 | 12.526 | 12.5546 |  | 8.4644 | 8.3227 | 8.3633 | 8.6045 | 8.7018 | 8.7552 | 8.9153 | 9.0206 | 9.1484 | 9.2686 | 9.4653 | 9.7198 | 9.9211 | 10.1271 | 10.3391 | 10.5065 | 10.6785 | 10.8831 | 11.0897 | 11.2923 | 11.5012 | 11.6227 | 11.6629 | 11.7065 | 11.7354 | 11.7525 | 11.7205 | 11.7304 | 11.6817 | 11.672 | 11.642 | 11.6281 |  | 8.4644 | 8.324 | 8.3723 | 8.6191 | 8.7136 | 8.7562 | 8.899 | 8.9969 | 9.1598 | 9.2985 | 9.4831 | 9.6707 | 9.8375 | 9.9945 | 10.1549 | 10.3302 | 10.7601 | 11.2269 | 11.7962 | 12.3481 | 12.8638 | 13.3473 | 13.734 | 14.0941 | 14.4507 | 14.7869 | 15.0986 | 15.3973 | 15.7917 | 15.9733 | 16.1358 | 16.1223 |  | 8.4644 | 8.2907 | 8.3068 | 8.5209 | 8.5896 | 8.6209 | 8.8033 | 8.925 | 9.0655 | 9.1855 | 9.4149 | 9.9168 | 10.3983 | 10.8697 | 11.3376 | 11.743 | 12.1425 | 12.6862 | 13.1982 | 13.6957 | 14.125 | 14.5115 | 14.8494 | 15.1767 | 15.5033 | 15.6573 | 15.6615 | 15.6686 | 15.7763 | 15.6763 | 15.6721 | 15.6745
Morton Park & Pirelli |  | 19.8703 | 19.557 | 19.2944 | 19.4074 | 19.6185 | 23.0628 | 26.2704 | 29.5719 | 33.0556 | 35.5772 | 38.0714 | 40.6027 | 43.3104 | 43.7635 | 44.0932 | 44.486 | 44.9772 | 45.4257 | 45.8687 | 46.1707 | 46.5542 | 46.776 | 46.894 | 47.0451 | 47.1848 | 47.2209 | 47.2125 | 47.3014 | 47.4398 | 47.2429 | 47.2976 | 47.1928 |  | 19.8703 | 19.6203 | 19.3927 | 19.3997 | 19.4975 | 20.5504 | 21.3994 | 22.357 | 23.4628 | 24.3669 | 25.2736 | 26.1579 | 27.1017 | 27.4176 | 27.67 | 28.0036 | 28.347 | 28.7109 | 29.1229 | 29.4702 | 29.8966 | 30.2958 | 30.6067 | 30.8934 | 31.1822 | 31.3453 | 31.4735 | 31.6286 | 31.6311 | 31.6602 | 31.6609 | 31.6807 |  | 19.8703 | 19.5544 | 19.2524 | 19.314 | 19.477 | 22.8678 | 26.005 | 29.2308 | 32.6184 | 35.0458 | 37.4483 | 39.8399 | 42.4244 | 42.8019 | 43.0249 | 43.434 | 43.8233 | 44.1279 | 44.4011 | 44.7029 | 44.9218 | 45.031 | 45.1721 | 45.2767 | 45.2608 | 45.2448 | 45.2348 | 45.2085 | 45.3636 | 45.0977 | 45.0209 | 44.9359 |  | 19.8703 | 19.5687 | 19.2839 | 19.356 | 19.5096 | 22.8755 | 25.9598 | 29.1278 | 32.4755 | 34.8243 | 37.1046 | 39.3281 | 41.8091 | 42.0624 | 42.1583 | 42.6695 | 43.9582 | 45.1569 | 46.3149 | 47.5367 | 48.6211 | 49.5626 | 50.5944 | 51.5272 | 52.3224 | 53.1093 | 53.9677 | 54.7199 | 55.8317 | 56.3491 | 56.6854 | 56.3612 |  | 19.8703 | 19.4797 | 19.1098 | 19.0986 | 19.1911 | 22.4966 | 25.5726 | 28.7244 | 32.0327 | 34.3542 | 36.8748 | 40.2095 | 43.8082 | 45.1506 | 46.3226 | 47.6588 | 48.8835 | 50.011 | 51.1024 | 52.2763 | 53.3036 | 54.1541 | 55.1227 | 56.0256 | 56.7828 | 56.906 | 56.7389 | 56.4835 | 56.6294 | 56.1568 | 55.9291 | 55.6217
Mosley Rd |  | 13.4981 | 13.0562 | 13.6643 | 14.7454 | 15.0205 | 15.267 | 15.4434 | 15.659 | 15.8831 | 16.0789 | 16.2357 | 16.4767 | 16.6696 | 16.8242 | 16.9959 | 17.1842 | 17.5182 | 17.7501 | 18.0774 | 18.3075 | 18.478 | 18.7169 | 18.9088 | 19.0841 | 19.1895 | 19.3273 | 19.4793 | 19.601 | 19.7017 | 19.8152 | 19.9358 | 19.9048 |  | 13.4981 | 13.0989 | 13.2875 | 13.7958 | 13.908 | 14.0214 | 14.0704 | 14.1716 | 14.2875 | 14.3935 | 14.479 | 14.6299 | 14.7067 | 14.7701 | 14.8594 | 14.9751 | 15.0807 | 15.1168 | 15.2552 | 15.3273 | 15.3682 | 15.5018 | 15.5985 | 15.6754 | 15.6941 | 15.7375 | 15.7909 | 15.8149 | 15.8194 | 15.8313 | 15.8437 | 15.8416 |  | 13.4981 | 13.0548 | 13.6366 | 14.686 | 14.9321 | 15.1476 | 15.2835 | 15.4597 | 15.6372 | 15.7895 | 15.906 | 16.0872 | 16.2194 | 16.3313 | 16.4658 | 16.6271 | 16.8043 | 16.8831 | 17.0507 | 17.1244 | 17.1508 | 17.2433 | 17.2985 | 17.3404 | 17.3196 | 17.3291 | 17.3498 | 17.3411 | 17.3129 | 17.2955 | 17.2806 | 17.2525 |  | 13.4981 | 13.0564 | 13.6314 | 14.6787 | 14.919 | 15.1299 | 15.2715 | 15.4502 | 15.6362 | 15.7931 | 15.9109 | 16.1103 | 16.2618 | 16.3747 | 16.5036 | 16.6474 | 16.9308 | 17.1143 | 17.3876 | 17.5658 | 17.6854 | 17.8686 | 18.0044 | 18.1228 | 18.1736 | 18.2536 | 18.3456 | 18.4077 | 18.4492 | 18.5015 | 18.5592 | 18.4751 |  | 13.4981 | 13.053 | 13.6243 | 14.6677 | 14.9038 | 15.1212 | 15.2793 | 15.4805 | 15.6983 | 15.8942 | 16.0575 | 16.4744 | 16.8476 | 17.1777 | 17.5137 | 17.8612 | 18.1828 | 18.3946 | 18.7107 | 18.9238 | 19.0795 | 19.3054 | 19.4827 | 19.642 | 19.7289 | 19.8473 | 19.8419 | 19.8064 | 19.7463 | 19.704 | 19.6685 | 19.6186
Moss Lane |  | 20.4415 | 20.2105 | 20.9758 | 22.1541 | 22.4519 | 22.7547 | 23.1199 | 23.6304 | 24.1825 | 24.571 | 25.1886 | 25.9764 | 26.5991 | 27.1184 | 27.6216 | 28.0459 | 28.6796 | 29.276 | 29.7938 | 30.3102 | 30.6937 | 31.0303 | 31.2947 | 31.5382 | 31.6982 | 31.8646 | 31.9575 | 32.066 | 32.1655 | 32.274 | 32.3537 | 32.3202 |  | 20.4415 | 20.2986 | 20.6359 | 21.2972 | 21.5054 | 21.7005 | 21.9739 | 22.396 | 22.8538 | 23.1657 | 23.691 | 24.2635 | 24.6279 | 24.9703 | 25.352 | 25.7199 | 26.1274 | 26.5642 | 27.0084 | 27.5018 | 27.9235 | 28.4262 | 28.849 | 29.2252 | 29.5098 | 29.7712 | 29.9591 | 30.1259 | 30.2521 | 30.3473 | 30.3746 | 30.4803 |  | 20.4415 | 20.2082 | 20.9329 | 22.0488 | 22.2733 | 22.5091 | 22.7821 | 23.1925 | 23.6197 | 23.8893 | 24.3738 | 24.9396 | 25.3646 | 25.7753 | 26.1944 | 26.5725 | 27.0313 | 27.4494 | 27.7871 | 28.1158 | 28.3403 | 28.5258 | 28.6597 | 28.7779 | 28.8186 | 28.8659 | 28.8404 | 28.822 | 28.7924 | 28.769 | 28.7125 | 28.7007 |  | 20.4415 | 20.2104 | 20.9581 | 22.0944 | 22.333 | 22.5547 | 22.7863 | 23.1344 | 23.4898 | 23.6385 | 23.9557 | 24.3199 | 24.6239 | 24.8603 | 25.1071 | 25.6061 | 27.2136 | 28.8004 | 30.3388 | 31.9532 | 33.7266 | 35.5784 | 37.0681 | 38.641 | 39.9967 | 41.4227 | 42.8347 | 44.1429 | 46.184 | 46.7411 | 47.3768 | 47.3683 |  | 20.4415 | 20.094 | 20.7343 | 21.7709 | 21.9314 | 22.0644 | 22.2309 | 22.5073 | 22.7896 | 22.8819 | 23.4719 | 25.2434 | 26.9669 | 28.5872 | 30.2232 | 31.771 | 33.2862 | 34.8414 | 36.7331 | 38.5745 | 40.4145 | 42.0084 | 43.6151 | 45.0243 | 46.4224 | 47.074 | 47.1355 | 47.2377 | 47.259 | 47.1891 | 47.1896 | 47.1789
Moss Nook Primary |  | 14.1134 | 13.7053 | 13.9697 | 14.7007 | 14.9048 | 15.0985 | 15.3131 | 15.5381 | 15.7929 | 16.0652 | 16.3655 | 16.7304 | 16.9935 | 17.2162 | 17.4247 | 17.652 | 17.9963 | 18.3159 | 18.5942 | 18.8975 | 19.2132 | 19.4856 | 19.7084 | 19.9098 | 20.0939 | 20.2624 | 20.4094 | 20.5475 | 20.68 | 20.8079 | 20.9328 | 20.8951 |  | 14.1134 | 13.76 | 13.8032 | 14.1736 | 14.268 | 14.3706 | 14.4949 | 14.6369 | 14.8073 | 15.0002 | 15.2244 | 15.6446 | 15.8641 | 16.0656 | 16.2727 | 16.4741 | 16.6747 | 16.8882 | 17.1082 | 17.3305 | 17.5551 | 17.8316 | 18.047 | 18.2251 | 18.3752 | 18.4923 | 18.5893 | 18.6596 | 18.7131 | 18.7497 | 18.7667 | 18.7843 |  | 14.1134 | 13.7047 | 13.9581 | 14.6729 | 14.8598 | 15.0328 | 15.217 | 15.4058 | 15.6119 | 15.8304 | 16.0712 | 16.3432 | 16.5368 | 16.712 | 16.8802 | 17.0413 | 17.233 | 17.406 | 17.5514 | 17.7098 | 17.8708 | 18.0007 | 18.0853 | 18.1512 | 18.1976 | 18.2304 | 18.2434 | 18.242 | 18.2325 | 18.2163 | 18.1902 | 18.159 |  | 14.1134 | 13.7057 | 13.9416 | 14.6428 | 14.8159 | 14.9782 | 15.1592 | 15.3494 | 15.5702 | 15.809 | 16.077 | 16.4134 | 16.638 | 16.8216 | 16.99 | 17.1591 | 17.4374 | 18.2837 | 19.4443 | 20.5679 | 21.6353 | 22.6388 | 23.5714 | 24.4481 | 25.292 | 26.1116 | 26.9089 | 27.6824 | 28.439 | 29.1792 | 29.6302 | 29.6254 |  | 14.1134 | 13.6798 | 13.8901 | 14.5652 | 14.7167 | 14.8622 | 15.037 | 15.2269 | 15.4554 | 15.7099 | 16.0263 | 16.536 | 16.9529 | 17.8058 | 18.7714 | 19.8858 | 21.0472 | 22.198 | 23.3159 | 24.3997 | 25.4483 | 26.4175 | 27.3144 | 28.1796 | 29.0152 | 29.391 | 29.4375 | 29.4727 | 29.5129 | 29.5314 | 29.5434 | 29.5529
Moss Side (Leyland) & Seven Stars |  | 16.91 | 16.5243 | 16.2601 | 16.4704 | 16.6957 | 17.0191 | 17.2727 | 17.5444 | 17.8908 | 18.2283 | 18.6087 | 19.0131 | 19.4685 | 19.8367 | 20.1976 | 20.4937 | 20.9671 | 21.4296 | 21.821 | 22.1702 | 22.4858 | 22.7767 | 22.9843 | 23.1641 | 23.3571 | 23.5094 | 23.6052 | 23.715 | 23.8347 | 23.9227 | 24.0162 | 23.9873 |  | 16.91 | 16.5811 | 16.3451 | 16.4447 | 16.5601 | 16.7735 | 16.9202 | 17.1016 | 17.3607 | 17.6251 | 17.9438 | 18.2427 | 18.4807 | 18.7019 | 18.9403 | 19.1982 | 19.458 | 19.7473 | 20.0326 | 20.3146 | 20.5959 | 20.9216 | 21.159 | 21.3494 | 21.5413 | 21.7012 | 21.8091 | 21.9067 | 21.9907 | 22.0159 | 22.0172 | 22.0805 |  | 16.91 | 16.5228 | 16.23 | 16.4046 | 16.5961 | 16.8817 | 17.085 | 17.3057 | 17.589 | 17.864 | 18.1818 | 18.4848 | 18.7734 | 19.0304 | 19.2549 | 19.5011 | 19.8087 | 20.1025 | 20.3248 | 20.5028 | 20.6623 | 20.8015 | 20.8745 | 20.9251 | 20.9866 | 21.0117 | 20.9821 | 20.9604 | 20.9452 | 20.9012 | 20.8573 | 20.8411 |  | 16.91 | 16.5306 | 16.2457 | 16.4261 | 16.6132 | 16.8906 | 17.0783 | 17.2719 | 17.5269 | 17.7551 | 17.9985 | 18.3104 | 18.5801 | 18.7978 | 19.0304 | 19.3929 | 20.3518 | 21.3474 | 22.5217 | 23.7075 | 24.837 | 25.922 | 26.8804 | 27.8063 | 28.7296 | 29.5855 | 30.4098 | 31.2373 | 32.0257 | 32.8065 | 33.2624 | 33.2522 |  | 16.91 | 16.4724 | 16.1317 | 16.2583 | 16.4018 | 16.6376 | 16.8044 | 16.9796 | 17.2453 | 17.4882 | 18.0097 | 19.1856 | 20.2797 | 21.2816 | 22.3269 | 23.3343 | 24.2856 | 25.5068 | 26.6918 | 27.8386 | 28.9528 | 30.0109 | 30.9246 | 31.8349 | 32.7502 | 33.1174 | 33.1387 | 33.1853 | 33.2435 | 33.2499 | 33.2461 | 33.2568
Moss Side (Longsight) |  | 16.1203 | 15.6766 | 15.7637 | 16.4357 | 18.7084 | 20.8962 | 23.2351 | 25.4464 | 27.7403 | 28.9511 | 30.319 | 31.6238 | 31.8234 | 32.1654 | 32.4652 | 32.5927 | 32.9555 | 33.4157 | 33.8117 | 34.1208 | 34.45 | 34.7548 | 34.8731 | 35.1239 | 35.3953 | 35.5762 | 35.6717 | 35.8809 | 36.1394 | 36.2771 | 36.4645 | 36.4302 |  | 16.1203 | 15.7386 | 15.6871 | 16.0803 | 18.249 | 20.3505 | 22.6082 | 24.7604 | 27.0045 | 28.1809 | 29.5165 | 30.7546 | 30.8435 | 31.0918 | 31.3101 | 31.384 | 31.5924 | 31.9135 | 32.1781 | 32.3693 | 32.5999 | 32.8617 | 32.9639 | 33.2063 | 33.472 | 33.5677 | 33.5763 | 33.6815 | 33.8205 | 33.8299 | 33.8741 | 33.8558 |  | 16.1203 | 15.6757 | 15.7433 | 16.3915 | 18.6422 | 20.8066 | 23.1136 | 25.2947 | 27.5521 | 28.7285 | 30.0621 | 31.3191 | 31.4758 | 31.7873 | 32.0621 | 32.1754 | 32.4114 | 32.7419 | 33.0086 | 33.189 | 33.3944 | 33.5767 | 33.5834 | 33.7182 | 33.8725 | 33.9404 | 33.926 | 34.0181 | 34.1558 | 34.1786 | 34.2461 | 34.2183 |  | 16.1203 | 15.6783 | 15.7356 | 16.3682 | 18.5949 | 20.7269 | 22.9896 | 25.1329 | 27.3782 | 28.5309 | 29.826 | 31.0225 | 31.1367 | 31.3968 | 31.621 | 31.82 | 32.6625 | 33.6061 | 34.4625 | 35.2104 | 35.9639 | 36.6873 | 37.2121 | 37.8653 | 38.531 | 39.0885 | 39.5412 | 40.105 | 40.7111 | 41.1684 | 41.3162 | 41.1215 |  | 16.1203 | 15.6228 | 15.6271 | 16.2054 | 18.392 | 20.4903 | 22.7492 | 24.8866 | 27.1096 | 28.2518 | 29.6903 | 31.5577 | 32.3683 | 33.3136 | 34.2235 | 34.9384 | 35.7452 | 36.6604 | 37.4847 | 38.1974 | 38.9201 | 39.5992 | 40.0815 | 40.7293 | 41.3925 | 41.2806 | 41.1634 | 41.1544 | 41.2211 | 41.1217 | 41.0743 | 40.9153
Mossley |  | 12.2157 | 12.0486 | 12.0003 | 12.1639 | 12.3989 | 12.5881 | 12.8812 | 13.2328 | 13.6493 | 14.0358 | 14.5288 | 15.1559 | 15.6748 | 16.092 | 16.5056 | 16.8642 | 17.2971 | 17.7356 | 18.1195 | 18.4729 | 18.7599 | 19.0141 | 19.1681 | 19.2949 | 19.3991 | 19.4843 | 19.5397 | 19.5609 | 19.614 | 19.6416 | 19.6371 | 19.5769 |  | 12.2157 | 12.1044 | 12.069 | 12.1783 | 12.3655 | 12.5018 | 12.7328 | 13.016 | 13.2895 | 13.5863 | 13.978 | 14.4175 | 14.6805 | 14.9724 | 15.2971 | 15.6148 | 15.9207 | 16.2828 | 16.6505 | 17.027 | 17.3851 | 17.8268 | 18.1656 | 18.4582 | 18.7181 | 18.9393 | 19.1386 | 19.2788 | 19.4279 | 19.5235 | 19.5543 | 19.6304 |  | 12.2157 | 12.0465 | 11.966 | 12.0868 | 12.2808 | 12.426 | 12.6574 | 12.9287 | 13.1958 | 13.4843 | 13.8778 | 14.3502 | 14.7412 | 15.0788 | 15.4283 | 15.7518 | 16.0955 | 16.4396 | 16.7276 | 16.9817 | 17.1887 | 17.3667 | 17.4639 | 17.5384 | 17.591 | 17.6265 | 17.629 | 17.5952 | 17.5871 | 17.5546 | 17.4877 | 17.4476 |  | 12.2157 | 12.0525 | 11.992 | 12.1297 | 12.3236 | 12.4544 | 12.6533 | 12.8828 | 13.1088 | 13.311 | 13.5716 | 13.8693 | 14.1589 | 14.3755 | 14.5953 | 15.0454 | 16.3597 | 17.6928 | 19.0789 | 20.7842 | 22.2892 | 23.6212 | 24.966 | 26.2235 | 27.4187 | 28.4701 | 29.5815 | 30.6482 | 31.6223 | 32.6298 | 33.1791 | 33.106 |  | 12.2157 | 11.9767 | 11.8434 | 11.9087 | 12.0473 | 12.1204 | 12.2852 | 12.4733 | 12.6894 | 12.8535 | 13.3604 | 14.7975 | 16.2503 | 17.5783 | 18.9294 | 20.2112 | 21.4048 | 22.6871 | 24.2307 | 25.8334 | 27.2352 | 28.4275 | 29.6552 | 30.8371 | 31.9589 | 32.301 | 32.3337 | 32.3264 | 32.2891 | 32.2595 | 32.1939 | 32.1341
Mount St |  | 10.7497 | 10.487 | 10.5881 | 11.2583 | 11.5412 | 11.7756 | 12.199 | 12.4212 | 12.7965 | 13.142 | 13.6011 | 14.1798 | 14.5839 | 15.017 | 15.3949 | 15.7323 | 16.1933 | 16.6411 | 17.0283 | 17.3932 | 17.7131 | 17.9706 | 18.2031 | 18.3861 | 18.5859 | 18.7417 | 18.941 | 19.0611 | 19.2217 | 19.2503 | 19.4393 | 19.3987 |  | 10.7497 | 10.5152 | 10.4405 | 10.8108 | 10.9467 | 11.1231 | 11.4353 | 11.5708 | 11.8694 | 12.1271 | 12.533 | 13.0029 | 13.2634 | 13.5911 | 13.8891 | 14.1774 | 14.4802 | 14.8016 | 15.1097 | 15.425 | 15.722 | 15.9977 | 16.2401 | 16.4236 | 16.6155 | 16.772 | 16.9748 | 17.0847 | 17.2014 | 17.1583 | 17.2224 | 17.2496 |  | 10.7497 | 10.4857 | 10.5643 | 11.2058 | 11.4413 | 11.6849 | 12.011 | 12.1825 | 12.4929 | 12.7759 | 13.1717 | 13.6536 | 13.9794 | 14.3599 | 14.6965 | 15.0098 | 15.3532 | 15.6813 | 15.9481 | 16.1897 | 16.3972 | 16.547 | 16.681 | 16.7708 | 16.875 | 16.9384 | 17.0362 | 17.0585 | 17.1148 | 17.0523 | 17.1283 | 17.1005 |  | 10.7497 | 10.5001 | 10.5816 | 11.2197 | 11.4498 | 11.684 | 11.9517 | 12.0781 | 12.3553 | 12.586 | 12.9002 | 13.2731 | 13.5318 | 13.8276 | 14.0968 | 14.7134 | 16.1076 | 17.4658 | 18.796 | 20.1066 | 21.2763 | 22.4815 | 23.4598 | 24.5443 | 25.416 | 26.4484 | 27.3363 | 28.1993 | 28.9703 | 29.8761 | 30.3823 | 30.3345 |  | 10.7497 | 10.4792 | 10.5403 | 11.157 | 11.3771 | 11.617 | 11.8898 | 12.0301 | 12.3079 | 12.5461 | 13.0906 | 14.4361 | 15.6846 | 16.9643 | 18.3464 | 19.7121 | 21.0409 | 22.326 | 23.599 | 24.8583 | 25.9782 | 27.1386 | 28.0389 | 29.1119 | 29.9413 | 30.61 | 30.6322 | 30.6243 | 30.5637 | 30.6303 | 30.571 | 30.5561
Musgrave Rd |  | 12.6069 | 12.4019 | 12.2578 | 12.4769 | 12.6219 | 12.8416 | 13.024 | 13.405 | 13.6913 | 13.9324 | 14.377 | 14.8849 | 15.255 | 15.5342 | 15.9271 | 16.1283 | 16.4579 | 16.8435 | 17.1128 | 17.3354 | 17.5818 | 17.7794 | 17.8676 | 17.9448 | 18.0499 | 18.1889 | 18.1851 | 18.2042 | 18.24 | 18.3133 | 18.226 | 18.199 |  | 12.6069 | 12.4576 | 12.3413 | 12.5112 | 12.6071 | 12.7675 | 12.8834 | 13.2015 | 13.4223 | 13.6045 | 13.9884 | 14.3678 | 14.5924 | 14.7806 | 15.1053 | 15.2822 | 15.5089 | 15.8287 | 16.0851 | 16.3283 | 16.6277 | 16.9648 | 17.1894 | 17.3861 | 17.6021 | 17.8446 | 17.9517 | 18.0608 | 18.1679 | 18.2896 | 18.2245 | 18.3007 |  | 12.6069 | 12.4001 | 12.2281 | 12.4032 | 12.5097 | 12.687 | 12.812 | 13.1275 | 13.3346 | 13.4996 | 13.8634 | 14.2478 | 14.5184 | 14.7366 | 15.0749 | 15.2522 | 15.509 | 15.8151 | 16.0082 | 16.1534 | 16.3326 | 16.4685 | 16.5127 | 16.5492 | 16.6108 | 16.7036 | 16.6614 | 16.6361 | 16.6239 | 16.6449 | 16.5155 | 16.5031 |  | 12.6069 | 12.4036 | 12.246 | 12.4365 | 12.5401 | 12.7015 | 12.7938 | 13.0652 | 13.2253 | 13.3114 | 13.5618 | 13.8072 | 13.9961 | 14.119 | 14.3523 | 14.6684 | 15.8334 | 17.0681 | 18.1872 | 19.2456 | 20.3211 | 21.3795 | 22.5077 | 23.6184 | 24.666 | 25.6363 | 26.5227 | 27.5271 | 28.3911 | 29.3541 | 29.7593 | 29.628 |  | 12.6069 | 12.331 | 12.1045 | 12.2293 | 12.2833 | 12.3883 | 12.443 | 12.6694 | 12.7851 | 12.8368 | 13.3151 | 14.5997 | 15.8579 | 16.9965 | 18.2898 | 19.354 | 20.4322 | 21.6165 | 22.6693 | 23.6997 | 25.0195 | 26.1333 | 27.1479 | 28.2293 | 29.229 | 29.6291 | 29.5384 | 29.517 | 29.5233 | 29.5455 | 29.3663 | 29.2502
Nelson |  | 17.2611 | 16.7522 | 16.6278 | 16.9812 | 17.1493 | 17.3608 | 17.5757 | 17.8165 | 18.0537 | 18.3117 | 18.5984 | 18.9559 | 19.2331 | 19.4571 | 19.6751 | 19.8508 | 20.3119 | 20.7569 | 21.1894 | 21.5808 | 21.9716 | 22.3597 | 22.6102 | 22.8349 | 23.037 | 23.2818 | 23.433 | 23.6099 | 23.7769 | 23.9409 | 24.0985 | 24.0522 |  | 17.2611 | 16.8451 | 16.7 | 16.8928 | 16.99 | 17.1377 | 17.2976 | 17.5126 | 17.7411 | 18.0124 | 18.3255 | 18.67 | 18.7994 | 18.9041 | 19.0199 | 19.1251 | 19.2937 | 19.4733 | 19.6495 | 19.8012 | 19.981 | 20.2475 | 20.4034 | 20.5458 | 20.6667 | 20.7638 | 20.787 | 20.8228 | 20.8433 | 20.8481 | 20.8329 | 20.8569 |  | 17.2611 | 16.7512 | 16.597 | 16.9161 | 17.0513 | 17.226 | 17.3923 | 17.5872 | 17.7701 | 17.9729 | 18.2036 | 18.4842 | 18.6997 | 18.8818 | 19.065 | 19.2186 | 19.4137 | 19.595 | 19.7673 | 19.9032 | 20.0476 | 20.1893 | 20.2117 | 20.214 | 20.1983 | 20.2221 | 20.1633 | 20.1271 | 20.083 | 20.0376 | 19.9864 | 19.9598 |  | 17.2611 | 16.7557 | 16.6033 | 16.9232 | 17.0524 | 17.2203 | 17.3802 | 17.5683 | 17.7766 | 17.9937 | 18.211 | 18.4345 | 18.6115 | 18.7395 | 18.8613 | 19.1596 | 20.3627 | 21.5626 | 22.7113 | 23.7807 | 24.8212 | 25.8566 | 26.73 | 27.5457 | 28.3167 | 29.1309 | 29.8315 | 30.5415 | 31.2235 | 31.8824 | 32.27 | 32.0697 |  | 17.2611 | 16.686 | 16.4654 | 16.7166 | 16.791 | 16.9142 | 17.0734 | 17.2517 | 17.4247 | 17.6149 | 18.0374 | 19.3585 | 20.685 | 21.9304 | 23.1585 | 24.3175 | 25.4713 | 26.6196 | 27.7124 | 28.7257 | 29.7136 | 30.6844 | 31.4897 | 32.2716 | 33.0085 | 33.3225 | 33.0632 | 32.8157 | 32.6757 | 32.5333 | 32.3382 | 32.1673
New Moston |  | 11.8325 | 11.7073 | 11.6781 | 12.0139 | 12.2599 | 12.5134 | 12.8874 | 13.2311 | 13.6026 | 14.0415 | 14.5885 | 15.2365 | 15.8423 | 16.3715 | 16.8699 | 17.2992 | 17.8016 | 18.2841 | 18.7613 | 19.2321 | 19.6499 | 19.9387 | 20.1413 | 20.2831 | 20.4035 | 20.5032 | 20.5753 | 20.6394 | 20.6974 | 20.7549 | 20.808 | 20.8029 |  | 11.8325 | 11.7495 | 11.7053 | 11.9458 | 12.1225 | 12.3044 | 12.6004 | 12.8727 | 13.1695 | 13.5388 | 13.9986 | 14.4352 | 14.8125 | 15.1682 | 15.5239 | 15.8693 | 16.2998 | 16.7603 | 17.2309 | 17.7156 | 18.1959 | 18.7074 | 19.1604 | 19.5761 | 19.9725 | 20.1901 | 20.3813 | 20.5378 | 20.6601 | 20.744 | 20.7884 | 20.8701 |  | 11.8325 | 11.7051 | 11.6465 | 11.9418 | 12.1497 | 12.362 | 12.6779 | 12.9584 | 13.2507 | 13.6104 | 14.0773 | 14.6027 | 15.1059 | 15.5705 | 16.0182 | 16.4207 | 16.8745 | 17.3053 | 17.7293 | 18.1435 | 18.5187 | 18.7702 | 18.9484 | 19.0691 | 19.1688 | 19.249 | 19.2991 | 19.3372 | 19.3671 | 19.3952 | 19.4141 | 19.4236 |  | 11.8325 | 11.7164 | 11.6788 | 11.9898 | 12.1962 | 12.393 | 12.6719 | 12.924 | 13.2416 | 13.5916 | 13.9937 | 14.3689 | 14.78 | 15.1363 | 15.4706 | 15.9636 | 17.1586 | 18.3438 | 19.4797 | 20.5781 | 21.6138 | 22.5626 | 23.43 | 24.2555 | 25.0579 | 25.8402 | 26.6078 | 27.3576 | 28.0909 | 28.9251 | 29.4138 | 29.4421 |  | 11.8325 | 11.6471 | 11.5433 | 11.7865 | 11.943 | 12.0977 | 12.3892 | 12.6324 | 12.8823 | 13.1727 | 13.7467 | 14.993 | 16.2945 | 17.5139 | 18.723 | 19.8534 | 20.9596 | 22.0505 | 23.0971 | 24.1162 | 25.0585 | 25.8845 | 26.674 | 27.4492 | 28.2175 | 28.2621 | 28.1769 | 28.0787 | 28.1152 | 28.1288 | 28.1638 | 28.1982
Newbiggin on Lune |  | 0.90918 | 0.89504 | 0.89395 | 0.91739 | 0.94124 | 0.97167 | 0.99769 | 1.0225 | 1.056 | 1.0848 | 1.1229 | 1.193 | 1.2604 | 1.3224 | 1.382 | 1.4401 | 1.5107 | 1.5809 | 1.6895 | 1.8058 | 1.9153 | 1.9844 | 2.025 | 2.0479 | 2.069 | 2.0867 | 2.0954 | 2.1118 | 2.1207 | 2.1306 | 2.1411 | 2.1378 |  | 0.90918 | 0.90168 | 0.90207 | 0.91866 | 0.93746 | 0.96376 | 0.98504 | 1.0075 | 1.0394 | 1.0694 | 1.1023 | 1.1373 | 1.1557 | 1.1706 | 1.1858 | 1.2119 | 1.27 | 1.3336 | 1.4029 | 1.4796 | 1.5594 | 1.6527 | 1.7446 | 1.8308 | 1.912 | 1.9218 | 1.9324 | 1.9391 | 1.9534 | 1.952 | 1.9559 | 1.9569 |  | 0.90918 | 0.89478 | 0.88955 | 0.90784 | 0.92705 | 0.95255 | 0.97213 | 0.9906 | 1.0163 | 1.0381 | 1.0697 | 1.1301 | 1.1875 | 1.2429 | 1.2971 | 1.3517 | 1.4068 | 1.4616 | 1.5412 | 1.6324 | 1.7159 | 1.7603 | 1.7834 | 1.7866 | 1.7953 | 1.8025 | 1.8015 | 1.8068 | 1.8048 | 1.8036 | 1.802 | 1.8001 |  | 0.90918 | 0.8949 | 0.89211 | 0.91293 | 0.93345 | 0.9595 | 0.97975 | 1.0074 | 1.0697 | 1.1254 | 1.1794 | 1.2345 | 1.2938 | 1.3456 | 1.4133 | 1.4829 | 1.5705 | 1.6643 | 1.7472 | 1.8235 | 1.8943 | 1.9558 | 1.9788 | 1.9974 | 2.0143 | 2.0281 | 2.0346 | 2.0457 | 2.0523 | 2.0599 | 2.079 | 2.07 |  | 0.90918 | 0.89111 | 0.8845 | 0.90144 | 0.91847 | 0.94989 | 1.0025 | 1.0527 | 1.1104 | 1.1617 | 1.2121 | 1.2821 | 1.3622 | 1.4544 | 1.5492 | 1.6365 | 1.7187 | 1.8039 | 1.8812 | 1.9534 | 1.998 | 2.0286 | 2.0495 | 2.069 | 2.087 | 2.1291 | 2.1208 | 2.1176 | 2.1091 | 2.1031 | 2.098 | 2.0897
Newby |  | 5.4792 | 5.3959 | 5.3745 | 5.4876 | 5.505 | 5.6635 | 5.7888 | 5.8926 | 6.0405 | 6.1792 | 6.3332 | 6.5055 | 6.6601 | 6.7767 | 6.9657 | 7.1234 | 7.3799 | 7.6276 | 7.9152 | 8.2269 | 8.5067 | 8.6874 | 8.8304 | 8.9169 | 8.9946 | 9.0617 | 9.1258 | 9.1828 | 9.2806 | 9.2825 | 9.3304 | 9.2882 |  | 5.4792 | 5.4387 | 5.4491 | 5.5501 | 5.5791 | 5.74 | 5.887 | 6.1058 | 6.3111 | 6.6274 | 6.977 | 7.3017 | 7.3597 | 7.4344 | 7.4766 | 7.5265 | 7.6165 | 7.6845 | 7.7683 | 7.8406 | 7.9444 | 8.0223 | 8.1305 | 8.3415 | 8.5495 | 8.6152 | 8.6523 | 8.7028 | 8.7587 | 8.7574 | 8.7735 | 8.7949 |  | 5.4792 | 5.395 | 5.3601 | 5.4555 | 5.4571 | 5.5974 | 5.6983 | 5.7757 | 5.8928 | 5.9975 | 6.1199 | 6.2437 | 6.3551 | 6.4552 | 6.6244 | 6.7711 | 6.9227 | 7.086 | 7.286 | 7.4918 | 7.6901 | 7.7971 | 7.8617 | 7.8783 | 7.8871 | 7.8926 | 7.8833 | 7.873 | 7.8961 | 7.838 | 7.8179 | 7.8039 |  | 5.4792 | 5.3942 | 5.3604 | 5.4557 | 5.4508 | 5.5784 | 5.6626 | 5.7133 | 5.8273 | 5.8848 | 6.049 | 6.2129 | 6.34 | 6.4805 | 6.6136 | 6.7608 | 7.1138 | 7.5041 | 7.9614 | 8.4056 | 8.818 | 9.2009 | 9.4997 | 9.7584 | 10.0201 | 10.2608 | 10.4987 | 10.7174 | 10.9333 | 11.1499 | 11.3234 | 11.3069 |  | 5.4792 | 5.3723 | 5.3158 | 5.3876 | 5.3624 | 5.4716 | 5.5513 | 5.6059 | 5.7464 | 5.8457 | 6.0402 | 6.4472 | 6.8229 | 7.2127 | 7.5864 | 7.9248 | 8.307 | 8.7486 | 9.1687 | 9.581 | 9.9164 | 10.2097 | 10.4808 | 10.7225 | 10.9701 | 11.1811 | 11.1845 | 11.1772 | 11.1681 | 11.1687 | 11.1629 | 11.1541
Newton |  | 3.672 | 3.5599 | 3.494 | 3.5861 | 3.6641 | 3.7417 | 3.8322 | 3.9372 | 4.0506 | 4.1605 | 4.2903 | 4.4517 | 4.5869 | 4.6907 | 4.7954 | 4.8855 | 5.0029 | 5.1238 | 5.2273 | 5.3217 | 5.3929 | 5.4595 | 5.5055 | 5.5415 | 5.5711 | 5.5953 | 5.6098 | 5.6137 | 5.6255 | 5.6312 | 5.63 | 5.6006 |  | 3.672 | 3.5715 | 3.5075 | 3.5573 | 3.598 | 3.6391 | 3.6879 | 3.7543 | 3.831 | 3.9088 | 4.0081 | 4.1186 | 4.2014 | 4.2713 | 4.3517 | 4.4302 | 4.5005 | 4.5878 | 4.675 | 4.7645 | 4.8443 | 4.948 | 5.0288 | 5.0938 | 5.1499 | 5.203 | 5.2495 | 5.279 | 5.3099 | 5.3273 | 5.3291 | 5.339 |  | 3.672 | 3.5592 | 3.4837 | 3.5614 | 3.6266 | 3.6871 | 3.7552 | 3.8377 | 3.9232 | 4.0058 | 4.1081 | 4.2273 | 4.3275 | 4.4096 | 4.4966 | 4.5769 | 4.6587 | 4.7427 | 4.8091 | 4.8655 | 4.9047 | 4.9401 | 4.9598 | 4.9713 | 4.9766 | 4.977 | 4.9672 | 4.9465 | 4.932 | 4.9117 | 4.884 | 4.8608 |  | 3.672 | 3.5612 | 3.4869 | 3.5654 | 3.6253 | 3.6771 | 3.7315 | 3.7953 | 3.8619 | 3.9164 | 3.9784 | 4.0481 | 4.1173 | 4.1628 | 4.2089 | 4.3116 | 4.638 | 4.9717 | 5.2907 | 5.6145 | 6.0069 | 6.3697 | 6.7199 | 7.0486 | 7.3711 | 7.6539 | 7.9529 | 8.2409 | 8.5053 | 8.7809 | 8.9503 | 8.9366 |  | 3.672 | 3.556 | 3.4765 | 3.5496 | 3.605 | 3.6562 | 3.7149 | 3.7825 | 3.8508 | 3.9089 | 4.0448 | 4.43 | 4.8166 | 5.1633 | 5.5174 | 5.8545 | 6.1656 | 6.4921 | 6.8048 | 7.1126 | 7.4861 | 7.8287 | 8.1596 | 8.4792 | 8.7948 | 8.9297 | 8.9429 | 8.9485 | 8.9437 | 8.9435 | 8.9339 | 8.9256
Newton Heath |  | 7.3282 | 7.2689 | 7.4663 | 7.8255 | 7.9937 | 8.1479 | 8.3685 | 8.5974 | 8.8238 | 9.0918 | 9.4117 | 9.7915 | 10.1156 | 10.4013 | 10.684 | 10.9123 | 11.2466 | 11.5506 | 11.8304 | 12.0909 | 12.3214 | 12.5073 | 12.6519 | 12.7799 | 12.8946 | 12.9945 | 13.0755 | 13.1472 | 13.2227 | 13.2855 | 13.3488 | 13.355 |  | 7.3282 | 7.297 | 7.3916 | 7.5945 | 7.7164 | 7.8308 | 8.0034 | 8.1908 | 8.3753 | 8.6054 | 8.8867 | 9.1789 | 9.3928 | 9.6027 | 9.821 | 10.0112 | 10.2374 | 10.4625 | 10.6973 | 10.9347 | 11.1664 | 11.4158 | 11.633 | 11.8258 | 12.0012 | 12.1454 | 12.2734 | 12.3752 | 12.4624 | 12.5146 | 12.5442 | 12.6112 |  | 7.3282 | 7.2678 | 7.4467 | 7.7729 | 7.9138 | 8.0387 | 8.2187 | 8.4044 | 8.5781 | 8.7937 | 9.0611 | 9.3614 | 9.619 | 9.862 | 10.1031 | 10.3036 | 10.5517 | 10.7688 | 10.9648 | 11.1407 | 11.2988 | 11.418 | 11.5053 | 11.5783 | 11.6383 | 11.6847 | 11.7105 | 11.7276 | 11.7447 | 11.753 | 11.758 | 11.7774 |  | 7.3282 | 7.2741 | 7.4668 | 7.8108 | 7.9552 | 8.0761 | 8.2401 | 8.4047 | 8.5642 | 8.7444 | 8.9516 | 9.1663 | 9.3737 | 9.5558 | 9.732 | 10.0199 | 10.8761 | 11.7071 | 12.5179 | 13.3024 | 14.2247 | 15.0938 | 15.9069 | 16.6718 | 17.4091 | 18.1265 | 18.8273 | 19.504 | 20.1683 | 20.8175 | 21.194 | 21.1911 |  | 7.3282 | 7.2346 | 7.3891 | 7.6928 | 7.8075 | 7.8986 | 8.048 | 8.1928 | 8.3222 | 8.476 | 8.8244 | 9.7342 | 10.6499 | 11.5277 | 12.3967 | 13.1973 | 13.9995 | 14.7729 | 15.5299 | 16.3929 | 17.2774 | 18.0858 | 18.8403 | 19.5719 | 20.278 | 20.5764 | 20.6197 | 20.6406 | 20.6693 | 20.6821 | 20.6858 | 20.6903
Newton Le Willows |  | 12.7949 | 12.4554 | 13.3276 | 14.5639 | 14.9094 | 15.199 | 15.6557 | 16.1014 | 16.5648 | 17.0165 | 17.5886 | 18.2298 | 18.7659 | 19.2949 | 19.715 | 20.1136 | 20.6149 | 21.1425 | 21.5919 | 21.9594 | 22.2761 | 22.5654 | 22.793 | 22.9623 | 23.1324 | 23.2863 | 23.3911 | 23.4419 | 23.5171 | 23.6333 | 23.7157 | 23.6158 |  | 12.7949 | 12.5025 | 12.9045 | 13.5559 | 13.7624 | 13.9403 | 14.2635 | 14.5893 | 14.931 | 15.2789 | 15.7536 | 16.2341 | 16.5734 | 16.9682 | 17.3031 | 17.6548 | 17.9463 | 18.2989 | 18.669 | 19.0043 | 19.3589 | 19.7323 | 20.0548 | 20.2956 | 20.519 | 20.7743 | 20.9873 | 21.1203 | 21.2426 | 21.3454 | 21.4155 | 21.4265 |  | 12.7949 | 12.4521 | 13.275 | 14.4466 | 14.7324 | 14.9588 | 15.327 | 15.6797 | 16.0294 | 16.3727 | 16.8365 | 17.3131 | 17.7056 | 18.1381 | 18.4848 | 18.8396 | 19.2019 | 19.5732 | 19.8623 | 20.0584 | 20.2559 | 20.4044 | 20.5029 | 20.6175 | 20.6996 | 20.7323 | 20.7352 | 20.7455 | 20.7274 | 20.7353 | 20.6725 | 20.6321 |  | 12.7949 | 12.4637 | 13.3207 | 14.5239 | 14.8195 | 15.0402 | 15.3858 | 15.6967 | 15.9881 | 16.2338 | 16.5618 | 16.8942 | 17.2147 | 17.5448 | 17.7807 | 18.2709 | 19.6413 | 21.0259 | 22.373 | 23.6281 | 24.8493 | 26.1883 | 27.5338 | 28.8786 | 30.1402 | 31.2933 | 32.4707 | 33.59 | 34.7281 | 35.7922 | 36.4595 | 36.4795 |  | 12.7949 | 12.4033 | 13.2018 | 14.3463 | 14.5975 | 14.7708 | 15.0768 | 15.3513 | 15.6183 | 15.8484 | 16.4385 | 17.9736 | 19.5012 | 20.9638 | 22.3904 | 23.7877 | 25.0701 | 26.3837 | 27.6645 | 28.8494 | 30.2658 | 31.6492 | 32.9014 | 34.205 | 35.4231 | 35.9645 | 36.0344 | 36.0648 | 36.2153 | 36.1991 | 36.1825 | 36.2183
Newtongate T11 & T12 |  | 16.6957 | 16.1288 | 15.8978 | 16.4034 | 16.6203 | 16.8221 | 16.9876 | 17.3738 | 17.6141 | 17.6745 | 18.0384 | 18.4302 | 18.7185 | 19.0432 | 19.4147 | 19.6643 | 20.2645 | 20.8956 | 21.5362 | 22.1623 | 22.7859 | 23.2486 | 23.5974 | 23.8897 | 24.2053 | 24.4847 | 24.6754 | 24.934 | 25.1188 | 25.3541 | 25.5746 | 25.5145 |  | 16.6957 | 16.2072 | 15.9407 | 16.2669 | 16.3875 | 16.4782 | 16.5562 | 16.8619 | 17.0817 | 17.1416 | 17.5441 | 17.9492 | 18.0974 | 18.3068 | 18.5137 | 18.6554 | 18.9278 | 19.2666 | 19.5975 | 19.922 | 20.2934 | 20.686 | 21.0251 | 21.3522 | 21.6969 | 21.7921 | 21.8093 | 21.87 | 21.8602 | 21.8782 | 21.8686 | 21.8851 |  | 16.6957 | 16.1278 | 15.8621 | 16.3281 | 16.5117 | 16.6688 | 16.7818 | 17.118 | 17.3027 | 17.3119 | 17.62 | 17.9533 | 18.165 | 18.3413 | 18.6371 | 18.8616 | 19.1425 | 19.4536 | 19.7795 | 20.0939 | 20.417 | 20.5891 | 20.6604 | 20.6814 | 20.7234 | 20.7365 | 20.6739 | 20.6689 | 20.6027 | 20.5796 | 20.5434 | 20.512 |  | 16.6957 | 16.1301 | 15.867 | 16.3374 | 16.517 | 16.6813 | 16.8046 | 17.1627 | 17.4339 | 17.5209 | 17.8787 | 18.1868 | 18.4138 | 18.5706 | 18.8354 | 19.1459 | 19.9787 | 20.9325 | 21.7385 | 22.5421 | 23.327 | 24.2153 | 25.0177 | 25.7363 | 26.4308 | 27.0341 | 27.7016 | 28.2775 | 29.0068 | 29.4834 | 29.8225 | 29.7099 |  | 16.6957 | 16.0866 | 15.7899 | 16.2208 | 16.3504 | 16.5269 | 16.7124 | 17.1141 | 17.3776 | 17.4659 | 17.9116 | 18.8844 | 19.864 | 20.7289 | 21.6931 | 22.5866 | 23.3957 | 24.3424 | 25.2218 | 26.1298 | 26.8788 | 27.6516 | 28.429 | 29.1438 | 29.8374 | 30.1792 | 30.192 | 30.116 | 30.2305 | 30.0729 | 29.9554 | 29.8663
Newtongate T13 |  | 7.0173 | 6.9559 | 6.9176 | 6.965 | 7.0494 | 7.1983 | 7.311 | 7.4119 | 7.5888 | 7.766 | 7.9614 | 8.1611 | 8.3745 | 8.5314 | 8.6453 | 8.7813 | 9.0181 | 9.2326 | 9.4181 | 9.619 | 9.7826 | 9.9102 | 10.0421 | 10.1541 | 10.2475 | 10.3184 | 10.4009 | 10.4414 | 10.5577 | 10.6091 | 10.6571 | 10.6065 |  | 7.0173 | 6.9921 | 6.9671 | 6.9905 | 7.0628 | 7.2001 | 7.3028 | 7.4032 | 7.5834 | 7.7703 | 7.9994 | 8.3359 | 8.4318 | 8.5005 | 8.6206 | 8.7253 | 8.8269 | 8.9365 | 9.0648 | 9.1854 | 9.2853 | 9.4191 | 9.56 | 9.6371 | 9.7091 | 9.7772 | 9.8223 | 9.8082 | 9.8704 | 9.8451 | 9.8324 | 9.8644 |  | 7.0173 | 6.9552 | 6.9012 | 6.9295 | 6.9955 | 7.1234 | 7.2086 | 7.2821 | 7.4244 | 7.5668 | 7.7272 | 7.8775 | 8.0501 | 8.1812 | 8.2762 | 8.4001 | 8.5361 | 8.6507 | 8.738 | 8.8386 | 8.9102 | 8.9498 | 8.9959 | 9.0257 | 9.039 | 9.0206 | 9.0217 | 9.0027 | 9.0339 | 9.0096 | 8.9817 | 8.9332 |  | 7.0173 | 6.958 | 6.9118 | 6.946 | 7.0114 | 7.1336 | 7.2047 | 7.2609 | 7.3914 | 7.5092 | 7.6312 | 7.7269 | 7.862 | 7.9502 | 8.0025 | 8.1636 | 8.6749 | 9.1648 | 9.6257 | 10.0986 | 10.5295 | 10.9209 | 11.3257 | 11.7009 | 12.0545 | 12.3653 | 12.8093 | 13.2169 | 13.6718 | 14.0485 | 14.3057 | 14.3025 |  | 7.0173 | 6.9193 | 6.8355 | 6.8326 | 6.8684 | 6.9598 | 7.0154 | 7.0529 | 7.1552 | 7.2483 | 7.438 | 7.9657 | 8.5418 | 9.0407 | 9.5247 | 10.0298 | 10.5168 | 10.9801 | 11.4137 | 11.8671 | 12.277 | 12.6367 | 13.0191 | 13.3842 | 13.7265 | 13.9609 | 13.9641 | 13.9893 | 14.03 | 14.0296 | 14.0443 | 14.0352
Norbreck |  | 4.4194 | 4.3058 | 4.4915 | 4.8013 | 4.8636 | 4.9315 | 5.0318 | 5.1406 | 5.2619 | 5.378 | 5.5343 | 5.7401 | 5.8962 | 6.0367 | 6.1618 | 6.2726 | 6.4231 | 6.5679 | 6.7024 | 6.8268 | 6.9449 | 7.0279 | 7.0635 | 7.0954 | 7.1237 | 7.1325 | 7.1125 | 7.1069 | 7.1008 | 7.0888 | 7.0935 | 7.0465 |  | 4.4194 | 4.3244 | 4.3895 | 4.5447 | 4.5749 | 4.6122 | 4.6749 | 4.7475 | 4.8299 | 4.9104 | 5.0254 | 5.1483 | 5.2279 | 5.3142 | 5.3995 | 5.4912 | 5.5994 | 5.7232 | 5.8471 | 5.9727 | 6.1097 | 6.2742 | 6.3979 | 6.5181 | 6.634 | 6.6938 | 6.7288 | 6.7691 | 6.8025 | 6.8228 | 6.8493 | 6.8579 |  | 4.4194 | 4.3049 | 4.4764 | 4.7675 | 4.8122 | 4.8609 | 4.9345 | 5.0146 | 5.0998 | 5.1808 | 5.3012 | 5.452 | 5.564 | 5.6766 | 5.7802 | 5.8797 | 5.9941 | 6.1017 | 6.1989 | 6.2854 | 6.3713 | 6.4246 | 6.4379 | 6.448 | 6.4545 | 6.4435 | 6.4045 | 6.3769 | 6.348 | 6.3135 | 6.2921 | 6.2548 |  | 4.4194 | 4.3049 | 4.4818 | 4.7783 | 4.8211 | 4.8641 | 4.9225 | 4.9847 | 5.0614 | 5.1187 | 5.1953 | 5.2767 | 5.3455 | 5.4077 | 5.458 | 5.603 | 6.0923 | 6.5911 | 7.0664 | 7.522 | 7.9632 | 8.5492 | 9.0491 | 9.5359 | 10.0168 | 10.471 | 10.9106 | 11.3467 | 11.7696 | 12.1862 | 12.4843 | 12.49 |  | 4.4194 | 4.2859 | 4.445 | 4.7236 | 4.7535 | 4.7861 | 4.8485 | 4.9092 | 4.9706 | 5.0157 | 5.1903 | 5.7332 | 6.2602 | 6.7735 | 7.2686 | 7.7462 | 8.2053 | 8.6765 | 9.1231 | 9.5537 | 9.987 | 10.5394 | 11.0023 | 11.4749 | 11.9455 | 12.2295 | 12.2365 | 12.2491 | 12.2561 | 12.2616 | 12.2657 | 12.2743
Norbury |  | 10.2074 | 9.9543 | 9.7627 | 9.8759 | 10.1591 | 10.3424 | 10.5477 | 10.7364 | 11.1807 | 11.3928 | 11.5442 | 11.9867 | 12.3197 | 12.5702 | 12.7991 | 13.0302 | 13.39 | 13.6327 | 13.94 | 14.129 | 14.2507 | 14.3661 | 14.4751 | 14.5421 | 14.531 | 14.598 | 14.5796 | 14.5592 | 14.6084 | 14.5514 | 14.4799 | 14.3913 |  | 10.2074 | 10.0054 | 9.8394 | 9.8761 | 10.0791 | 10.1846 | 10.3056 | 10.4195 | 10.7825 | 10.929 | 11.0247 | 11.3536 | 11.5079 | 11.631 | 11.7671 | 11.9432 | 12.1794 | 12.3683 | 12.6648 | 12.8826 | 13.0737 | 13.3448 | 13.6085 | 13.8216 | 13.9525 | 14.1235 | 14.2049 | 14.2676 | 14.3878 | 14.3919 | 14.3403 | 14.372 |  | 10.2074 | 9.9524 | 9.7344 | 9.8126 | 10.0622 | 10.2101 | 10.3663 | 10.5027 | 10.8767 | 11.0249 | 11.1163 | 11.4565 | 11.6519 | 11.8031 | 11.9663 | 12.1697 | 12.4711 | 12.6585 | 12.9023 | 13.0307 | 13.1083 | 13.183 | 13.2607 | 13.3012 | 13.2686 | 13.3089 | 13.2671 | 13.2193 | 13.2332 | 13.1484 | 13.0214 | 12.9732 |  | 10.2074 | 9.9539 | 9.7362 | 9.8126 | 10.0461 | 10.1654 | 10.2805 | 10.3692 | 10.6908 | 10.7647 | 10.7597 | 10.9837 | 11.1712 | 11.4954 | 11.8053 | 12.17 | 12.5527 | 12.9507 | 13.5911 | 14.2153 | 14.8317 | 15.7182 | 16.434 | 17.1816 | 17.9366 | 18.5315 | 19.1775 | 19.8041 | 20.4542 | 21.0489 | 21.3551 | 21.3059 |  | 10.2074 | 9.9118 | 9.65 | 9.6821 | 9.8821 | 9.9747 | 10.0732 | 10.1509 | 10.4579 | 10.5288 | 10.5941 | 11.1457 | 11.6085 | 12.1992 | 13.0034 | 13.7141 | 14.4109 | 15.1651 | 15.8649 | 16.6812 | 17.5533 | 18.3749 | 19.0246 | 19.7438 | 20.4783 | 20.6426 | 20.6758 | 20.7054 | 20.7785 | 20.7906 | 20.7721 | 20.7388
Northenden |  | 8.5457 | 8.3761 | 9.0315 | 9.9041 | 10.1063 | 10.3366 | 10.5506 | 10.8103 | 11.1076 | 11.3935 | 11.749 | 12.1872 | 12.551 | 12.8765 | 13.185 | 13.4621 | 13.8649 | 14.273 | 14.6449 | 14.9927 | 15.2923 | 15.5686 | 15.7964 | 15.9787 | 16.1665 | 16.3288 | 16.4922 | 16.629 | 16.77 | 16.9126 | 17.0805 | 17.0712 |  | 8.5457 | 8.4124 | 8.732 | 9.214 | 9.355 | 9.5366 | 9.7016 | 9.918 | 10.17 | 10.4191 | 10.7347 | 11.0772 | 11.3136 | 11.5469 | 11.7826 | 12.0157 | 12.2634 | 12.5436 | 12.8155 | 13.0847 | 13.3343 | 13.6239 | 13.8705 | 14.0733 | 14.2779 | 14.4191 | 14.5599 | 14.6593 | 14.7432 | 14.8036 | 14.8632 | 14.9056 |  | 8.5457 | 8.3747 | 9.0042 | 9.8439 | 10.0151 | 10.2113 | 10.3797 | 10.592 | 10.8308 | 11.0599 | 11.3583 | 11.7113 | 12.0035 | 12.2822 | 12.5528 | 12.8073 | 13.0817 | 13.3586 | 13.599 | 13.8136 | 13.991 | 14.1464 | 14.2629 | 14.3383 | 14.4179 | 14.4743 | 14.5282 | 14.5553 | 14.5843 | 14.6136 | 14.6613 | 14.6618 |  | 8.5457 | 8.3807 | 9.029 | 9.8845 | 10.0608 | 10.255 | 10.4098 | 10.6053 | 10.841 | 11.0456 | 11.2946 | 11.5698 | 11.8175 | 12.0398 | 12.2512 | 12.5722 | 13.4108 | 14.2573 | 15.0625 | 15.8353 | 16.552 | 17.2477 | 17.9023 | 18.5324 | 19.3165 | 19.9547 | 20.6333 | 21.316 | 21.9551 | 22.5899 | 22.9664 | 22.9786 |  | 8.5457 | 8.3314 | 8.9322 | 9.7395 | 9.8797 | 10.0366 | 10.1766 | 10.3492 | 10.546 | 10.7179 | 11.0782 | 12.0057 | 12.9172 | 13.7905 | 14.6545 | 15.4818 | 16.2747 | 17.0782 | 17.8415 | 18.5753 | 19.2553 | 19.9037 | 20.5953 | 21.3159 | 22.0928 | 22.31 | 22.3776 | 22.4219 | 22.467 | 22.4977 | 22.5309 | 22.5514
NWGB Partington |  | 4.4927 | 4.4546 | 6.0363 | 7.7538 | 7.9317 | 8.015 | 8.183 | 8.2514 | 8.4022 | 8.5378 | 8.7178 | 8.9632 | 9.1054 | 9.2723 | 9.4115 | 9.5313 | 9.7393 | 9.9611 | 10.1386 | 10.3176 | 10.474 | 10.6016 | 10.7135 | 10.7999 | 10.9041 | 10.9804 | 11.0918 | 11.1569 | 11.2481 | 11.2589 | 11.3815 | 11.3399 |  | 4.4927 | 4.4711 | 5.2392 | 6.1176 | 6.2116 | 6.2688 | 6.3939 | 6.4435 | 6.5565 | 6.6633 | 6.8089 | 6.9852 | 7.0713 | 7.1909 | 7.2986 | 7.4031 | 7.5193 | 7.6607 | 7.783 | 7.9165 | 8.0435 | 8.1813 | 8.2993 | 8.3892 | 8.4885 | 8.5666 | 8.6729 | 8.7332 | 8.8039 | 8.8008 | 8.8708 | 8.8761 |  | 4.4927 | 4.454 | 6.0236 | 7.726 | 7.8773 | 7.9406 | 8.0805 | 8.1215 | 8.2376 | 8.3393 | 8.4849 | 8.6783 | 8.7799 | 8.9192 | 9.0369 | 9.1445 | 9.2727 | 9.4126 | 9.5098 | 9.6069 | 9.6877 | 9.7424 | 9.7868 | 9.8093 | 9.8555 | 9.87 | 9.9197 | 9.92 | 9.9219 | 9.9015 | 9.9549 | 9.9516 |  | 4.4927 | 4.457 | 6.0364 | 7.7455 | 7.9037 | 7.9651 | 8.0964 | 8.124 | 8.2287 | 8.3062 | 8.4129 | 8.5523 | 8.6225 | 8.7233 | 8.8004 | 8.956 | 9.4352 | 9.9407 | 10.4042 | 10.8712 | 11.3285 | 11.7299 | 12.1278 | 12.4884 | 12.8705 | 13.2206 | 13.6301 | 13.979 | 14.3705 | 14.6337 | 14.8797 | 14.7853 |  | 4.4927 | 4.4346 | 5.9929 | 7.6803 | 7.8301 | 7.8775 | 8.0029 | 8.023 | 8.1139 | 8.1804 | 8.3663 | 8.9337 | 9.4282 | 9.9489 | 10.4419 | 10.912 | 11.3734 | 11.8667 | 12.3046 | 12.7592 | 13.2027 | 13.5764 | 13.9481 | 14.2942 | 14.6669 | 14.7345 | 14.7384 | 14.6824 | 14.6819 | 14.5486 | 14.5736 | 14.4818
Offerton |  | 8.0429 | 7.9175 | 7.8612 | 8.0097 | 8.1246 | 8.2474 | 8.4579 | 8.6234 | 8.8582 | 9.0828 | 9.3734 | 9.7015 | 10.0015 | 10.2618 | 10.5181 | 10.7179 | 10.962 | 11.2149 | 11.4118 | 11.563 | 11.6694 | 11.7923 | 11.8336 | 11.86 | 11.9108 | 11.9256 | 11.9343 | 11.8759 | 11.8954 | 11.8637 | 11.8341 | 11.7414 |  | 8.0429 | 7.9482 | 7.9056 | 8.0229 | 8.0998 | 8.1833 | 8.3455 | 8.465 | 8.6481 | 8.8244 | 9.0677 | 9.305 | 9.4691 | 9.6568 | 9.8417 | 9.9894 | 10.1617 | 10.3759 | 10.5756 | 10.7847 | 10.9867 | 11.2684 | 11.4609 | 11.618 | 11.79 | 11.9389 | 12.085 | 12.1455 | 12.2707 | 12.3249 | 12.3597 | 12.3587 |  | 8.0429 | 7.916 | 7.8393 | 7.9595 | 8.0478 | 8.142 | 8.3116 | 8.4328 | 8.6106 | 8.7795 | 9.0132 | 9.2532 | 9.4383 | 9.6355 | 9.8178 | 9.9652 | 10.1868 | 10.4128 | 10.5819 | 10.704 | 10.7947 | 10.9029 | 10.9441 | 10.9737 | 11.0249 | 11.043 | 11.0517 | 10.9945 | 11.0072 | 10.9714 | 10.9333 | 10.8575 |  | 8.0429 | 7.918 | 7.8513 | 7.9808 | 8.0667 | 8.1503 | 8.2951 | 8.3811 | 8.5143 | 8.6147 | 8.7562 | 8.8909 | 9.0123 | 9.133 | 9.2349 | 9.4681 | 10.292 | 11.1429 | 11.9487 | 12.9704 | 13.9573 | 14.8881 | 15.6997 | 16.5192 | 17.3334 | 18.0385 | 18.7615 | 19.4564 | 20.1673 | 20.8301 | 21.2705 | 21.1896 |  | 8.0429 | 7.8796 | 7.7762 | 7.8681 | 7.9266 | 7.979 | 8.098 | 8.1598 | 8.2701 | 8.3527 | 8.6704 | 9.5554 | 10.4376 | 11.2979 | 12.1432 | 12.9087 | 13.6759 | 14.4846 | 15.3539 | 16.3408 | 17.2917 | 18.1723 | 18.906 | 19.6867 | 20.4698 | 20.7618 | 20.7855 | 20.7819 | 20.8276 | 20.8135 | 20.8308 | 20.7536
Openshaw |  | 15.3375 | 15.1459 | 15.2452 | 15.7997 | 16.0602 | 16.4136 | 16.6424 | 16.9156 | 17.2867 | 17.6083 | 18.0417 | 18.477 | 18.9348 | 19.2922 | 19.6176 | 19.9469 | 20.5492 | 21.1795 | 21.7585 | 22.3234 | 22.8001 | 23.2876 | 23.6888 | 24.0786 | 24.4565 | 24.8176 | 25.1616 | 25.4602 | 25.8051 | 26.1213 | 26.398 | 26.4389 |  | 15.3375 | 15.2068 | 15.1674 | 15.4725 | 15.6448 | 15.9151 | 16.0699 | 16.2908 | 16.6147 | 16.9275 | 17.3462 | 17.7429 | 18.0688 | 18.3477 | 18.6044 | 18.8791 | 19.1577 | 19.4567 | 19.7484 | 20.0752 | 20.3657 | 20.6483 | 20.9206 | 21.1381 | 21.376 | 21.5377 | 21.7189 | 21.8451 | 21.9795 | 22.0613 | 22.0811 | 22.1815 |  | 15.3375 | 15.1449 | 15.212 | 15.7296 | 15.9546 | 16.2683 | 16.446 | 16.6719 | 16.9859 | 17.2518 | 17.6226 | 17.9644 | 18.3545 | 18.6651 | 18.9303 | 19.1951 | 19.5057 | 19.7722 | 20.019 | 20.2837 | 20.4771 | 20.6802 | 20.8135 | 20.9382 | 21.0518 | 21.1508 | 21.2301 | 21.2681 | 21.3429 | 21.3931 | 21.408 | 21.4573 |  | 15.3375 | 15.1557 | 15.2403 | 15.7726 | 16.0055 | 16.3269 | 16.5091 | 16.732 | 17.0571 | 17.3224 | 17.6714 | 17.9674 | 18.3287 | 18.5944 | 18.7942 | 19.2202 | 20.5934 | 21.9074 | 23.169 | 24.487 | 25.6851 | 26.8974 | 28.1311 | 29.3376 | 30.5263 | 31.6017 | 32.6728 | 33.7184 | 34.7897 | 35.7737 | 36.379 | 36.3411 |  | 15.3375 | 15.0896 | 15.1108 | 15.5788 | 15.762 | 16.0339 | 16.1941 | 16.391 | 16.6815 | 16.9218 | 17.4728 | 18.8975 | 20.4222 | 21.8253 | 23.1497 | 24.4708 | 25.8017 | 27.1485 | 28.4642 | 29.738 | 31.0114 | 32.1631 | 33.2127 | 34.3364 | 35.4302 | 35.9167 | 35.9381 | 35.9325 | 35.9978 | 35.9602 | 35.9111 | 35.8964
Ormskirk |  | 13.9692 | 13.6509 | 13.5917 | 13.9168 | 14.1603 | 14.4464 | 14.7596 | 15.0858 | 15.4548 | 15.8345 | 16.2653 | 16.8595 | 17.4088 | 17.8799 | 18.3165 | 18.7033 | 19.2883 | 19.8516 | 20.4066 | 20.9543 | 21.442 | 21.8084 | 22.0775 | 22.2814 | 22.4581 | 22.612 | 22.7528 | 22.9279 | 23.096 | 23.2554 | 23.4064 | 23.3819 |  | 13.9692 | 13.7174 | 13.6451 | 13.8482 | 14.0096 | 14.2166 | 14.4446 | 14.6987 | 15.0049 | 15.3402 | 15.7941 | 16.5076 | 16.6724 | 16.8216 | 16.9711 | 17.1835 | 17.5166 | 17.8795 | 18.2675 | 18.6774 | 19.0867 | 19.5545 | 19.9645 | 20.329 | 20.6626 | 20.8096 | 20.9392 | 21.0259 | 21.0903 | 21.1273 | 21.1344 | 21.1561 |  | 13.9692 | 13.6485 | 13.5474 | 13.8197 | 14.0141 | 14.2562 | 14.5018 | 14.7596 | 15.0457 | 15.3437 | 15.6853 | 16.1147 | 16.4938 | 16.8523 | 17.2219 | 17.5686 | 17.9634 | 18.3344 | 18.6963 | 19.0477 | 19.358 | 19.5556 | 19.6724 | 19.7292 | 19.7611 | 19.7738 | 19.7709 | 19.7464 | 19.713 | 19.6753 | 19.6262 | 19.5713 |  | 13.9692 | 13.6517 | 13.5699 | 13.8613 | 14.0727 | 14.3238 | 14.5755 | 14.8458 | 15.1989 | 15.5413 | 15.878 | 16.2335 | 16.5816 | 16.8668 | 17.2866 | 17.7798 | 18.7953 | 19.7947 | 20.7347 | 21.6249 | 22.4538 | 23.2072 | 23.8467 | 24.4318 | 24.9716 | 25.5575 | 26.2404 | 26.9091 | 27.5522 | 28.1802 | 28.5595 | 28.5466 |  | 13.9692 | 13.5917 | 13.4518 | 13.6928 | 13.8629 | 14.0857 | 14.37 | 14.6537 | 14.969 | 15.2809 | 15.7289 | 16.7915 | 17.8704 | 18.8668 | 19.8673 | 20.8761 | 21.849 | 22.7966 | 23.7 | 24.557 | 25.3393 | 26.0281 | 26.6468 | 27.2534 | 27.8811 | 28.1437 | 28.1732 | 28.1982 | 28.2271 | 28.2269 | 28.2236 | 28.2245
Padiham |  | 21.2414 | 20.4953 | 20.2311 | 20.6879 | 20.8474 | 21.0278 | 21.2286 | 21.4276 | 21.6393 | 21.8579 | 22.1007 | 22.4221 | 22.6643 | 22.8578 | 23.041 | 23.1871 | 23.5616 | 23.9069 | 24.232 | 24.5295 | 24.813 | 25.0896 | 25.2633 | 25.4117 | 25.5434 | 25.704 | 25.7812 | 25.8823 | 25.9724 | 26.0565 | 26.1378 | 26.0524 |  | 21.2414 | 20.5827 | 20.2599 | 20.4605 | 20.4898 | 20.555 | 20.652 | 20.7754 | 20.9274 | 21.1053 | 21.319 | 21.5739 | 21.6949 | 21.7955 | 21.903 | 22.0011 | 22.1443 | 22.2847 | 22.4283 | 22.5629 | 22.7079 | 22.9123 | 23.0313 | 23.1286 | 23.2055 | 23.2707 | 23.2662 | 23.2704 | 23.2549 | 23.216 | 23.1578 | 23.1421 |  | 21.2414 | 20.4942 | 20.2026 | 20.6271 | 20.7559 | 20.9026 | 21.0582 | 21.214 | 21.374 | 21.5408 | 21.7318 | 21.9802 | 22.1633 | 22.3179 | 22.4697 | 22.5969 | 22.7623 | 22.9007 | 23.0208 | 23.1156 | 23.2057 | 23.2909 | 23.2864 | 23.2615 | 23.2226 | 23.2119 | 23.1245 | 23.0586 | 22.983 | 22.9031 | 22.8198 | 22.7539 |  | 21.2414 | 20.4963 | 20.1839 | 20.5787 | 20.6663 | 20.7599 | 20.8457 | 20.9334 | 21.0457 | 21.1504 | 21.2625 | 21.4081 | 21.5155 | 21.583 | 21.6457 | 21.8459 | 22.7658 | 23.6591 | 24.515 | 25.3217 | 26.0936 | 26.8497 | 27.4977 | 28.0934 | 28.6588 | 29.2507 | 29.7524 | 30.2639 | 30.7518 | 31.2184 | 31.3663 | 31.1005 |  | 21.2414 | 20.4354 | 20.0644 | 20.4006 | 20.4441 | 20.5056 | 20.6005 | 20.6968 | 20.8066 | 20.9211 | 21.2309 | 22.2933 | 23.3402 | 24.3273 | 25.2938 | 26.2042 | 27.1076 | 27.9804 | 28.8141 | 29.6009 | 30.3511 | 31.0719 | 31.6851 | 32.27 | 32.8246 | 32.9102 | 32.6529 | 32.4114 | 32.1752 | 31.9215 | 31.6651 | 31.4333
Peel St & Ribblesdale T13 |  | 13.0841 | 13.0796 | 13.2708 | 13.559 | 13.773 | 14.0165 | 14.3488 | 14.7068 | 15.1122 | 15.5101 | 15.985 | 16.5773 | 17.1207 | 17.6002 | 18.0399 | 18.4236 | 19.0346 | 19.6377 | 20.1945 | 20.6106 | 21.0555 | 21.4116 | 21.6858 | 21.9532 | 22.1899 | 22.3852 | 22.5943 | 22.7598 | 22.9237 | 23.096 | 23.2594 | 23.2206 |  | 13.0841 | 13.1251 | 13.275 | 13.4934 | 13.689 | 13.898 | 14.174 | 14.5041 | 15.0153 | 15.6274 | 16.3207 | 17.0959 | 17.2914 | 17.4761 | 17.6684 | 17.853 | 18.0352 | 18.2622 | 18.5517 | 18.8646 | 19.2306 | 19.5923 | 19.8925 | 20.177 | 20.4209 | 20.5799 | 20.7465 | 20.8475 | 20.9206 | 20.9626 | 20.9644 | 21.0142 |  | 13.0841 | 13.0775 | 13.229 | 13.4677 | 13.6356 | 13.8221 | 14.08 | 14.3659 | 14.6836 | 14.9977 | 15.3904 | 15.8513 | 16.2549 | 16.6272 | 16.9892 | 17.3267 | 17.7191 | 18.112 | 18.4578 | 18.6733 | 18.927 | 19.1027 | 19.2129 | 19.3204 | 19.3997 | 19.4445 | 19.4956 | 19.5057 | 19.5123 | 19.5248 | 19.5254 | 19.5211 |  | 13.0841 | 13.0892 | 13.2819 | 13.5633 | 13.7603 | 13.9669 | 14.2266 | 14.5102 | 14.8367 | 15.1286 | 15.4647 | 15.8382 | 16.2044 | 16.5182 | 16.869 | 17.5374 | 19.0532 | 20.5177 | 21.8893 | 23.2604 | 24.4445 | 25.659 | 26.7597 | 27.7903 | 28.6547 | 29.5622 | 30.4246 | 31.2932 | 32.1307 | 32.9504 | 33.4675 | 33.4671 |  | 13.0841 | 13.0119 | 13.1295 | 13.3349 | 13.4731 | 13.6308 | 13.8673 | 14.1095 | 14.3776 | 14.617 | 15.099 | 16.3758 | 17.8219 | 19.2818 | 20.76 | 22.1687 | 23.5674 | 25.0113 | 26.3078 | 27.6175 | 28.698 | 29.7993 | 30.909 | 31.9025 | 32.712 | 33.0795 | 33.1751 | 33.0977 | 33.1392 | 33.1305 | 33.0794 | 33.0474
Pendleton |  | 13.7388 | 13.4105 | 14.6555 | 16.2803 | 16.5993 | 16.8123 | 17.0486 | 17.4024 | 17.646 | 17.8378 | 18.1948 | 18.5777 | 18.9004 | 19.1561 | 19.5262 | 19.7893 | 20.2626 | 20.8235 | 21.3134 | 21.7769 | 22.2753 | 22.6963 | 22.9623 | 23.2628 | 23.5703 | 23.836 | 24.1144 | 24.3669 | 24.6276 | 24.9678 | 25.0657 | 25.1615 |  | 13.7388 | 13.4634 | 14.0808 | 14.9439 | 15.144 | 15.2666 | 15.526 | 15.7597 | 15.9543 | 16.1775 | 16.5142 | 16.8188 | 16.9191 | 17.1535 | 17.3527 | 17.5369 | 17.7065 | 18.0208 | 18.2353 | 18.4549 | 18.7722 | 19.0698 | 19.3111 | 19.5914 | 19.8859 | 20.0072 | 20.0564 | 20.1591 | 20.2253 | 20.3185 | 20.288 | 20.3259 |  | 13.7388 | 13.4094 | 14.6317 | 16.2248 | 16.5164 | 16.7005 | 16.9074 | 17.2157 | 17.4178 | 17.5711 | 17.8892 | 18.2192 | 18.4899 | 18.7094 | 19.035 | 19.2214 | 19.4637 | 19.8042 | 20.1006 | 20.3702 | 20.6794 | 20.9149 | 21.0128 | 21.1415 | 21.2759 | 21.3731 | 21.4793 | 21.5592 | 21.6446 | 21.798 | 21.7367 | 21.8256 |  | 13.7388 | 13.4132 | 14.6392 | 16.2366 | 16.53 | 16.7171 | 16.9385 | 17.2577 | 17.5171 | 17.7222 | 18.0731 | 18.404 | 18.6832 | 18.9063 | 19.2869 | 19.6066 | 20.4138 | 21.3121 | 22.0975 | 22.8301 | 23.6518 | 24.4296 | 25.0332 | 25.6788 | 26.3103 | 26.8712 | 27.4758 | 28.0179 | 28.5447 | 29.1782 | 29.2529 | 29.2516 |  | 13.7388 | 13.3763 | 14.5501 | 16.1264 | 16.3906 | 16.5593 | 16.782 | 17.1213 | 17.3605 | 17.5537 | 17.987 | 18.8424 | 19.7296 | 20.5564 | 21.5154 | 22.2895 | 23.0847 | 24.0165 | 24.8576 | 25.6327 | 26.445 | 27.1629 | 27.733 | 28.3802 | 29.0152 | 29.0718 | 29.1402 | 29.1402 | 29.157 | 29.2624 | 29.0901 | 29.1189
Petteril Bank |  | 13.0672 | 12.9261 | 12.9222 | 13.2597 | 13.401 | 13.5638 | 13.9284 | 14.2826 | 14.6829 | 15.0488 | 15.6109 | 16.3332 | 16.9354 | 17.4281 | 17.9218 | 18.3181 | 18.8281 | 19.3211 | 19.7313 | 20.0969 | 20.3976 | 20.628 | 20.8047 | 20.9269 | 21.0415 | 21.1217 | 21.1794 | 21.173 | 21.3244 | 21.2194 | 21.2282 | 21.1533 |  | 13.0672 | 12.9704 | 12.9255 | 13.1702 | 13.2687 | 13.3637 | 13.6599 | 13.9512 | 14.2821 | 14.5672 | 15.0663 | 15.5396 | 15.8372 | 16.2096 | 16.567 | 16.8696 | 17.2458 | 17.6346 | 18.035 | 18.4616 | 18.8702 | 19.2668 | 19.6334 | 19.9219 | 20.167 | 20.379 | 20.5926 | 20.718 | 20.9635 | 20.8977 | 20.8968 | 20.9335 |  | 13.0672 | 12.9238 | 12.8854 | 13.1767 | 13.275 | 13.3737 | 13.6664 | 13.9438 | 14.2485 | 14.5049 | 14.9754 | 15.4555 | 15.8862 | 16.2875 | 16.7093 | 17.067 | 17.482 | 17.879 | 18.1904 | 18.4539 | 18.6727 | 18.8315 | 18.9529 | 19.028 | 19.0969 | 19.1339 | 19.1438 | 19.0902 | 19.1752 | 19.0291 | 18.9791 | 18.9301 |  | 13.0672 | 12.9372 | 12.9321 | 13.2532 | 13.3636 | 13.47 | 13.7396 | 13.9805 | 14.2483 | 14.427 | 14.7777 | 15.1014 | 15.3705 | 15.673 | 15.9365 | 16.3868 | 17.9344 | 19.5925 | 21.179 | 22.814 | 24.2776 | 25.6295 | 26.9469 | 28.1708 | 29.3286 | 30.4257 | 31.5559 | 32.6065 | 33.7569 | 34.7007 | 35.2628 | 35.2636 |  | 13.0672 | 12.848 | 12.7587 | 12.9936 | 13.0426 | 13.0797 | 13.3047 | 13.4961 | 13.7046 | 13.8355 | 14.395 | 15.7913 | 17.1758 | 18.4862 | 19.8432 | 21.373 | 22.9546 | 24.4852 | 25.9544 | 27.498 | 28.8755 | 30.1171 | 31.3349 | 32.4933 | 33.587 | 33.9955 | 34.0828 | 34.1094 | 34.2766 | 34.2186 | 34.2132 | 34.2208
Phillips Lane |  | 5.6015 | 5.4465 | 5.37 | 5.4559 | 5.524 | 5.6013 | 5.6867 | 5.7754 | 5.8744 | 5.9704 | 6.0768 | 6.2019 | 6.3177 | 6.4099 | 6.497 | 6.5695 | 6.6905 | 6.8056 | 6.9086 | 6.999 | 7.0828 | 7.1638 | 7.2118 | 7.2551 | 7.291 | 7.3345 | 7.3494 | 7.3693 | 7.3871 | 7.4037 | 7.4189 | 7.402 |  | 5.6015 | 5.4772 | 5.414 | 5.4664 | 5.5107 | 5.5669 | 5.6325 | 5.7089 | 5.7993 | 5.9051 | 6.0275 | 6.1614 | 6.2235 | 6.2768 | 6.3328 | 6.3847 | 6.4459 | 6.5124 | 6.5789 | 6.6416 | 6.708 | 6.7977 | 6.8549 | 6.9041 | 6.9526 | 7.0178 | 7.0628 | 7.1045 | 7.137 | 7.1611 | 7.1751 | 7.1947 |  | 5.6015 | 5.4459 | 5.36 | 5.4337 | 5.4902 | 5.555 | 5.6231 | 5.6937 | 5.7701 | 5.844 | 5.9283 | 6.0197 | 6.1048 | 6.1781 | 6.2496 | 6.3127 | 6.3909 | 6.463 | 6.5232 | 6.5707 | 6.6157 | 6.6589 | 6.6745 | 6.6871 | 6.693 | 6.7062 | 6.6923 | 6.6821 | 6.6696 | 6.656 | 6.6402 | 6.6283 |  | 5.6015 | 5.4474 | 5.3632 | 5.4387 | 5.4964 | 5.5631 | 5.6359 | 5.7114 | 5.7977 | 5.8789 | 5.9657 | 6.0614 | 6.1457 | 6.2167 | 6.2735 | 6.3672 | 6.7731 | 7.2169 | 7.6445 | 8.0501 | 8.4375 | 8.8105 | 9.1456 | 9.4695 | 9.8253 | 10.1646 | 10.5184 | 10.8398 | 11.1573 | 11.4665 | 11.6455 | 11.5798 |  | 5.6015 | 5.4261 | 5.3201 | 5.375 | 5.4152 | 5.4645 | 5.5253 | 5.5894 | 5.6655 | 5.7393 | 5.865 | 6.2903 | 6.7787 | 7.2324 | 7.6821 | 8.1088 | 8.527 | 8.9452 | 9.3462 | 9.7264 | 10.0968 | 10.4471 | 10.7515 | 11.1004 | 11.4307 | 11.5411 | 11.534 | 11.4895 | 11.4621 | 11.4211 | 11.3881 | 11.3263
Piccadilly |  | 9.4519 | 9.1477 | 9.3352 | 9.9054 | 10.1139 | 10.34 | 10.4996 | 10.6392 | 10.8477 | 11.0009 | 11.1226 | 11.3025 | 11.4035 | 11.5018 | 11.5893 | 11.6805 | 11.8771 | 11.998 | 12.1657 | 12.3042 | 12.439 | 12.5583 | 12.6913 | 12.8023 | 12.8898 | 12.9899 | 13.1204 | 13.2477 | 13.373 | 13.4965 | 13.634 | 13.6305 |  | 9.4519 | 9.2072 | 9.2517 | 9.5517 | 9.685 | 9.8611 | 9.9896 | 10.1263 | 10.3469 | 10.5486 | 10.7345 | 10.9997 | 11.051 | 11.1028 | 11.1537 | 11.2102 | 11.2912 | 11.3054 | 11.37 | 11.4112 | 11.4552 | 11.4835 | 11.5389 | 11.5731 | 11.5839 | 11.6081 | 11.6354 | 11.6465 | 11.6569 | 11.6668 | 11.6773 | 11.677 |  | 9.4519 | 9.1474 | 9.3253 | 9.8845 | 10.0828 | 10.2975 | 10.4426 | 10.5688 | 10.7614 | 10.8995 | 11.0068 | 11.1668 | 11.2485 | 11.3327 | 11.408 | 11.4902 | 11.6031 | 11.6415 | 11.7247 | 11.7775 | 11.8264 | 11.8459 | 11.8971 | 11.9266 | 11.9304 | 11.9494 | 11.9646 | 11.9762 | 11.9807 | 11.9878 | 11.9889 | 11.982 |  | 9.4519 | 9.148 | 9.3102 | 9.8546 | 10.0366 | 10.2352 | 10.368 | 10.4795 | 10.6576 | 10.78 | 10.8698 | 11.0146 | 11.0815 | 11.145 | 11.1973 | 11.2543 | 11.4175 | 11.5072 | 11.6405 | 11.7489 | 11.8492 | 11.933 | 12.0285 | 12.1136 | 12.2349 | 12.3226 | 12.4206 | 12.5135 | 12.603 | 12.6893 | 12.7733 | 12.7217 |  | 9.4519 | 9.1323 | 9.2779 | 9.8049 | 9.9685 | 10.1563 | 10.2868 | 10.4016 | 10.5894 | 10.7274 | 10.8405 | 11.1041 | 11.3156 | 11.5232 | 11.7142 | 11.9227 | 12.1516 | 12.3378 | 12.5432 | 12.7179 | 12.9259 | 13.1107 | 13.2544 | 13.4198 | 13.5822 | 13.6775 | 13.6864 | 13.6899 | 13.6886 | 13.6867 | 13.6973 | 13.6775
Pimbo |  | 20.4461 | 19.6951 | 20.5132 | 22.1226 | 22.3978 | 22.6204 | 22.8368 | 23.0608 | 23.2563 | 23.4735 | 23.6782 | 23.9184 | 24.0931 | 24.2435 | 24.3771 | 24.4963 | 24.7866 | 25.1154 | 25.466 | 25.8048 | 26.1092 | 26.3772 | 26.6398 | 26.8906 | 27.1278 | 27.3502 | 27.5523 | 27.7367 | 27.919 | 28.0984 | 28.2686 | 28.2191 |  | 20.4461 | 19.7699 | 19.9727 | 20.7478 | 20.8336 | 20.9154 | 21.0084 | 21.1361 | 21.2568 | 21.4183 | 21.5892 | 21.7968 | 21.8875 | 21.9705 | 22.0464 | 22.1193 | 22.2237 | 22.3638 | 22.5081 | 22.6554 | 22.7846 | 22.9105 | 23.0198 | 23.1083 | 23.1816 | 23.2558 | 23.317 | 23.3527 | 23.3694 | 23.3624 | 23.328 | 23.3205 |  | 20.4461 | 19.6947 | 20.4952 | 22.0848 | 22.3407 | 22.5416 | 22.7291 | 22.9266 | 23.0911 | 23.276 | 23.4476 | 23.6436 | 23.7829 | 23.908 | 24.0197 | 24.1234 | 24.222 | 24.3183 | 24.3942 | 24.4587 | 24.5108 | 24.5379 | 24.576 | 24.6142 | 24.6411 | 24.6557 | 24.6506 | 24.6293 | 24.6065 | 24.5819 | 24.5487 | 24.5125 |  | 20.4461 | 19.6981 | 20.474 | 22.0372 | 22.2637 | 22.4365 | 22.5981 | 22.7635 | 22.9 | 23.0533 | 23.1858 | 23.3372 | 23.434 | 23.5079 | 23.5644 | 23.673 | 24.3401 | 25.1826 | 26.004 | 26.8074 | 27.5719 | 28.279 | 28.9801 | 29.6394 | 30.2802 | 30.9066 | 31.5252 | 32.1172 | 32.7007 | 33.2744 | 33.5239 | 33.3555 |  | 20.4461 | 19.6644 | 20.4077 | 21.9378 | 22.1385 | 22.2967 | 22.4642 | 22.6442 | 22.8047 | 22.9939 | 23.2422 | 23.9153 | 24.8635 | 25.8237 | 26.754 | 27.652 | 28.5216 | 29.3804 | 30.2156 | 31.036 | 31.8262 | 32.5402 | 33.2438 | 33.9253 | 34.5881 | 34.8768 | 34.8361 | 34.7168 | 34.6383 | 34.5425 | 34.4447 | 34.3322
Portwood |  | 18.4122 | 18.0036 | 17.6335 | 20.7798 | 23.1513 | 25.641 | 27.8439 | 29.9196 | 32.5178 | 32.7848 | 32.8777 | 33.0879 | 33.3703 | 33.6033 | 33.6173 | 33.8518 | 34.4921 | 34.9261 | 35.414 | 35.885 | 36.3333 | 36.7228 | 36.9006 | 37.2297 | 37.6474 | 37.992 | 38.1954 | 38.5296 | 38.8757 | 39.0987 | 39.3697 | 39.2411 |  | 18.4122 | 18.0946 | 17.7773 | 20.7785 | 23.0188 | 25.3939 | 27.4939 | 29.505 | 32.0519 | 32.3023 | 32.4079 | 32.6247 | 32.7617 | 32.8689 | 32.7737 | 32.9113 | 33.18 | 33.2694 | 33.4036 | 33.5627 | 33.7135 | 33.6715 | 33.8444 | 33.9477 | 34.1866 | 34.2077 | 34.3006 | 34.4406 | 34.1996 | 34.5124 | 34.5191 | 34.3093 |  | 18.4122 | 18.0024 | 17.5986 | 20.7071 | 23.0425 | 25.4922 | 27.6445 | 29.6756 | 32.2173 | 32.4317 | 32.4757 | 32.619 | 32.8362 | 33.0163 | 32.9856 | 33.1807 | 33.5179 | 33.6516 | 33.838 | 34.0152 | 34.1723 | 34.0801 | 34.1957 | 34.2376 | 34.4187 | 34.4032 | 34.4566 | 34.5357 | 34.434 | 34.571 | 34.5377 | 34.3091 |  | 18.4122 | 18.004 | 17.5908 | 20.6935 | 23.0193 | 25.4617 | 27.6185 | 29.6513 | 32.2123 | 32.4417 | 32.4898 | 32.6337 | 32.8559 | 33.0318 | 32.9894 | 33.1981 | 33.9029 | 34.4087 | 34.9497 | 35.4669 | 36.0404 | 36.5328 | 36.7374 | 37.1398 | 37.4959 | 37.9851 | 38.1966 | 38.5919 | 38.9728 | 39.2209 | 39.4204 | 39.1963 |  | 18.4122 | 17.9752 | 17.5327 | 20.6059 | 22.9032 | 25.3313 | 27.4983 | 29.5431 | 32.1128 | 32.3608 | 32.4718 | 33.0905 | 33.8162 | 34.5197 | 35.0178 | 35.5913 | 36.3384 | 36.9425 | 37.5239 | 38.0752 | 38.7323 | 39.2487 | 39.4708 | 39.9161 | 40.3146 | 40.6999 | 40.5503 | 40.6008 | 40.637 | 40.5447 | 40.5019 | 40.3218
Poulton |  | 11.4041 | 11.1183 | 11.0134 | 11.3323 | 11.5056 | 11.7465 | 11.959 | 12.2536 | 12.4533 | 12.7904 | 13.1459 | 13.4295 | 13.7619 | 14.0899 | 14.428 | 14.7509 | 15.1336 | 15.4889 | 15.7974 | 16.0875 | 16.3355 | 16.5084 | 16.6354 | 16.7295 | 16.7851 | 16.8163 | 16.8382 | 16.8533 | 16.8584 | 16.8596 | 16.9694 | 17.0363 |  | 11.4041 | 11.1634 | 11.0631 | 11.434 | 11.6521 | 11.9612 | 12.3149 | 12.7419 | 13.0955 | 13.6556 | 14.2833 | 14.85 | 14.9737 | 15.1499 | 15.1924 | 15.29 | 15.4089 | 15.5146 | 15.6289 | 15.8192 | 16.0641 | 16.3203 | 16.5537 | 16.7469 | 16.9251 | 17.05 | 17.0446 | 17.1059 | 17.1565 | 17.1954 | 17.2058 | 17.2028 |  | 11.4041 | 11.117 | 10.9905 | 11.2797 | 11.4286 | 11.6407 | 11.8258 | 12.0802 | 12.2261 | 12.5194 | 12.826 | 13.0365 | 13.1998 | 13.3992 | 13.5145 | 13.801 | 14.1392 | 14.4474 | 14.7065 | 14.9428 | 15.1529 | 15.2953 | 15.4055 | 15.4878 | 15.534 | 15.5584 | 15.5698 | 15.5699 | 15.5583 | 15.5416 | 15.5093 | 15.4679 |  | 11.4041 | 11.1226 | 10.9996 | 11.2984 | 11.4422 | 11.6543 | 11.8045 | 12.046 | 12.2374 | 12.4437 | 12.707 | 12.8888 | 13.1123 | 13.3539 | 13.7246 | 14.3429 | 15.6393 | 16.9261 | 18.1598 | 19.3665 | 20.4981 | 21.5409 | 22.5084 | 23.4184 | 24.2835 | 25.116 | 25.9304 | 26.7203 | 27.5012 | 28.2589 | 28.7646 | 28.7566 |  | 11.4041 | 11.0939 | 10.9428 | 11.2124 | 11.331 | 11.4938 | 11.6354 | 11.9009 | 12.0354 | 12.2355 | 12.6255 | 13.5105 | 14.6148 | 15.9149 | 17.2319 | 18.4901 | 19.7222 | 20.9402 | 22.1159 | 23.2704 | 24.3605 | 25.3396 | 26.253 | 27.1369 | 27.9777 | 28.4659 | 28.5098 | 28.5475 | 28.6242 | 28.6411 | 28.6385 | 28.6413
Poynton |  | 9.3223 | 9.2551 | 9.1844 | 9.2568 | 9.4131 | 9.6475 | 9.8101 | 10.0104 | 10.3115 | 10.5799 | 10.9151 | 11.3295 | 11.6961 | 12.0326 | 12.3425 | 12.5764 | 12.9158 | 13.2721 | 13.545 | 13.7765 | 13.9979 | 14.1731 | 14.2492 | 14.3587 | 14.4618 | 14.5241 | 14.5464 | 14.5947 | 14.6657 | 14.6892 | 14.7212 | 14.6534 |  | 9.3223 | 9.287 | 9.2357 | 9.2757 | 9.3946 | 9.5905 | 9.7128 | 9.8779 | 10.1406 | 10.3636 | 10.6637 | 10.9812 | 11.2392 | 11.4712 | 11.6719 | 11.893 | 12.1551 | 12.3841 | 12.6316 | 12.8998 | 13.1514 | 13.4295 | 13.6133 | 13.8199 | 14.0131 | 14.121 | 14.1814 | 14.2463 | 14.3104 | 14.2964 | 14.266 | 14.2596 |  | 9.3223 | 9.2536 | 9.1611 | 9.2046 | 9.333 | 9.5362 | 9.6571 | 9.8124 | 10.0552 | 10.2499 | 10.5036 | 10.8132 | 11.1075 | 11.3636 | 11.5938 | 11.8053 | 12.0871 | 12.3597 | 12.5603 | 12.718 | 12.8762 | 12.9932 | 13.0266 | 13.0915 | 13.1496 | 13.1708 | 13.1527 | 13.1542 | 13.1741 | 13.1501 | 13.1297 | 13.0789 |  | 9.3223 | 9.2586 | 9.1784 | 9.2334 | 9.3622 | 9.5578 | 9.6543 | 9.7776 | 9.989 | 10.1289 | 10.3041 | 10.5052 | 10.7321 | 10.9086 | 11.0436 | 11.3017 | 12.1127 | 13.1422 | 14.0952 | 15.0419 | 15.9311 | 16.7734 | 17.4763 | 18.1987 | 18.9152 | 19.559 | 20.1956 | 20.7884 | 21.418 | 22.0099 | 22.4056 | 22.3649 |  | 9.3223 | 9.2139 | 9.0906 | 9.1029 | 9.1987 | 9.3585 | 9.4367 | 9.5379 | 9.7185 | 9.8342 | 10.1269 | 10.9246 | 11.7614 | 12.5356 | 13.2864 | 14.0529 | 15.0149 | 15.9943 | 16.8976 | 17.8012 | 18.6616 | 19.4632 | 20.1151 | 20.8179 | 21.5203 | 21.791 | 21.8312 | 21.8784 | 21.9638 | 22.0034 | 22.0575 | 22.0553
Preesall |  | 10.0333 | 9.8235 | 9.7508 | 9.9567 | 10.1076 | 10.2659 | 10.4956 | 10.7343 | 10.9923 | 11.236 | 11.5751 | 12.0447 | 12.4092 | 12.75 | 13.0644 | 13.3488 | 13.6926 | 14.0386 | 14.4157 | 14.8143 | 15.1747 | 15.4159 | 15.5548 | 15.6236 | 15.7108 | 15.7657 | 15.7596 | 15.7761 | 15.794 | 15.7884 | 15.8151 | 15.7652 |  | 10.0333 | 9.8674 | 9.799 | 9.9391 | 10.0484 | 10.1692 | 10.3598 | 10.5698 | 10.8018 | 11.0318 | 11.341 | 11.6721 | 11.8509 | 12.0356 | 12.2169 | 12.4194 | 12.702 | 13.0196 | 13.3519 | 13.6999 | 14.0631 | 14.4737 | 14.816 | 15.1504 | 15.4642 | 15.6049 | 15.6822 | 15.7765 | 15.8546 | 15.9 | 15.9553 | 15.9892 |  | 10.0333 | 9.8221 | 9.7267 | 9.9025 | 10.025 | 10.1524 | 10.3389 | 10.5311 | 10.731 | 10.9177 | 11.1985 | 11.579 | 11.8721 | 12.1677 | 12.4471 | 12.7126 | 12.9893 | 13.2664 | 13.5746 | 13.8922 | 14.1886 | 14.3636 | 14.4371 | 14.4865 | 14.5285 | 14.5474 | 14.4919 | 14.4725 | 14.4432 | 14.4022 | 14.3885 | 14.3523 |  | 10.0333 | 9.825 | 9.7355 | 9.9123 | 10.0233 | 10.1271 | 10.2781 | 10.4515 | 10.6999 | 10.9119 | 11.1692 | 11.4358 | 11.6632 | 11.8729 | 12.0616 | 12.3347 | 13.0007 | 13.9261 | 14.8172 | 15.6805 | 16.4906 | 17.2438 | 17.8442 | 18.4045 | 18.9487 | 19.4627 | 19.9499 | 20.4322 | 20.8936 | 21.3465 | 21.6257 | 21.6255 |  | 10.0333 | 9.7919 | 9.6701 | 9.8138 | 9.8976 | 9.9993 | 10.229 | 10.4555 | 10.682 | 10.8764 | 11.2138 | 11.9396 | 12.6211 | 13.2826 | 13.9109 | 14.5077 | 15.2461 | 16.0469 | 16.8283 | 17.5905 | 18.2496 | 18.8358 | 19.3455 | 19.8419 | 20.3262 | 20.5983 | 20.6231 | 20.6719 | 20.7043 | 20.7366 | 20.7624 | 20.7919
Preston East |  | 17.8057 | 17.3608 | 17.342 | 17.7268 | 17.9414 | 18.1772 | 18.3794 | 18.2923 | 18.5029 | 18.7122 | 18.6932 | 18.9829 | 19.2747 | 19.3075 | 19.2459 | 19.3803 | 19.4894 | 19.5459 | 19.7078 | 19.9448 | 20.0505 | 20.0188 | 20.1713 | 20.1991 | 20.2127 | 20.3831 | 20.4507 | 20.4065 | 20.4146 | 20.342 | 20.3967 | 20.2418 |  | 17.8057 | 17.4233 | 17.2513 | 17.3309 | 17.4428 | 17.5888 | 17.7131 | 17.5819 | 17.749 | 17.9332 | 17.9182 | 18.1954 | 18.4027 | 18.3819 | 18.2825 | 18.3792 | 18.353 | 18.2938 | 18.3523 | 18.4923 | 18.5253 | 18.4603 | 18.5632 | 18.5487 | 18.5206 | 18.6361 | 18.6605 | 18.5805 | 18.5446 | 18.4334 | 18.4307 | 18.3219 |  | 17.8057 | 17.3602 | 17.3268 | 17.6941 | 17.8913 | 18.1074 | 18.2827 | 18.1707 | 18.3483 | 18.5232 | 18.4719 | 18.7099 | 18.9575 | 18.9634 | 18.8816 | 18.9991 | 19.004 | 18.959 | 19.0164 | 19.1447 | 19.1531 | 19.0346 | 19.0954 | 19.0411 | 18.9748 | 19.0552 | 19.0394 | 18.9203 | 18.8494 | 18.706 | 18.6768 | 18.5394 |  | 17.8057 | 17.3624 | 17.3077 | 17.6544 | 17.8271 | 18.0175 | 18.1692 | 18.0317 | 18.1825 | 18.3257 | 18.2386 | 18.4371 | 18.6498 | 18.6155 | 18.4916 | 18.5874 | 18.7496 | 18.8614 | 19.0765 | 19.3637 | 19.6538 | 20.2307 | 20.561 | 21.1647 | 21.8377 | 22.3972 | 22.9706 | 23.5218 | 24.1661 | 24.6042 | 24.9649 | 24.9288 |  | 17.8057 | 17.344 | 17.2707 | 17.599 | 17.7543 | 17.9362 | 18.0918 | 17.9654 | 18.1329 | 18.3002 | 18.2763 | 18.7536 | 19.2628 | 19.5102 | 19.6552 | 19.9954 | 20.1853 | 20.9912 | 21.5579 | 22.0023 | 22.6477 | 23.2143 | 23.4909 | 24.0414 | 24.7035 | 25.0286 | 25.0191 | 25.0163 | 25.1772 | 25.0538 | 25.027 | 25.0088
Preston Old Rd |  | 11.6301 | 11.2946 | 11.0677 | 11.1772 | 11.3002 | 11.4105 | 11.5654 | 11.7751 | 11.9695 | 12.1513 | 12.4177 | 12.7815 | 13.0665 | 13.2612 | 13.4865 | 13.6629 | 13.9446 | 14.22 | 14.4805 | 14.7266 | 14.9563 | 15.1351 | 15.257 | 15.3025 | 15.3965 | 15.4432 | 15.4274 | 15.4377 | 15.4656 | 15.4601 | 15.4644 | 15.4274 |  | 11.6301 | 11.3465 | 11.1449 | 11.1968 | 11.2598 | 11.3146 | 11.4087 | 11.5654 | 11.7078 | 11.8457 | 12.0637 | 12.3115 | 12.4563 | 12.5509 | 12.6953 | 12.8268 | 13.0038 | 13.2094 | 13.4121 | 13.6181 | 13.8389 | 14.1154 | 14.346 | 14.5082 | 14.7166 | 14.8158 | 14.8626 | 14.9218 | 14.9878 | 15.0092 | 15.0231 | 15.0729 |  | 11.6301 | 11.2934 | 11.0424 | 11.1209 | 11.2144 | 11.2928 | 11.4035 | 11.5657 | 11.7016 | 11.826 | 12.0335 | 12.3076 | 12.5195 | 12.6697 | 12.8579 | 13.0146 | 13.2088 | 13.3951 | 13.567 | 13.7238 | 13.8739 | 13.9766 | 14.0328 | 14.0194 | 14.0504 | 14.0387 | 13.9674 | 13.9174 | 13.882 | 13.8163 | 13.7567 | 13.7307 |  | 11.6301 | 11.2937 | 11.0455 | 11.1251 | 11.2085 | 11.2699 | 11.3488 | 11.4784 | 11.6046 | 11.6978 | 11.844 | 12.0164 | 12.1635 | 12.2389 | 12.3469 | 12.6219 | 13.6063 | 14.6106 | 15.5693 | 16.4898 | 17.3865 | 18.4264 | 19.3575 | 20.2389 | 21.1186 | 21.9391 | 22.7188 | 23.5036 | 24.2515 | 24.988 | 25.4282 | 25.3619 |  | 11.6301 | 11.2489 | 10.956 | 10.992 | 11.0429 | 11.0769 | 11.1571 | 11.2786 | 11.373 | 11.4417 | 11.784 | 12.8696 | 13.9451 | 14.9128 | 15.9221 | 16.8657 | 17.792 | 18.7428 | 19.6437 | 20.5136 | 21.4726 | 22.4434 | 23.3101 | 24.1649 | 25.0264 | 25.3928 | 25.3385 | 25.2986 | 25.254 | 25.1915 | 25.1239 | 25.07
Prestwich |  | 15.4806 | 15.1884 | 15.1103 | 15.4587 | 15.7549 | 16.0327 | 16.3657 | 16.7288 | 17.0507 | 17.4385 | 17.9459 | 18.5528 | 19.0262 | 19.467 | 19.8889 | 20.2064 | 20.6543 | 21.1389 | 21.5027 | 21.8295 | 22.1845 | 22.4375 | 22.5654 | 22.7374 | 22.9264 | 23.0491 | 23.0723 | 23.1206 | 23.2219 | 23.3914 | 23.2535 | 23.1889 |  | 15.4806 | 15.2586 | 15.1706 | 15.4122 | 15.627 | 15.8423 | 16.1437 | 16.3855 | 16.6486 | 16.9784 | 17.455 | 17.9216 | 18.1744 | 18.4635 | 18.7865 | 19.0444 | 19.3125 | 19.6763 | 19.9772 | 20.2783 | 20.6569 | 21.0648 | 21.361 | 21.63 | 21.9262 | 22.1898 | 22.3396 | 22.4865 | 22.6435 | 22.8595 | 22.7412 | 22.8134 |  | 15.4806 | 15.1862 | 15.0763 | 15.3726 | 15.6261 | 15.8555 | 16.1215 | 16.3838 | 16.6107 | 16.9039 | 17.3149 | 17.7649 | 18.0902 | 18.4306 | 18.7721 | 19.0472 | 19.3756 | 19.7337 | 19.9738 | 20.1736 | 20.4137 | 20.5624 | 20.6065 | 20.6976 | 20.8006 | 20.8598 | 20.8141 | 20.7921 | 20.779 | 20.8299 | 20.6486 | 20.6275 |  | 15.4806 | 15.1881 | 15.0861 | 15.3955 | 15.6344 | 15.8395 | 16.0723 | 16.2842 | 16.4543 | 16.6539 | 16.9325 | 17.2221 | 17.4503 | 17.6748 | 17.8914 | 18.2578 | 19.4612 | 20.7277 | 21.8765 | 23.1174 | 24.5879 | 25.9264 | 27.0799 | 28.2482 | 29.3914 | 30.5049 | 31.5189 | 32.5227 | 33.4663 | 34.6662 | 35.0341 | 35.0357 |  | 15.4806 | 15.1289 | 14.969 | 15.2155 | 15.4125 | 15.5722 | 15.7547 | 15.9586 | 16.0959 | 16.2694 | 16.7781 | 18.1576 | 19.5087 | 20.8062 | 22.1117 | 23.2854 | 24.4082 | 25.6152 | 26.7955 | 28.1767 | 29.5908 | 30.8247 | 31.9493 | 33.1061 | 34.1939 | 34.9882 | 34.9397 | 35.0031 | 35.0659 | 35.2014 | 35.0361 | 34.9852
Pringle St |  | 11.6902 | 11.471 | 11.4284 | 11.6171 | 11.7707 | 12.0688 | 12.2127 | 12.3243 | 12.5823 | 12.8149 | 13.0668 | 13.313 | 13.5788 | 13.7807 | 13.8966 | 14.0491 | 14.4398 | 14.7452 | 15.0073 | 15.3194 | 15.5686 | 15.7584 | 16.032 | 16.2503 | 16.4713 | 16.6176 | 16.8535 | 17.1103 | 17.1043 | 17.2773 | 17.4102 | 17.3721 |  | 11.6902 | 11.5255 | 11.4725 | 11.5694 | 11.6719 | 11.9168 | 12.0104 | 12.0903 | 12.3208 | 12.5389 | 12.7918 | 13.0288 | 13.2093 | 13.3542 | 13.431 | 13.5582 | 13.7273 | 13.8341 | 13.9327 | 14.0959 | 14.2141 | 14.3006 | 14.4509 | 14.5339 | 14.6138 | 14.6768 | 14.8265 | 14.8251 | 14.896 | 14.9465 | 14.9437 | 14.9644 |  | 11.6902 | 11.4699 | 11.4024 | 11.5615 | 11.6872 | 11.9535 | 12.057 | 12.1311 | 12.3423 | 12.5295 | 12.7364 | 12.9209 | 13.1321 | 13.2978 | 13.3867 | 13.5208 | 13.7192 | 13.8358 | 13.9113 | 14.0313 | 14.0997 | 14.1169 | 14.215 | 14.2669 | 14.3211 | 14.3114 | 14.3749 | 14.4322 | 14.3116 | 14.3199 | 14.2939 | 14.2706 |  | 11.6902 | 11.4756 | 11.4236 | 11.596 | 11.7287 | 12.0016 | 12.1089 | 12.1759 | 12.3756 | 12.5403 | 12.7103 | 12.8519 | 13.0378 | 13.1665 | 13.2127 | 13.4779 | 14.5076 | 15.4588 | 16.3742 | 17.3416 | 18.2324 | 18.9989 | 19.9053 | 20.6884 | 21.4496 | 22.1069 | 22.915 | 23.8668 | 24.4012 | 24.8876 | 25.2265 | 25.172 |  | 11.6902 | 11.417 | 11.3084 | 11.4245 | 11.5138 | 11.7366 | 11.8069 | 11.8407 | 12.0122 | 12.1557 | 12.4977 | 13.5385 | 14.6511 | 15.6821 | 16.617 | 17.5841 | 18.591 | 19.5166 | 20.3868 | 21.361 | 22.239 | 22.9615 | 23.8381 | 24.5976 | 25.3366 | 25.5009 | 25.5014 | 25.656 | 25.3054 | 25.0811 | 24.9245 | 24.8072
Queens Park |  | 14.5156 | 14.3108 | 14.5447 | 15.2907 | 18.2859 | 24.0733 | 29.7971 | 35.6592 | 41.5606 | 41.6802 | 41.9797 | 42.4461 | 42.8062 | 42.9786 | 43.3617 | 43.5521 | 43.8908 | 44.4265 | 44.8326 | 45.3407 | 45.6789 | 46.1224 | 46.4717 | 46.7357 | 47.14 | 47.3529 | 47.686 | 47.8529 | 48.2606 | 48.4923 | 48.7153 | 48.8114 |  | 14.5156 | 14.3613 | 14.3724 | 14.7899 | 17.699 | 23.4126 | 29.0708 | 34.8813 | 40.7382 | 40.8316 | 41.099 | 41.5088 | 41.7516 | 41.8341 | 42.1302 | 42.258 | 42.353 | 42.6536 | 42.8306 | 43.1124 | 43.2488 | 43.5241 | 43.719 | 43.8405 | 44.0955 | 44.1325 | 44.2852 | 44.2739 | 44.4707 | 44.4851 | 44.4754 | 44.5713 |  | 14.5156 | 14.3103 | 14.5242 | 15.2475 | 18.2209 | 23.984 | 29.676 | 35.5089 | 41.3759 | 41.4649 | 41.7264 | 42.1507 | 42.467 | 42.6122 | 42.97 | 43.1435 | 43.2665 | 43.5832 | 43.7723 | 44.0598 | 44.1864 | 44.4152 | 44.5569 | 44.6173 | 44.8125 | 44.8245 | 44.9497 | 44.9173 | 45.1099 | 45.1374 | 45.1555 | 45.2465 |  | 14.5156 | 14.3167 | 14.5351 | 15.2611 | 18.2341 | 23.9979 | 29.6911 | 35.5269 | 41.4238 | 41.538 | 41.8104 | 42.2177 | 42.522 | 42.645 | 42.976 | 43.2607 | 44.1082 | 45.1557 | 46.0517 | 47.0364 | 47.8336 | 48.7372 | 49.6053 | 50.366 | 51.2496 | 52.0405 | 52.9241 | 53.6544 | 54.5541 | 55.35 | 55.6838 | 55.6841 |  | 14.5156 | 14.266 | 14.4359 | 15.1123 | 18.0481 | 23.78 | 29.4711 | 35.2981 | 41.1695 | 41.2685 | 41.6755 | 42.8515 | 43.9379 | 44.8172 | 45.9289 | 46.8281 | 47.6382 | 48.662 | 49.6349 | 50.7083 | 51.589 | 52.5527 | 53.4565 | 54.2558 | 55.1835 | 55.4421 | 55.4737 | 55.3527 | 55.4492 | 55.4148 | 55.2789 | 55.3028
Radcliffe |  | 27.938 | 27.2862 | 26.9967 | 27.5565 | 28.0458 | 28.8517 | 29.4064 | 29.9933 | 30.8658 | 31.827 | 32.8036 | 33.82 | 34.818 | 35.6626 | 36.3509 | 37.0152 | 37.8726 | 38.606 | 39.2597 | 39.8957 | 40.4061 | 40.7289 | 41.0755 | 41.3018 | 41.4632 | 41.5477 | 41.6137 | 41.6452 | 41.551 | 41.69 | 41.6318 | 41.334 |  | 27.938 | 27.4026 | 27.1003 | 27.3655 | 27.63 | 28.1289 | 28.4526 | 28.7683 | 29.3544 | 30.0862 | 30.8512 | 31.5163 | 32.1414 | 32.7437 | 33.2743 | 33.8645 | 34.4519 | 35.0268 | 35.6483 | 36.3324 | 36.9827 | 37.6618 | 38.3343 | 38.8449 | 39.2718 | 39.6316 | 39.985 | 40.2558 | 40.3607 | 40.6389 | 40.662 | 40.643 |  | 27.938 | 27.282 | 26.9283 | 27.4031 | 27.8115 | 28.4563 | 28.8642 | 29.293 | 29.9626 | 30.7211 | 31.497 | 32.2109 | 32.9523 | 33.634 | 34.199 | 34.7932 | 35.4682 | 36.0179 | 36.5082 | 36.9786 | 37.3528 | 37.5557 | 37.8176 | 37.9629 | 38.0391 | 38.0481 | 38.0376 | 37.9976 | 37.8074 | 37.8362 | 37.6736 | 37.4454 |  | 27.938 | 27.2917 | 26.9413 | 27.4086 | 27.774 | 28.3816 | 28.6736 | 28.9684 | 29.4877 | 29.9992 | 30.4594 | 30.8075 | 31.3454 | 31.8066 | 32.1141 | 32.9148 | 35.2478 | 37.4633 | 39.6892 | 41.8993 | 44.5981 | 47.1016 | 49.6547 | 51.8927 | 54.3207 | 56.1978 | 58.2685 | 60.4601 | 62.2038 | 64.2999 | 65.3562 | 65.2172 |  | 27.938 | 27.1965 | 26.7537 | 27.1289 | 27.4234 | 27.9765 | 28.2476 | 28.5267 | 29.023 | 29.5248 | 30.4977 | 33.0286 | 35.7411 | 38.2459 | 40.657 | 43.0315 | 45.2972 | 47.4676 | 49.6302 | 51.8289 | 54.642 | 56.9822 | 59.3964 | 61.5382 | 63.9272 | 64.6883 | 64.7543 | 64.9844 | 64.8616 | 65.0252 | 64.8504 | 64.7538
Randal St |  | 13.588 | 13.1465 | 12.8401 | 13.2137 | 13.4766 | 13.7261 | 13.9601 | 14.2244 | 14.4653 | 14.6348 | 14.9719 | 15.3515 | 15.606 | 15.8451 | 16.1093 | 16.3172 | 16.6602 | 17.101 | 17.4284 | 17.7068 | 18.0114 | 18.2763 | 18.4364 | 18.6603 | 18.8607 | 19.0292 | 19.0998 | 19.2791 | 19.3358 | 19.47 | 19.5701 | 19.5673 |  | 13.588 | 13.2183 | 12.9218 | 13.1533 | 13.306 | 13.4649 | 13.6603 | 13.8244 | 14.0222 | 14.2699 | 14.6194 | 15.027 | 15.194 | 15.3975 | 15.6136 | 15.7839 | 15.9128 | 16.1651 | 16.3539 | 16.5223 | 16.7386 | 16.9728 | 17.1068 | 17.287 | 17.4383 | 17.5564 | 17.587 | 17.7039 | 17.6852 | 17.7418 | 17.7249 | 17.7709 |  | 13.588 | 13.1456 | 12.8163 | 13.1618 | 13.3975 | 13.6165 | 13.8089 | 14.0327 | 14.2242 | 14.345 | 14.6294 | 14.9339 | 15.1262 | 15.2362 | 15.4796 | 15.6205 | 15.7798 | 15.9918 | 16.142 | 16.2441 | 16.3798 | 16.4807 | 16.4943 | 16.5674 | 16.6189 | 16.6425 | 16.6105 | 16.6043 | 16.5176 | 16.5588 | 16.5072 | 16.5118 |  | 13.588 | 13.1494 | 12.8198 | 13.1631 | 13.3947 | 13.6113 | 13.8169 | 14.0258 | 14.2229 | 14.3443 | 14.6198 | 14.9168 | 15.107 | 15.2119 | 15.4167 | 15.6512 | 16.3741 | 17.2299 | 18.0468 | 18.9447 | 19.798 | 20.6048 | 21.3119 | 22.0567 | 22.7672 | 23.4354 | 23.9868 | 24.66 | 25.2324 | 25.7548 | 25.9979 | 25.8165 |  | 13.588 | 13.102 | 12.7134 | 13.0225 | 13.2153 | 13.3988 | 13.5509 | 13.7864 | 13.977 | 14.1018 | 14.5207 | 15.5271 | 16.4637 | 17.3526 | 18.3018 | 19.2754 | 20.2814 | 21.1789 | 22.0693 | 22.9672 | 23.778 | 24.5657 | 25.2971 | 25.9521 | 26.6625 | 26.978 | 26.84 | 26.5941 | 26.4892 | 26.2762 | 25.9994 | 25.905
Rawtenstall Rd |  | 12.842 | 12.6448 | 12.6123 | 12.824 | 13.027 | 13.2393 | 13.5263 | 13.8163 | 14.1575 | 14.5089 | 14.9098 | 15.4064 | 15.8275 | 16.1797 | 16.5001 | 16.7782 | 17.1954 | 17.6002 | 17.9676 | 18.2853 | 18.5869 | 18.8223 | 18.9986 | 19.1609 | 19.2974 | 19.4028 | 19.511 | 19.5879 | 19.664 | 19.7435 | 19.8164 | 19.7589 |  | 12.842 | 12.704 | 12.6779 | 12.8255 | 12.9781 | 13.12 | 13.3297 | 13.5683 | 13.8579 | 14.1674 | 14.5301 | 14.9532 | 15.1952 | 15.438 | 15.6815 | 15.9186 | 16.1712 | 16.45 | 16.7398 | 17.0113 | 17.2981 | 17.6037 | 17.8532 | 18.0814 | 18.2801 | 18.4103 | 18.5441 | 18.6292 | 18.6941 | 18.7365 | 18.748 | 18.7812 |  | 12.842 | 12.6433 | 12.5831 | 12.7595 | 12.9172 | 13.079 | 13.3064 | 13.5343 | 13.7982 | 14.0736 | 14.3989 | 14.781 | 15.1061 | 15.3969 | 15.6689 | 15.9195 | 16.2067 | 16.4796 | 16.7144 | 16.8994 | 17.0805 | 17.2019 | 17.2775 | 17.342 | 17.3826 | 17.3958 | 17.4078 | 17.3882 | 17.3664 | 17.3467 | 17.3174 | 17.2786 |  | 12.842 | 12.6488 | 12.6026 | 12.7903 | 12.9483 | 13.1054 | 13.3052 | 13.4975 | 13.7319 | 13.9481 | 14.1821 | 14.4427 | 14.6949 | 14.8978 | 15.0778 | 15.4365 | 16.5733 | 17.9322 | 19.3067 | 20.5152 | 21.7419 | 22.9228 | 23.9752 | 24.9245 | 25.8278 | 26.7551 | 27.577 | 28.4212 | 29.2319 | 30.0253 | 30.4788 | 30.4435 |  | 12.842 | 12.575 | 12.4575 | 12.5736 | 12.6895 | 12.7925 | 12.9597 | 13.1142 | 13.3005 | 13.4761 | 13.8984 | 15.1059 | 16.3378 | 17.4811 | 18.6145 | 19.706 | 21.1319 | 22.3931 | 23.6937 | 24.8058 | 25.9782 | 27.0918 | 28.0688 | 28.9697 | 29.8275 | 30.2055 | 30.1524 | 30.1267 | 30.1216 | 30.0721 | 30.0183 | 29.9965
Reddish Vale |  | 10.7385 | 10.4696 | 10.4109 | 10.6099 | 10.8653 | 11.0573 | 11.3009 | 11.6236 | 11.9579 | 12.2875 | 12.7504 | 13.3068 | 13.7362 | 14.1067 | 14.4782 | 14.7696 | 15.224 | 15.6931 | 16.1075 | 16.4691 | 16.7696 | 17.0744 | 17.2594 | 17.4061 | 17.596 | 17.7123 | 17.8369 | 17.8713 | 18.0011 | 18.0733 | 18.1964 | 18.073 |  | 10.7385 | 10.5185 | 10.482 | 10.6509 | 10.8334 | 10.98 | 11.1535 | 11.4016 | 11.6665 | 11.9209 | 12.2934 | 12.681 | 12.9287 | 13.1589 | 13.4335 | 13.6846 | 13.9701 | 14.3154 | 14.6558 | 14.9808 | 15.2888 | 15.7069 | 16.009 | 16.2611 | 16.5459 | 16.7306 | 16.9266 | 17.0147 | 17.174 | 17.2548 | 17.3565 | 17.3549 |  | 10.7385 | 10.468 | 10.3793 | 10.5342 | 10.738 | 10.8834 | 11.0617 | 11.3148 | 11.5636 | 11.7981 | 12.1514 | 12.555 | 12.8707 | 13.1688 | 13.4813 | 13.7418 | 14.0598 | 14.387 | 14.6597 | 14.8792 | 15.0562 | 15.2371 | 15.3197 | 15.3699 | 15.4567 | 15.4786 | 15.5023 | 15.4429 | 15.4635 | 15.4332 | 15.4411 | 15.3481 |  | 10.7385 | 10.472 | 10.402 | 10.5793 | 10.7921 | 10.9307 | 11.0868 | 11.3063 | 11.5265 | 11.6997 | 11.9536 | 12.2192 | 12.4446 | 12.6199 | 12.8151 | 13.1802 | 14.429 | 15.7039 | 17.2171 | 18.7172 | 20.1635 | 21.5137 | 22.6481 | 23.8156 | 24.965 | 26.0235 | 27.0662 | 28.0722 | 29.0989 | 30.0568 | 30.692 | 30.5562 |  | 10.7385 | 10.4086 | 10.2829 | 10.3916 | 10.5699 | 10.6633 | 10.7961 | 10.9831 | 11.1579 | 11.293 | 11.7667 | 13.1272 | 14.4639 | 15.7078 | 16.9886 | 18.1529 | 19.3178 | 20.755 | 22.1767 | 23.5901 | 24.98 | 26.2482 | 27.2722 | 28.3913 | 29.5005 | 29.9348 | 29.9564 | 29.9461 | 30.0083 | 29.9794 | 30.0089 | 29.8819
Ribblesdale T14 |  | 7.2332 | 7.0041 | 6.8932 | 7.0513 | 7.1784 | 7.3106 | 7.4375 | 7.5631 | 7.6947 | 7.8135 | 7.9421 | 8.1003 | 8.2723 | 8.4476 | 8.587 | 8.7229 | 8.9006 | 9.1183 | 9.3448 | 9.6056 | 9.7645 | 9.9103 | 10.0775 | 10.1325 | 10.1557 | 10.2035 | 10.2895 | 10.2931 | 10.3285 | 10.3637 | 10.3933 | 10.383 |  | 7.2332 | 7.0392 | 6.9413 | 7.0318 | 7.1062 | 7.193 | 7.2799 | 7.3784 | 7.4913 | 7.606 | 7.7394 | 7.8901 | 7.949 | 8.0139 | 8.0662 | 8.1249 | 8.2053 | 8.3013 | 8.3906 | 8.4967 | 8.6434 | 8.8151 | 8.9464 | 9.0778 | 9.1991 | 9.2296 | 9.2685 | 9.2845 | 9.2961 | 9.3003 | 9.2948 | 9.294 |  | 7.2332 | 7.0033 | 6.8803 | 7.023 | 7.1363 | 7.2541 | 7.3618 | 7.468 | 7.5764 | 7.6739 | 7.7828 | 7.9111 | 8.0212 | 8.1412 | 8.2574 | 8.3774 | 8.5124 | 8.6731 | 8.8454 | 9.049 | 9.1612 | 9.2599 | 9.3811 | 9.3977 | 9.3852 | 9.3961 | 9.4407 | 9.4085 | 9.4044 | 9.3999 | 9.3882 | 9.3801 |  | 7.2332 | 7.0052 | 6.8797 | 7.0221 | 7.1323 | 7.2467 | 7.354 | 7.464 | 7.5946 | 7.7097 | 7.8256 | 7.9809 | 8.1361 | 8.2833 | 8.4426 | 8.6186 | 8.9779 | 9.336 | 9.6646 | 10.0083 | 10.2425 | 10.4979 | 10.7631 | 10.9191 | 11.0371 | 11.1807 | 11.37 | 11.4604 | 11.6005 | 11.7625 | 11.8469 | 11.8075 |  | 7.2332 | 6.9882 | 6.8457 | 6.9705 | 7.0654 | 7.1728 | 7.2946 | 7.4164 | 7.5465 | 7.6653 | 7.8591 | 8.2974 | 8.7375 | 9.1121 | 9.4949 | 9.8466 | 10.1979 | 10.5429 | 10.8619 | 11.2025 | 11.397 | 11.6088 | 11.8737 | 12.0291 | 12.1445 | 12.2126 | 12.229 | 12.1458 | 12.1069 | 12.0671 | 12.0239 | 11.9995
Ribbleton |  | 8.9459 | 8.7637 | 8.5935 | 8.6573 | 8.7261 | 8.8274 | 8.9501 | 9.1189 | 9.2864 | 9.4147 | 9.6745 | 9.9741 | 10.2141 | 10.3739 | 10.6095 | 10.7724 | 10.9724 | 11.2266 | 11.4123 | 11.5768 | 11.7017 | 11.8201 | 11.9104 | 11.9745 | 12.0403 | 12.0943 | 12.1172 | 12.119 | 12.2683 | 12.1383 | 12.1198 | 12.1153 |  | 8.9459 | 8.7997 | 8.6544 | 8.7062 | 8.7602 | 8.7864 | 8.9445 | 9.0978 | 9.2491 | 9.3639 | 9.6123 | 9.8677 | 9.9871 | 10.1508 | 10.3276 | 10.4467 | 10.5339 | 10.7275 | 10.8704 | 11.0279 | 11.1784 | 11.3669 | 11.5181 | 11.6281 | 11.7338 | 11.8508 | 11.9433 | 11.9996 | 12.1852 | 12.071 | 12.0449 | 12.105 |  | 8.9459 | 8.7632 | 8.5826 | 8.6194 | 8.6681 | 8.7731 | 8.8499 | 8.9857 | 9.1078 | 9.1876 | 9.404 | 9.6378 | 9.7825 | 9.9542 | 10.1334 | 10.249 | 10.3558 | 10.5521 | 10.6813 | 10.7881 | 10.8658 | 10.9394 | 10.9936 | 11.0262 | 11.0602 | 11.0838 | 11.0761 | 11.047 | 11.1508 | 11.0008 | 10.9498 | 10.9556 |  | 8.9459 | 8.7677 | 8.5876 | 8.6456 | 8.6946 | 8.7758 | 8.8503 | 8.9938 | 9.1025 | 9.154 | 9.3236 | 9.4931 | 9.5842 | 9.705 | 9.8233 | 10.0239 | 10.6813 | 11.4349 | 12.3434 | 13.2259 | 14.0668 | 14.8678 | 15.5998 | 16.3009 | 17.0331 | 17.6732 | 18.3065 | 18.9191 | 19.7063 | 20.1166 | 20.4304 | 20.4195 |  | 8.9459 | 8.7316 | 8.5169 | 8.4838 | 8.5033 | 8.6121 | 8.667 | 8.6939 | 8.8008 | 8.8503 | 9.0961 | 9.9148 | 10.6567 | 11.41 | 12.1835 | 12.8645 | 13.5385 | 14.4294 | 15.2835 | 16.1144 | 16.9242 | 17.683 | 18.3585 | 19.0273 | 19.7383 | 19.9455 | 19.9449 | 19.9354 | 20.1446 | 19.9398 | 19.9139 | 19.9047
Ringley |  | 7.6633 | 7.5511 | 7.5767 | 7.7511 | 7.8499 | 7.9651 | 8.1141 | 8.2748 | 8.4593 | 8.6335 | 8.8434 | 9.1039 | 9.3343 | 9.5199 | 9.6967 | 9.8486 | 10.0581 | 10.2545 | 10.4261 | 10.5855 | 10.7179 | 10.8234 | 10.9047 | 10.9668 | 11.0066 | 11.0443 | 11.0647 | 11.0824 | 11.0993 | 11.1145 | 11.1398 | 11.1137 |  | 7.6633 | 7.5781 | 7.5768 | 7.6812 | 7.7397 | 7.8151 | 7.9168 | 8.0336 | 8.1715 | 8.304 | 8.4736 | 8.656 | 8.7977 | 8.9251 | 9.0602 | 9.1908 | 9.3287 | 9.4777 | 9.6306 | 9.79 | 9.9441 | 10.1236 | 10.2772 | 10.4041 | 10.5051 | 10.5903 | 10.6572 | 10.7094 | 10.7503 | 10.7769 | 10.7819 | 10.806 |  | 7.6633 | 7.5498 | 7.5558 | 7.7042 | 7.779 | 7.8682 | 7.9813 | 8.1035 | 8.2402 | 8.3683 | 8.5323 | 8.7221 | 8.8905 | 9.0367 | 9.1817 | 9.3155 | 9.4772 | 9.6246 | 9.7464 | 9.8541 | 9.9439 | 10.0104 | 10.0601 | 10.0935 | 10.1062 | 10.1174 | 10.1106 | 10.0988 | 10.085 | 10.0691 | 10.0427 | 10.0268 |  | 7.6633 | 7.5506 | 7.5661 | 7.723 | 7.7966 | 7.8774 | 7.9729 | 8.0705 | 8.18 | 8.2616 | 8.3599 | 8.4701 | 8.5959 | 8.6906 | 8.7813 | 8.954 | 9.5015 | 10.2364 | 10.9439 | 11.6422 | 12.289 | 12.9195 | 13.4686 | 14.021 | 14.5246 | 15.0289 | 15.5305 | 15.992 | 16.4668 | 16.909 | 17.1574 | 17.1495 |  | 7.6633 | 7.52 | 7.5061 | 7.6335 | 7.6855 | 7.7431 | 7.8239 | 7.9055 | 7.9972 | 8.0653 | 8.2572 | 8.8179 | 9.3963 | 9.9205 | 10.4927 | 11.1948 | 11.8871 | 12.582 | 13.253 | 13.9198 | 14.5446 | 15.148 | 15.66 | 16.1981 | 16.6845 | 16.8664 | 16.8968 | 16.8948 | 16.9388 | 16.9253 | 16.9163 | 16.9126
Risley |  | 14.4829 | 14.048 | 14.3224 | 15.2125 | 15.745 | 16.0935 | 16.5852 | 17.1199 | 17.7335 | 18.1839 | 18.7471 | 19.47 | 20.0651 | 20.6033 | 21.1421 | 21.6943 | 22.565 | 23.4521 | 24.2522 | 25.0301 | 25.6932 | 26.3639 | 26.9159 | 27.4126 | 27.9385 | 28.3615 | 28.7895 | 29.1789 | 29.5704 | 29.9462 | 30.4434 | 30.3639 |  | 14.4829 | 14.0925 | 14.1335 | 14.6055 | 14.8993 | 15.027 | 15.2641 | 15.5607 | 15.9199 | 16.1496 | 16.4923 | 16.9068 | 17.1767 | 17.457 | 17.7686 | 18.1278 | 18.4129 | 18.759 | 19.1014 | 19.4669 | 19.7876 | 20.2135 | 20.5451 | 20.8123 | 21.0916 | 21.2866 | 21.4828 | 21.6274 | 21.7544 | 21.8462 | 21.9988 | 22.0199 |  | 14.4829 | 14.044 | 14.2453 | 15.0449 | 15.4933 | 15.7556 | 16.1302 | 16.5486 | 17.0225 | 17.3469 | 17.787 | 18.3261 | 18.7439 | 19.1573 | 19.5881 | 20.0614 | 20.5251 | 20.9986 | 21.3855 | 21.7431 | 22.0199 | 22.3057 | 22.5024 | 22.6564 | 22.8317 | 22.9234 | 23.0112 | 23.0594 | 23.1051 | 23.1361 | 23.2489 | 23.1962 |  | 14.4829 | 14.0525 | 14.3012 | 15.1622 | 15.6635 | 15.9819 | 16.4373 | 16.9352 | 17.5192 | 17.9396 | 18.4649 | 19.1335 | 19.68 | 20.1687 | 20.6573 | 21.2758 | 22.5487 | 23.8371 | 25.0402 | 26.2143 | 27.2582 | 28.2988 | 29.2185 | 30.0574 | 30.9272 | 31.6851 | 32.4588 | 33.2683 | 33.9899 | 34.7384 | 35.3239 | 35.2342 |  | 14.4829 | 14.0232 | 14.2432 | 15.0751 | 15.5539 | 15.8617 | 16.3271 | 16.8337 | 17.4299 | 17.8718 | 18.5436 | 20.1465 | 21.6132 | 22.9646 | 24.3507 | 25.7435 | 26.9791 | 28.2347 | 29.4166 | 30.5751 | 31.6136 | 32.6503 | 33.562 | 34.4077 | 35.3069 | 35.7936 | 35.7892 | 35.8238 | 35.8003 | 35.7569 | 35.7825 | 35.7173
Robert Hall St |  | 12.6612 | 12.3915 | 12.9716 | 13.8562 | 14.1238 | 14.32 | 14.6367 | 14.9047 | 15.2002 | 15.4942 | 15.881 | 16.2613 | 16.5782 | 17.0103 | 17.3872 | 17.6628 | 18.1603 | 18.7604 | 19.2591 | 19.7596 | 20.2806 | 20.7025 | 21.0318 | 21.3576 | 21.6808 | 21.9786 | 22.2086 | 22.4984 | 22.7757 | 23.1205 | 23.343 | 23.3402 |  | 12.6612 | 12.4479 | 12.7517 | 13.2768 | 13.4475 | 13.591 | 13.8367 | 14.0545 | 14.2412 | 14.4875 | 14.8145 | 15.1128 | 15.2474 | 15.464 | 15.681 | 15.8479 | 16.0887 | 16.4128 | 16.67 | 16.9371 | 17.2578 | 17.5758 | 17.8397 | 18.1416 | 18.4516 | 18.5525 | 18.6269 | 18.7141 | 18.8058 | 18.928 | 18.898 | 18.9577 |  | 12.6612 | 12.3904 | 12.9461 | 13.7986 | 14.0359 | 14.1876 | 14.4562 | 14.6822 | 14.8858 | 15.123 | 15.4548 | 15.7593 | 16.0015 | 16.3762 | 16.7047 | 16.9492 | 17.231 | 17.6076 | 17.8881 | 18.1684 | 18.4748 | 18.6883 | 18.8224 | 18.9632 | 19.0856 | 19.1976 | 19.2321 | 19.3133 | 19.4014 | 19.5228 | 19.5468 | 19.5494 |  | 12.6612 | 12.39 | 12.9499 | 13.8135 | 14.0564 | 14.2258 | 14.5169 | 14.7581 | 15.0795 | 15.3979 | 15.791 | 16.131 | 16.4099 | 16.801 | 17.136 | 17.4443 | 18.2261 | 19.1362 | 19.9181 | 20.6762 | 21.4548 | 22.1435 | 22.7192 | 23.3161 | 23.8891 | 24.4503 | 24.9235 | 25.4562 | 26.0002 | 26.5789 | 26.8301 | 26.7521 |  | 12.6612 | 12.3475 | 12.8642 | 13.6872 | 13.9323 | 14.0938 | 14.4085 | 14.6933 | 15.0017 | 15.3147 | 15.7855 | 16.6982 | 17.5549 | 18.4592 | 19.3787 | 20.1741 | 20.9665 | 21.8566 | 22.6164 | 23.3562 | 24.1109 | 24.7574 | 25.3286 | 25.9499 | 26.5476 | 26.8148 | 26.7986 | 26.8633 | 26.9886 | 27.0912 | 27.055 | 27.0106
Rochdale Central |  | 23.3533 | 22.8727 | 23.1624 | 24.3501 | 24.6829 | 24.8461 | 25.3378 | 25.8461 | 26.3391 | 26.6271 | 27.3272 | 27.9475 | 28.2238 | 28.6503 | 29.0695 | 29.4222 | 29.9911 | 30.7456 | 31.4227 | 31.9768 | 32.5713 | 33.0954 | 33.4761 | 33.8829 | 34.2932 | 34.6317 | 34.8929 | 35.2133 | 35.4891 | 35.7452 | 36.1404 | 36.0864 |  | 23.3533 | 22.9926 | 23.0039 | 23.7587 | 24.0006 | 24.1032 | 24.5308 | 24.9485 | 25.4868 | 25.7946 | 26.5312 | 27.1573 | 27.2589 | 27.5609 | 27.8844 | 28.1768 | 28.3955 | 28.7543 | 29.0744 | 29.3304 | 29.6411 | 29.9724 | 30.1964 | 30.4353 | 30.6483 | 30.8205 | 30.9475 | 31.0799 | 31.1676 | 31.2002 | 31.2618 | 31.3669 |  | 23.3533 | 22.8703 | 23.1118 | 24.2395 | 24.5166 | 24.6213 | 25.0316 | 25.4672 | 25.8548 | 26.0531 | 26.6572 | 27.1434 | 27.3093 | 27.6579 | 28.0125 | 28.3255 | 28.6092 | 28.9902 | 29.2673 | 29.4379 | 29.645 | 29.8892 | 30.0202 | 30.18 | 30.3423 | 30.4427 | 30.4698 | 30.5417 | 30.5718 | 30.5834 | 30.7046 | 30.6664 |  | 23.3533 | 22.8747 | 23.1304 | 24.2694 | 24.5411 | 24.6276 | 25.0314 | 25.5734 | 25.9608 | 26.2108 | 26.8259 | 27.2451 | 27.4118 | 27.8716 | 28.1653 | 28.6651 | 30.0692 | 31.5742 | 32.9775 | 34.2372 | 35.5162 | 36.6756 | 37.6814 | 38.668 | 39.6468 | 40.5359 | 41.3386 | 42.2513 | 43.1487 | 44.0007 | 44.3882 | 44.2257 |  | 23.3533 | 22.7657 | 22.917 | 24.0271 | 24.1821 | 24.2408 | 24.6435 | 25.1387 | 25.5057 | 25.7467 | 26.5478 | 28.0049 | 29.3897 | 31.0812 | 32.6614 | 34.136 | 35.4787 | 36.9438 | 38.3125 | 39.5268 | 40.8068 | 41.9447 | 42.9058 | 43.8834 | 44.8615 | 45.1066 | 44.9543 | 44.8638 | 44.7397 | 44.5703 | 44.5734 | 44.3537
Roman Rd |  | 14.165 | 13.6475 | 13.3134 | 13.5359 | 13.7734 | 14.0819 | 14.2022 | 14.3574 | 14.4829 | 14.5522 | 14.6662 | 14.908 | 15.056 | 15.1616 | 15.2675 | 15.3282 | 15.5346 | 15.712 | 15.9075 | 16.1181 | 16.271 | 16.3872 | 16.5916 | 16.7082 | 16.8478 | 16.9876 | 17.0839 | 17.4057 | 17.4933 | 17.3351 | 17.3418 | 17.3731 |  | 14.165 | 13.6969 | 13.3723 | 13.4272 | 13.5192 | 13.6964 | 13.7023 | 13.7765 | 13.8263 | 13.8247 | 13.9117 | 14.0935 | 14.1977 | 14.2585 | 14.3074 | 14.351 | 14.4437 | 14.4583 | 14.5346 | 14.6534 | 14.7104 | 14.705 | 14.8583 | 14.8705 | 14.8318 | 14.9054 | 14.9698 | 15.196 | 14.9135 | 14.9312 | 14.8999 | 14.9021 |  | 14.165 | 13.647 | 13.2989 | 13.5052 | 13.7269 | 14.0175 | 14.115 | 14.2486 | 14.3492 | 14.3944 | 14.483 | 14.6896 | 14.8076 | 14.8927 | 14.9804 | 15.0292 | 15.0613 | 15.139 | 15.1977 | 15.2506 | 15.2587 | 15.2806 | 15.3537 | 15.3479 | 15.367 | 15.3843 | 15.3615 | 15.534 | 15.5065 | 15.2586 | 15.1566 | 15.1845 |  | 14.165 | 13.6496 | 13.2851 | 13.4766 | 13.6768 | 13.9476 | 14.0286 | 14.1442 | 14.2224 | 14.2372 | 14.3004 | 14.4685 | 14.5656 | 14.6081 | 14.6664 | 14.7413 | 15.0817 | 15.6209 | 16.0639 | 16.6353 | 17.1034 | 17.5072 | 18.0643 | 18.4601 | 18.8569 | 19.2597 | 19.7286 | 20.3482 | 20.5685 | 20.9137 | 21.1328 | 21.0762 |  | 14.165 | 13.6275 | 13.245 | 13.4121 | 13.6017 | 13.8656 | 13.9541 | 14.0745 | 14.1779 | 14.2418 | 14.4018 | 14.9818 | 15.5848 | 16.0861 | 16.6152 | 17.223 | 17.8498 | 18.4074 | 18.8531 | 19.4537 | 19.9478 | 20.3629 | 20.9482 | 21.3607 | 21.7766 | 21.8868 | 21.9034 | 22.1043 | 21.8867 | 21.7899 | 21.7265 | 21.6949
Romiley |  | 14.1694 | 13.907 | 13.8175 | 14.1596 | 14.3773 | 14.643 | 15.0682 | 15.446 | 15.9209 | 16.3551 | 16.9465 | 17.6085 | 18.1358 | 18.6472 | 19.0644 | 19.476 | 20.0918 | 20.6145 | 21.0916 | 21.5176 | 21.8847 | 22.1258 | 22.3661 | 22.4915 | 22.6029 | 22.6515 | 22.7248 | 22.79 | 22.6738 | 22.7902 | 22.7614 | 22.6022 |  | 14.1694 | 13.9685 | 13.9026 | 14.1687 | 14.3011 | 14.4822 | 14.8053 | 15.0899 | 15.4637 | 15.8084 | 16.3076 | 16.7783 | 17.0665 | 17.4308 | 17.7856 | 18.0492 | 18.4076 | 18.8371 | 19.2534 | 19.6405 | 20.0569 | 20.5405 | 21.0475 | 21.422 | 21.7698 | 22.0191 | 22.2949 | 22.5295 | 22.5558 | 22.7799 | 22.8188 | 22.8437 |  | 14.1694 | 13.904 | 13.7703 | 14.0528 | 14.215 | 14.4205 | 14.7604 | 15.0474 | 15.4074 | 15.7301 | 16.2062 | 16.6942 | 17.0534 | 17.4662 | 17.8451 | 18.1091 | 18.5524 | 18.9263 | 19.2618 | 19.5459 | 19.7969 | 19.9388 | 20.0987 | 20.163 | 20.2131 | 20.2118 | 20.2203 | 20.2166 | 20.0527 | 20.0851 | 19.9951 | 19.8667 |  | 14.1694 | 13.9087 | 13.7974 | 14.0985 | 14.2553 | 14.4389 | 14.731 | 14.9551 | 15.2545 | 15.4708 | 15.7852 | 16.062 | 16.2918 | 16.5486 | 16.7621 | 17.1407 | 18.5737 | 20.3059 | 22.1997 | 24.0661 | 25.8468 | 27.5164 | 28.9435 | 30.3873 | 31.8296 | 33.0142 | 34.2844 | 35.5101 | 36.7487 | 37.9192 | 38.8298 | 38.676 |  | 14.1694 | 13.8432 | 13.6687 | 13.9046 | 14.0136 | 14.1498 | 14.4199 | 14.6155 | 14.8685 | 15.0482 | 15.6348 | 17.1969 | 18.7189 | 20.2397 | 21.7205 | 23.0199 | 24.4149 | 26.3071 | 28.084 | 29.8486 | 31.5645 | 33.1411 | 34.4529 | 35.8498 | 37.2592 | 37.7611 | 37.833 | 37.8728 | 37.9748 | 37.9909 | 38.1699 | 38.0287
Rossall |  | 3.891 | 3.7047 | 3.5478 | 3.6291 | 3.7162 | 3.7619 | 3.8313 | 3.8866 | 3.9474 | 4.0032 | 4.0554 | 4.117 | 4.1613 | 4.202 | 4.2327 | 4.2706 | 4.3739 | 4.4787 | 4.5828 | 4.6859 | 4.7791 | 4.8512 | 4.9366 | 5.0157 | 5.088 | 5.1614 | 5.2172 | 5.2836 | 5.3424 | 5.4225 | 5.4646 | 5.4507 |  | 3.891 | 3.7245 | 3.5784 | 3.6053 | 3.6411 | 3.641 | 3.6683 | 3.691 | 3.7245 | 3.7594 | 3.7966 | 3.8487 | 3.8661 | 3.8886 | 3.902 | 3.926 | 3.936 | 3.9508 | 3.9702 | 3.9915 | 4.0066 | 4.0086 | 4.0231 | 4.0319 | 4.0354 | 4.0394 | 4.0296 | 4.0281 | 4.0196 | 4.0269 | 4.0023 | 3.9963 |  | 3.891 | 3.7046 | 3.5409 | 3.615 | 3.6951 | 3.7331 | 3.7923 | 3.8392 | 3.8905 | 3.9366 | 3.979 | 4.0286 | 4.0633 | 4.0969 | 4.1213 | 4.1544 | 4.1745 | 4.1967 | 4.2187 | 4.24 | 4.2535 | 4.2485 | 4.257 | 4.2603 | 4.2581 | 4.2573 | 4.2414 | 4.2348 | 4.222 | 4.2273 | 4.2009 | 4.1903 |  | 3.891 | 3.7056 | 3.5353 | 3.6024 | 3.6744 | 3.7049 | 3.7572 | 3.7945 | 3.8368 | 3.8726 | 3.9026 | 3.9373 | 3.9579 | 3.9754 | 3.9829 | 4.0116 | 4.1441 | 4.2775 | 4.4106 | 4.5415 | 4.6611 | 4.7582 | 4.8689 | 4.9706 | 5.0649 | 5.1839 | 5.3113 | 5.4461 | 5.5793 | 5.7073 | 5.8054 | 5.7582 |  | 3.891 | 3.6994 | 3.523 | 3.5839 | 3.651 | 3.6811 | 3.7393 | 3.7849 | 3.8379 | 3.8878 | 3.9498 | 4.1488 | 4.3329 | 4.5132 | 4.6782 | 4.849 | 4.998 | 5.148 | 5.2982 | 5.4467 | 5.5835 | 5.6934 | 5.8189 | 5.9649 | 6.1251 | 6.211 | 6.1664 | 6.1352 | 6.1068 | 6.072 | 6.0529 | 6.0157
Royton |  | 11.2093 | 11.1253 | 11.0741 | 11.2867 | 11.5146 | 11.7327 | 12.0471 | 12.3605 | 12.6802 | 13.0603 | 13.5214 | 14.0222 | 14.4865 | 14.8827 | 15.2786 | 15.5976 | 16.0655 | 16.486 | 16.8464 | 17.1672 | 17.4444 | 17.6748 | 17.8398 | 17.9873 | 18.112 | 18.2129 | 18.287 | 18.344 | 18.4071 | 18.4489 | 18.4902 | 18.4625 |  | 11.2093 | 11.1748 | 11.1384 | 11.3037 | 11.4781 | 11.6377 | 11.8804 | 12.1283 | 12.3778 | 12.6931 | 13.0933 | 13.4594 | 13.7559 | 14.0343 | 14.3175 | 14.5781 | 14.8521 | 15.1473 | 15.4375 | 15.7354 | 16.0367 | 16.4188 | 16.7265 | 16.9892 | 17.2172 | 17.4354 | 17.6295 | 17.7812 | 17.9162 | 18.0031 | 18.0581 | 18.1542 |  | 11.2093 | 11.1229 | 11.0364 | 11.2021 | 11.3858 | 11.5565 | 11.8048 | 12.0477 | 12.2811 | 12.5753 | 12.9494 | 13.3075 | 13.6438 | 13.9451 | 14.2336 | 14.4996 | 14.8441 | 15.1387 | 15.3801 | 15.5885 | 15.7712 | 15.9144 | 16.0093 | 16.0913 | 16.151 | 16.1892 | 16.1974 | 16.1844 | 16.1736 | 16.1422 | 16.1041 | 16.0994 |  | 11.2093 | 11.1275 | 11.0657 | 11.2547 | 11.4449 | 11.61 | 11.8365 | 12.0418 | 12.2265 | 12.4372 | 12.6947 | 12.9187 | 13.1773 | 13.3828 | 13.57 | 13.9502 | 15.1592 | 16.5411 | 18.0713 | 19.5302 | 20.9293 | 22.237 | 23.464 | 24.6189 | 25.7256 | 26.7995 | 27.8468 | 28.8534 | 29.843 | 30.8044 | 31.3607 | 31.3467 |  | 11.2093 | 11.0612 | 10.936 | 11.0605 | 11.2023 | 11.3129 | 11.4949 | 11.6552 | 11.7992 | 11.9743 | 12.4505 | 13.7225 | 15.0439 | 16.2642 | 17.5198 | 18.6832 | 19.9673 | 21.4166 | 22.8614 | 24.2327 | 25.5839 | 26.8223 | 27.9644 | 29.0685 | 30.128 | 30.5958 | 30.6488 | 30.6762 | 30.7468 | 30.742 | 30.7348 | 30.7235
S.E. Macclesfield |  | 11.9447 | 11.737 | 11.6331 | 11.866 | 12.0643 | 12.3379 | 12.6119 | 12.9537 | 13.3208 | 13.7427 | 14.203 | 14.851 | 15.38 | 15.8137 | 16.2899 | 16.8279 | 17.2326 | 17.7073 | 18.248 | 18.7336 | 19.2076 | 19.4765 | 19.766 | 19.9194 | 20.0733 | 20.1881 | 20.3157 | 20.4316 | 20.5409 | 20.6446 | 20.7509 | 20.7127 |  | 11.9447 | 11.7939 | 11.7309 | 11.92 | 12.0743 | 12.3078 | 12.5451 | 12.8665 | 13.2185 | 13.6402 | 14.0889 | 14.5749 | 14.8891 | 15.1086 | 15.397 | 15.8387 | 16.0704 | 16.4106 | 16.843 | 17.2544 | 17.6858 | 18.0546 | 18.4686 | 18.749 | 19.0236 | 19.1505 | 19.2911 | 19.3936 | 19.4675 | 19.4998 | 19.5023 | 19.5475 |  | 11.9447 | 11.7353 | 11.6019 | 11.7966 | 11.9586 | 12.1918 | 12.411 | 12.6946 | 12.9894 | 13.3381 | 13.7154 | 14.179 | 14.5928 | 14.9521 | 15.3711 | 15.8685 | 16.1362 | 16.4673 | 16.857 | 17.1901 | 17.5263 | 17.6707 | 17.8379 | 17.886 | 17.9316 | 17.9426 | 17.9602 | 17.9633 | 17.958 | 17.9466 | 17.9326 | 17.9104 |  | 11.9447 | 11.7446 | 11.6273 | 11.8351 | 11.997 | 12.2197 | 12.4137 | 12.6784 | 12.998 | 13.3472 | 13.686 | 14.0522 | 14.409 | 14.6466 | 14.9714 | 15.5452 | 16.552 | 17.6138 | 18.8644 | 20.42 | 21.4696 | 22.4848 | 23.383 | 24.3449 | 25.1815 | 25.9716 | 26.8061 | 27.6153 | 28.3972 | 29.17 | 29.6579 | 29.6202 |  | 11.9447 | 11.6861 | 11.5114 | 11.6604 | 11.7753 | 11.9627 | 12.178 | 12.4459 | 12.7226 | 13.0343 | 13.5327 | 14.7484 | 15.9964 | 17.1308 | 18.4779 | 19.6104 | 20.5851 | 21.7693 | 23.0462 | 24.6552 | 25.4801 | 26.4592 | 27.2681 | 28.1691 | 28.9896 | 29.4611 | 29.5016 | 29.5161 | 29.5478 | 29.5444 | 29.5172 | 29.4988
S.W. Macclesfield |  | 16.8597 | 16.6379 | 16.5727 | 16.8069 | 17.202 | 17.4101 | 17.935 | 18.4577 | 18.9733 | 19.5679 | 20.3056 | 21.2375 | 21.9251 | 22.6464 | 23.3267 | 23.8952 | 24.4635 | 25.1606 | 25.7932 | 26.4041 | 26.94 | 27.4452 | 27.5557 | 27.7558 | 27.8854 | 28.0259 | 28.1307 | 28.2451 | 28.3139 | 28.4077 | 28.4956 | 28.4171 |  | 16.8597 | 16.7 | 16.6704 | 16.8449 | 17.1695 | 17.3014 | 17.7168 | 18.1452 | 18.5478 | 19.0363 | 19.666 | 20.3442 | 20.7547 | 21.2679 | 21.7863 | 22.2669 | 22.6696 | 23.2533 | 23.8368 | 24.4412 | 25.0306 | 25.7548 | 26.1348 | 26.598 | 26.9727 | 27.2037 | 27.3946 | 27.5518 | 27.629 | 27.6734 | 27.664 | 27.7083 |  | 16.8597 | 16.6351 | 16.5265 | 16.7032 | 17.0425 | 17.1909 | 17.6037 | 18.0229 | 18.4151 | 18.8866 | 19.4996 | 20.24 | 20.776 | 21.3961 | 21.9958 | 22.5207 | 22.958 | 23.5115 | 23.9994 | 24.4606 | 24.8689 | 25.2461 | 25.2712 | 25.3792 | 25.4212 | 25.4735 | 25.4872 | 25.5034 | 25.4747 | 25.4667 | 25.4463 | 25.3959 |  | 16.8597 | 16.6482 | 16.5696 | 16.7721 | 17.1148 | 17.2473 | 17.628 | 18.0047 | 18.3922 | 18.807 | 19.2939 | 19.8169 | 20.2292 | 20.6914 | 21.1247 | 21.7453 | 23.1926 | 24.879 | 26.8939 | 28.5186 | 30.7169 | 32.0174 | 33.6801 | 34.8588 | 36.177 | 37.4741 | 38.7501 | 39.9858 | 41.1857 | 42.3832 | 43.0812 | 43.1015 |  | 16.8597 | 16.554 | 16.3842 | 16.4954 | 16.7668 | 16.8432 | 17.2405 | 17.6103 | 17.9366 | 18.2992 | 19.0323 | 20.792 | 22.4515 | 24.1125 | 25.7906 | 27.3455 | 28.6671 | 30.7496 | 32.6591 | 34.1179 | 36.2702 | 37.3475 | 38.9277 | 40.0101 | 41.2674 | 41.826 | 41.9339 | 42.0173 | 42.1449 | 42.2079 | 42.2264 | 42.2547
Sale |  | 11.4989 | 11.4101 | 11.2136 | 11.3426 | 11.5977 | 11.9701 | 12.054 | 12.2699 | 12.6029 | 12.9347 | 13.3004 | 13.6405 | 13.9487 | 14.1771 | 14.3775 | 14.6451 | 15.1283 | 15.5576 | 15.9955 | 16.4138 | 16.7885 | 17.1534 | 17.469 | 17.8361 | 18.0239 | 18.3621 | 18.5765 | 18.877 | 18.9624 | 19.3206 | 19.5104 | 19.4643 |  | 11.4989 | 11.4805 | 11.3258 | 11.4248 | 11.6525 | 11.9994 | 12.0562 | 12.2664 | 12.6012 | 12.9514 | 13.3492 | 13.6927 | 13.8804 | 14.0333 | 14.1975 | 14.4285 | 14.6451 | 14.8413 | 15.0636 | 15.2777 | 15.4904 | 15.7573 | 15.9874 | 16.2654 | 16.3613 | 16.6185 | 16.7089 | 16.8791 | 16.8331 | 17.0401 | 17.0435 | 17.0669 |  | 11.4989 | 11.4089 | 11.1823 | 11.276 | 11.4967 | 11.8298 | 11.8656 | 12.0343 | 12.3088 | 12.5823 | 12.8892 | 13.1501 | 13.3918 | 13.5772 | 13.7434 | 13.986 | 14.2277 | 14.4127 | 14.5946 | 14.7523 | 14.8739 | 14.9893 | 15.0919 | 15.2476 | 15.2009 | 15.3726 | 15.4033 | 15.4397 | 15.3213 | 15.4568 | 15.4533 | 15.4363 |  | 11.4989 | 11.4104 | 11.1978 | 11.3055 | 11.5331 | 11.8717 | 11.9114 | 12.0775 | 12.361 | 12.6306 | 12.9103 | 13.12 | 13.3304 | 13.4701 | 13.5827 | 13.9178 | 14.918 | 15.8692 | 16.8008 | 17.6913 | 18.5151 | 19.5706 | 20.2062 | 21.4013 | 21.9132 | 22.8678 | 23.6419 | 24.387 | 25.0074 | 25.8342 | 26.2122 | 26.1768 |  | 11.4989 | 11.3556 | 11.0902 | 11.1443 | 11.326 | 11.6181 | 11.6372 | 11.7744 | 12.017 | 12.2501 | 12.6618 | 13.7116 | 14.8008 | 15.7913 | 16.7428 | 17.7629 | 18.7263 | 19.6302 | 20.5211 | 21.3735 | 22.1714 | 23.4543 | 23.981 | 25.2067 | 25.6372 | 26.1463 | 26.1452 | 26.1122 | 25.9863 | 26.0685 | 25.9804 | 25.959
Sale Moor |  | 7.955 | 7.8924 | 7.8149 | 8.0356 | 8.2277 | 8.3585 | 8.7341 | 8.8435 | 9.1349 | 9.3317 | 9.6754 | 10.1262 | 10.4435 | 10.7567 | 11.0275 | 11.2812 | 11.5977 | 11.8669 | 12.0977 | 12.3041 | 12.4386 | 12.5632 | 12.639 | 12.7613 | 12.7468 | 12.8324 | 12.8241 | 12.8625 | 12.7815 | 12.836 | 12.7949 | 12.7517 |  | 7.955 | 7.9234 | 7.8237 | 7.9791 | 8.1325 | 8.2091 | 8.5506 | 8.5892 | 8.8229 | 8.9694 | 9.2617 | 9.6112 | 9.7672 | 10.0037 | 10.2215 | 10.4058 | 10.6045 | 10.8428 | 11.0738 | 11.3433 | 11.5762 | 11.8654 | 12.0925 | 12.3387 | 12.4418 | 12.6685 | 12.8063 | 12.9702 | 12.9942 | 13.1331 | 13.1478 | 13.202 |  | 7.955 | 7.8907 | 7.7929 | 7.9854 | 8.1501 | 8.2392 | 8.5833 | 8.6271 | 8.8538 | 8.9902 | 9.2697 | 9.6183 | 9.7957 | 10.0408 | 10.2535 | 10.4331 | 10.7113 | 10.9414 | 11.1304 | 11.2911 | 11.3969 | 11.4959 | 11.5592 | 11.6675 | 11.6496 | 11.723 | 11.706 | 11.7271 | 11.6371 | 11.669 | 11.6093 | 11.5767 |  | 7.955 | 7.8945 | 7.8092 | 8.0118 | 8.175 | 8.2593 | 8.5715 | 8.5833 | 8.7592 | 8.8195 | 8.9956 | 9.2238 | 9.3313 | 9.4899 | 9.6125 | 9.8636 | 10.6979 | 11.6562 | 12.7721 | 13.9137 | 14.8471 | 15.9391 | 16.6668 | 17.6745 | 18.2967 | 19.1616 | 19.9051 | 20.6259 | 21.2665 | 22.0197 | 22.415 | 22.4292 |  | 7.955 | 7.8529 | 7.7286 | 7.8908 | 8.0231 | 8.0745 | 8.3527 | 8.3409 | 8.4912 | 8.5337 | 8.8786 | 9.8607 | 10.7228 | 11.6185 | 12.4841 | 13.2752 | 14.1114 | 15.1645 | 16.2213 | 17.3206 | 18.2015 | 19.2756 | 19.9073 | 20.9094 | 21.4644 | 21.9185 | 21.9526 | 21.9712 | 21.9429 | 22.0152 | 21.9971 | 22.0126
Salford Quays |  | 9.8272 | 9.5164 | 10.0787 | 11.0251 | 11.379 | 11.501 | 11.7693 | 11.9712 | 12.1952 | 12.3896 | 12.695 | 12.8967 | 12.9717 | 13.2563 | 13.4871 | 13.6691 | 13.9217 | 14.3957 | 14.637 | 14.8748 | 15.2019 | 15.4632 | 15.6371 | 15.8854 | 16.1467 | 16.3549 | 16.4721 | 16.7029 | 16.9139 | 17.2597 | 17.2358 | 17.2159 |  | 9.8272 | 9.5534 | 9.7767 | 10.2657 | 10.4868 | 10.5139 | 10.6743 | 10.7896 | 10.9308 | 11.0591 | 11.2995 | 11.44 | 11.4366 | 11.6193 | 11.7622 | 11.8757 | 11.9113 | 12.1303 | 12.1965 | 12.2696 | 12.4243 | 12.5528 | 12.6192 | 12.7274 | 12.8548 | 12.9473 | 12.9608 | 13.06 | 13.1381 | 13.3138 | 13.1977 | 13.2044 |  | 9.8272 | 9.5151 | 10.0527 | 10.9693 | 11.2954 | 11.3892 | 11.6188 | 11.7848 | 11.9667 | 12.1221 | 12.3884 | 12.5385 | 12.5638 | 12.8072 | 12.9922 | 13.1423 | 13.2292 | 13.5029 | 13.5819 | 13.6529 | 13.8139 | 13.9165 | 13.9459 | 14.0432 | 14.1508 | 14.2116 | 14.1917 | 14.2668 | 14.3227 | 14.4901 | 14.3438 | 14.3279 |  | 9.8272 | 9.5175 | 10.058 | 10.9819 | 11.3122 | 11.4115 | 11.6557 | 11.8325 | 12.0297 | 12.1954 | 12.4659 | 12.6274 | 12.6727 | 12.9217 | 13.1196 | 13.3096 | 13.6891 | 14.2873 | 14.6554 | 15.017 | 15.4645 | 15.8339 | 16.1151 | 16.4634 | 16.8231 | 17.1257 | 17.3318 | 17.6542 | 17.9532 | 18.393 | 18.3588 | 18.279 |  | 9.8272 | 9.5022 | 10.0275 | 10.9361 | 11.2535 | 11.3469 | 11.5932 | 11.7764 | 11.988 | 12.1741 | 12.509 | 13.0185 | 13.4172 | 14.0392 | 14.6146 | 15.1169 | 15.4961 | 16.1222 | 16.4964 | 16.8657 | 17.3432 | 17.733 | 18.0239 | 18.3977 | 18.7867 | 18.9776 | 18.9075 | 18.9717 | 19.0341 | 19.2173 | 18.9886 | 18.9353
Sandgate |  | 13.4747 | 13.1665 | 13.0137 | 13.3048 | 13.3786 | 13.4281 | 13.6417 | 13.8627 | 14.1024 | 14.2418 | 14.5693 | 14.9347 | 15.1587 | 15.3928 | 15.6125 | 15.7801 | 16.1133 | 16.4474 | 16.7416 | 16.9757 | 17.234 | 17.4074 | 17.5437 | 17.6575 | 17.7758 | 17.8454 | 17.8713 | 17.9378 | 18.048 | 17.9507 | 17.9829 | 17.86 |  | 13.4747 | 13.2343 | 13.0686 | 13.2663 | 13.2958 | 13.2867 | 13.465 | 13.6508 | 13.8589 | 13.9409 | 14.2664 | 14.5615 | 14.6356 | 14.8022 | 14.9598 | 15.0832 | 15.2083 | 15.4035 | 15.5876 | 15.7256 | 15.93 | 16.1472 | 16.3696 | 16.5134 | 16.6208 | 16.7618 | 16.8752 | 16.8859 | 17.0281 | 16.971 | 16.9693 | 16.9841 |  | 13.4747 | 13.1651 | 12.9849 | 13.2409 | 13.2815 | 13.2816 | 13.4576 | 13.626 | 13.8008 | 13.8403 | 14.0982 | 14.3547 | 14.4946 | 14.6752 | 14.8509 | 14.9795 | 15.1305 | 15.3144 | 15.4491 | 15.5246 | 15.6485 | 15.6968 | 15.718 | 15.7255 | 15.7397 | 15.7095 | 15.6373 | 15.5975 | 15.5915 | 15.4133 | 15.3409 | 15.2467 |  | 13.4747 | 13.1688 | 13.0014 | 13.2666 | 13.3039 | 13.2959 | 13.4416 | 13.5742 | 13.7138 | 13.6918 | 13.8708 | 14.0116 | 14.075 | 14.1816 | 14.2714 | 14.6116 | 15.9887 | 17.4226 | 18.7971 | 20.0613 | 21.3346 | 22.4809 | 23.7536 | 25.0248 | 26.2532 | 27.3518 | 28.5062 | 29.554 | 30.741 | 31.6475 | 32.1524 | 31.9514 |  | 13.4747 | 13.0891 | 12.8464 | 13.0349 | 13.0171 | 12.9562 | 13.0554 | 13.1449 | 13.2393 | 13.1949 | 13.6531 | 15.1181 | 16.5875 | 18.0004 | 19.4237 | 20.7508 | 22.0506 | 23.3684 | 24.6479 | 25.8486 | 27.053 | 28.18 | 29.4526 | 30.6487 | 31.808 | 32.1681 | 32.1248 | 31.9509 | 31.9957 | 31.7293 | 31.5098 | 31.319
Scarisbrick |  | 5.2324 | 5.1148 | 5.0511 | 5.1136 | 5.1698 | 5.231 | 5.2997 | 5.3719 | 5.4512 | 5.5449 | 5.7041 | 5.9356 | 6.1284 | 6.3004 | 6.4603 | 6.6026 | 6.7836 | 6.973 | 7.1826 | 7.396 | 7.5861 | 7.7053 | 7.7766 | 7.8181 | 7.8507 | 7.8742 | 7.8831 | 7.8923 | 7.8939 | 7.9483 | 8.009 | 8.0386 |  | 5.2324 | 5.1305 | 5.0742 | 5.1077 | 5.1381 | 5.1752 | 5.2208 | 5.2748 | 5.3438 | 5.4273 | 5.5237 | 5.6393 | 5.732 | 5.8193 | 5.9067 | 6.0037 | 6.1487 | 6.3065 | 6.4767 | 6.6554 | 6.8384 | 7.046 | 7.2341 | 7.4051 | 7.5675 | 7.6423 | 7.7077 | 7.7602 | 7.8018 | 7.8322 | 7.85 | 7.867 |  | 5.2324 | 5.1145 | 5.0441 | 5.0983 | 5.1465 | 5.1988 | 5.2553 | 5.3149 | 5.3778 | 5.4444 | 5.5372 | 5.6937 | 5.849 | 5.9975 | 6.1391 | 6.2715 | 6.4145 | 6.5514 | 6.7123 | 6.8789 | 7.0297 | 7.1129 | 7.1573 | 7.1745 | 7.1844 | 7.187 | 7.1749 | 7.1625 | 7.1426 | 7.1364 | 7.16 | 7.1864 |  | 5.2324 | 5.1163 | 5.0465 | 5.101 | 5.1476 | 5.1976 | 5.2521 | 5.3179 | 5.4172 | 5.53 | 5.6444 | 5.8352 | 6.0807 | 6.304 | 6.5242 | 6.7754 | 7.2262 | 7.6781 | 8.1116 | 8.5288 | 8.9216 | 9.2915 | 9.5689 | 9.8333 | 10.0862 | 10.331 | 10.5536 | 10.7753 | 10.9894 | 11.1975 | 11.3299 | 11.3307 |  | 5.2324 | 5.1057 | 5.0255 | 5.0695 | 5.1076 | 5.1595 | 5.2473 | 5.3373 | 5.4384 | 5.5478 | 5.6982 | 6.1793 | 6.6504 | 7.0956 | 7.5321 | 7.9446 | 8.3526 | 8.7545 | 9.1455 | 9.5239 | 9.8501 | 10.1449 | 10.3869 | 10.6294 | 10.8618 | 10.9991 | 11.0084 | 11.0276 | 11.0415 | 11.0538 | 11.065 | 11.077
Sebergham |  | 3.7398 | 3.6207 | 3.5585 | 3.5983 | 3.6889 | 3.7516 | 3.7774 | 3.8873 | 3.9597 | 3.9947 | 4.0437 | 4.1743 | 4.2628 | 4.3087 | 4.4132 | 4.4804 | 4.5933 | 4.6876 | 4.8428 | 4.9692 | 5.0942 | 5.2344 | 5.3167 | 5.3631 | 5.4091 | 5.4522 | 5.4891 | 5.5229 | 5.5538 | 5.5834 | 5.6113 | 5.5962 |  | 3.7398 | 3.6448 | 3.5963 | 3.6049 | 3.6696 | 3.7115 | 3.7195 | 3.8197 | 3.8885 | 3.9301 | 3.9862 | 4.0987 | 4.12 | 4.1062 | 4.1533 | 4.1786 | 4.2314 | 4.2762 | 4.3658 | 4.429 | 4.5051 | 4.6168 | 4.7309 | 4.8103 | 4.9788 | 5.0023 | 5.0215 | 5.0303 | 5.0407 | 5.0484 | 5.0517 | 5.0576 |  | 3.7398 | 3.6203 | 3.549 | 3.5783 | 3.659 | 3.7113 | 3.724 | 3.8203 | 3.8772 | 3.8985 | 3.9347 | 4.0455 | 4.1144 | 4.1477 | 4.2398 | 4.2993 | 4.3618 | 4.4069 | 4.5109 | 4.5883 | 4.6668 | 4.7276 | 4.7717 | 4.7676 | 4.7409 | 4.7468 | 4.7243 | 4.7009 | 4.6834 | 4.6737 | 4.6553 | 4.6548 |  | 3.7398 | 3.6206 | 3.5488 | 3.5785 | 3.6579 | 3.7089 | 3.7227 | 3.8272 | 3.919 | 3.972 | 4.0277 | 4.1355 | 4.2071 | 4.235 | 4.3206 | 4.372 | 4.4767 | 4.5664 | 4.6876 | 4.7678 | 4.8478 | 4.9389 | 5.0027 | 5.029 | 5.1069 | 5.1778 | 5.2468 | 5.3053 | 5.3643 | 5.4241 | 5.4916 | 5.4773 |  | 3.7398 | 3.6116 | 3.5305 | 3.5508 | 3.621 | 3.6737 | 3.7171 | 3.8433 | 3.9331 | 3.9859 | 4.0455 | 4.2207 | 4.3691 | 4.4711 | 4.6295 | 4.7472 | 4.8563 | 4.9454 | 5.0721 | 5.1564 | 5.2191 | 5.2891 | 5.3596 | 5.4028 | 5.4847 | 5.5935 | 5.5916 | 5.581 | 5.5697 | 5.5641 | 5.5552 | 5.5447
Sedbergh |  | 4.188 | 4.1146 | 4.1377 | 4.3049 | 4.3861 | 4.4655 | 4.6067 | 4.7096 | 4.8529 | 4.9895 | 5.1814 | 5.4494 | 5.657 | 5.8768 | 6.0751 | 6.2427 | 6.4716 | 6.6984 | 6.9704 | 7.2393 | 7.5001 | 7.6644 | 7.803 | 7.8984 | 7.9608 | 8.0163 | 8.0805 | 8.1305 | 8.1945 | 8.2059 | 8.2381 | 8.2206 |  | 4.188 | 4.1442 | 4.1496 | 4.2739 | 4.3424 | 4.4128 | 4.531 | 4.6291 | 4.7641 | 4.8944 | 5.0748 | 5.3698 | 5.4579 | 5.5422 | 5.6118 | 5.6884 | 5.7904 | 5.9325 | 6.1317 | 6.3291 | 6.5539 | 6.8135 | 7.0494 | 7.2688 | 7.4837 | 7.5398 | 7.5839 | 7.6309 | 7.6485 | 7.6768 | 7.7021 | 7.713 |  | 4.188 | 4.1137 | 4.121 | 4.2678 | 4.3277 | 4.3879 | 4.4972 | 4.5704 | 4.6766 | 4.7775 | 4.9333 | 5.1475 | 5.3089 | 5.4969 | 5.67 | 5.8235 | 5.9919 | 6.1578 | 6.3685 | 6.5767 | 6.7825 | 6.8946 | 6.9476 | 6.9629 | 6.9804 | 6.9787 | 6.999 | 7.0055 | 7.0223 | 6.9938 | 6.9804 | 6.9694 |  | 4.188 | 4.1151 | 4.1329 | 4.2902 | 4.3549 | 4.415 | 4.5224 | 4.6079 | 4.7802 | 4.9347 | 5.1144 | 5.3117 | 5.5688 | 5.7845 | 5.9789 | 6.2206 | 6.6232 | 7.0269 | 7.404 | 7.7832 | 8.1125 | 8.4012 | 8.6253 | 8.8236 | 8.9829 | 9.1344 | 9.3062 | 9.4769 | 9.6934 | 9.8159 | 9.9187 | 9.8924 |  | 4.188 | 4.089 | 4.0814 | 4.2124 | 4.2619 | 4.3171 | 4.4807 | 4.6006 | 4.7517 | 4.8872 | 5.1248 | 5.607 | 6.0836 | 6.5139 | 6.9118 | 7.3161 | 7.6835 | 8.0442 | 8.387 | 8.739 | 8.9975 | 9.203 | 9.4027 | 9.5879 | 9.7331 | 9.8033 | 9.7827 | 9.743 | 9.764 | 9.7081 | 9.6851 | 9.665
Selsmire |  | 2.1477 | 2.1117 | 2.1484 | 2.2299 | 2.2584 | 2.2996 | 2.3289 | 2.3514 | 2.3926 | 2.4231 | 2.4675 | 2.5462 | 2.6277 | 2.7011 | 2.7694 | 2.8406 | 2.9217 | 3.0018 | 3.1105 | 3.2376 | 3.3522 | 3.4156 | 3.4547 | 3.4677 | 3.4746 | 3.4772 | 3.4905 | 3.495 | 3.5182 | 3.5035 | 3.503 | 3.488 |  | 2.1477 | 2.1221 | 2.1333 | 2.1742 | 2.1935 | 2.2267 | 2.248 | 2.2658 | 2.3031 | 2.3331 | 2.3684 | 2.4008 | 2.4239 | 2.4404 | 2.4553 | 2.488 | 2.5591 | 2.6359 | 2.7174 | 2.811 | 2.9076 | 3.0192 | 3.1327 | 3.2392 | 3.3373 | 3.3429 | 3.3592 | 3.3618 | 3.3862 | 3.3736 | 3.3735 | 3.3676 |  | 2.1477 | 2.1114 | 2.1434 | 2.2192 | 2.2424 | 2.278 | 2.2999 | 2.3151 | 2.3473 | 2.3696 | 2.4063 | 2.4736 | 2.5435 | 2.6093 | 2.6715 | 2.7388 | 2.8037 | 2.8676 | 2.9602 | 3.0708 | 3.1707 | 3.2205 | 3.2469 | 3.2481 | 3.2437 | 3.2355 | 3.2371 | 3.2304 | 3.2406 | 3.2159 | 3.2037 | 3.1916 |  | 2.1477 | 2.1106 | 2.143 | 2.2188 | 2.2405 | 2.2732 | 2.2915 | 2.314 | 2.3875 | 2.4477 | 2.5082 | 2.5646 | 2.6334 | 2.6911 | 2.7445 | 2.8011 | 2.8721 | 2.9455 | 3.0093 | 3.0743 | 3.1362 | 3.1918 | 3.2191 | 3.237 | 3.2397 | 3.2407 | 3.2512 | 3.2527 | 3.2566 | 3.2616 | 3.2666 | 3.2467 |  | 2.1477 | 2.1051 | 2.1319 | 2.2023 | 2.2193 | 2.2586 | 2.318 | 2.3696 | 2.4386 | 2.4948 | 2.5526 | 2.6252 | 2.7143 | 2.7921 | 2.864 | 2.9385 | 3.0075 | 3.0746 | 3.1347 | 3.2178 | 3.2571 | 3.2783 | 3.305 | 3.3256 | 3.3308 | 3.3499 | 3.3487 | 3.3383 | 3.3297 | 3.3234 | 3.3094 | 3.2914
Settle |  | 4.2575 | 4.1246 | 4.1296 | 4.3266 | 4.4276 | 4.5335 | 4.6392 | 4.7416 | 4.8535 | 4.9609 | 5.0739 | 5.2096 | 5.3204 | 5.4123 | 5.5052 | 5.5897 | 5.7316 | 5.887 | 6.1467 | 6.4469 | 6.7251 | 6.9295 | 7.0732 | 7.1763 | 7.2745 | 7.3787 | 7.4556 | 7.5452 | 7.6265 | 7.7065 | 7.7852 | 7.7876 |  | 4.2575 | 4.1571 | 4.1454 | 4.2718 | 4.3488 | 4.4374 | 4.5313 | 4.6344 | 4.7555 | 4.8847 | 5.0277 | 5.1835 | 5.2368 | 5.28 | 5.3287 | 5.3798 | 5.4407 | 5.5223 | 5.5798 | 5.6558 | 5.7385 | 5.9681 | 6.1774 | 6.3724 | 6.5566 | 6.6133 | 6.6466 | 6.6807 | 6.7073 | 6.7257 | 6.7361 | 6.7576 |  | 4.2575 | 4.1241 | 4.1202 | 4.3064 | 4.3972 | 4.4922 | 4.5831 | 4.6715 | 4.7665 | 4.8576 | 4.9546 | 5.0677 | 5.1574 | 5.2347 | 5.3151 | 5.3912 | 5.4679 | 5.557 | 5.6227 | 5.8073 | 5.9952 | 6.1133 | 6.1746 | 6.1975 | 6.2157 | 6.2391 | 6.2378 | 6.2473 | 6.2484 | 6.2484 | 6.2463 | 6.2525 |  | 4.2575 | 4.1253 | 4.1212 | 4.3075 | 4.3966 | 4.4893 | 4.5795 | 4.6696 | 4.7802 | 4.884 | 4.985 | 5.0887 | 5.1749 | 5.2428 | 5.3112 | 5.3834 | 5.6358 | 6.022 | 6.3903 | 6.7451 | 7.1495 | 7.5294 | 7.8327 | 8.1298 | 8.3855 | 8.6294 | 8.883 | 9.1193 | 9.3523 | 9.5802 | 9.7405 | 9.7179 |  | 4.2575 | 4.1083 | 4.087 | 4.2556 | 4.3286 | 4.4116 | 4.5101 | 4.6051 | 4.7095 | 4.8096 | 4.9213 | 5.1406 | 5.3887 | 5.785 | 6.1716 | 6.5407 | 6.9018 | 7.2636 | 7.6105 | 7.9782 | 8.3245 | 8.6207 | 8.8978 | 9.1831 | 9.4241 | 9.5498 | 9.5582 | 9.5576 | 9.5565 | 9.5571 | 9.5621 | 9.5485
Shannon St South |  | 13.3839 | 13.061 | 12.8948 | 13.0035 | 13.1448 | 13.371 | 13.5495 | 13.7638 | 14.0403 | 14.3248 | 14.6669 | 15.0646 | 15.3756 | 15.6358 | 15.8742 | 16.0994 | 16.815 | 17.4815 | 18.1544 | 18.8589 | 19.5117 | 20.0451 | 20.599 | 21.0942 | 21.5119 | 21.9063 | 22.3258 | 22.7267 | 23.1293 | 23.5281 | 23.8986 | 23.7845 |  | 13.3839 | 13.1788 | 13.081 | 13.1872 | 13.3302 | 13.5622 | 13.7455 | 14.0016 | 14.3384 | 14.7034 | 15.3134 | 16.4244 | 16.4843 | 16.5932 | 16.6045 | 16.638 | 16.7258 | 16.7838 | 16.8429 | 17.0913 | 17.3409 | 17.5888 | 17.8666 | 18.0989 | 18.268 | 18.3519 | 18.4679 | 18.558 | 18.6415 | 18.7116 | 18.7428 | 18.73 |  | 13.3839 | 13.0598 | 12.8453 | 12.9007 | 12.9912 | 13.161 | 13.2668 | 13.4168 | 13.6186 | 13.8286 | 14.0954 | 14.3969 | 14.6295 | 14.8354 | 15.0289 | 15.2237 | 15.4543 | 15.6426 | 15.8418 | 16.0717 | 16.2644 | 16.3541 | 16.4673 | 16.5306 | 16.5331 | 16.5203 | 16.5255 | 16.5156 | 16.5082 | 16.4997 | 16.4697 | 16.4037 |  | 13.3839 | 13.0565 | 12.866 | 12.942 | 13.0411 | 13.2131 | 13.3117 | 13.4453 | 13.6552 | 13.8498 | 14.0755 | 14.2913 | 14.4679 | 14.6099 | 14.7408 | 15.0955 | 16.6031 | 18.0854 | 19.528 | 20.9723 | 22.3321 | 23.5531 | 24.8003 | 25.9476 | 26.9868 | 27.9863 | 29.0209 | 30.0116 | 30.9842 | 31.9319 | 32.2484 | 31.8983 |  | 13.3839 | 12.9539 | 12.6639 | 12.6404 | 12.6607 | 12.7542 | 12.8147 | 12.8947 | 13.0228 | 13.1419 | 13.5427 | 15.1135 | 16.7059 | 18.2465 | 19.742 | 21.2016 | 22.6366 | 24.0381 | 25.4025 | 26.7892 | 28.0943 | 29.2218 | 30.4059 | 31.5235 | 32.5222 | 32.4671 | 32.2526 | 31.9925 | 31.7599 | 31.5105 | 31.2253 | 30.8911
Shap |  | 4.1734 | 4.078 | 4.0342 | 4.0636 | 4.1202 | 4.1694 | 4.2124 | 4.2343 | 4.3081 | 4.3263 | 4.3439 | 4.4126 | 4.4591 | 4.4798 | 4.5365 | 4.5857 | 4.6916 | 4.8065 | 4.9159 | 5.032 | 5.1346 | 5.2287 | 5.3066 | 5.371 | 5.4457 | 5.5073 | 5.5691 | 5.6249 | 5.6786 | 5.738 | 5.7899 | 5.7871 |  | 4.1734 | 4.0957 | 4.0612 | 4.066 | 4.1041 | 4.1385 | 4.1696 | 4.1869 | 4.2599 | 4.2842 | 4.3137 | 4.3937 | 4.4186 | 4.4222 | 4.4149 | 4.4468 | 4.4556 | 4.4487 | 4.4708 | 4.4899 | 4.5029 | 4.5149 | 4.5371 | 4.5501 | 4.5498 | 4.5665 | 4.5685 | 4.5647 | 4.5505 | 4.549 | 4.5469 | 4.5309 |  | 4.1734 | 4.0779 | 4.0288 | 4.0525 | 4.1034 | 4.1466 | 4.1817 | 4.1967 | 4.2618 | 4.2722 | 4.2824 | 4.3402 | 4.3767 | 4.3907 | 4.4209 | 4.4634 | 4.5045 | 4.5547 | 4.6007 | 4.6532 | 4.6953 | 4.7293 | 4.7497 | 4.7589 | 4.7775 | 4.7853 | 4.7931 | 4.7959 | 4.7971 | 4.8032 | 4.803 | 4.8033 |  | 4.1734 | 4.0781 | 4.0271 | 4.0488 | 4.097 | 4.1374 | 4.1708 | 4.1834 | 4.2486 | 4.2773 | 4.3712 | 4.4717 | 4.5067 | 4.565 | 4.6409 | 4.7156 | 4.9059 | 5.1042 | 5.2848 | 5.4641 | 5.6256 | 5.7851 | 5.9186 | 6.0363 | 6.1633 | 6.2742 | 6.3871 | 6.4897 | 6.5894 | 6.694 | 6.7603 | 6.7355 |  | 4.1734 | 4.0705 | 4.0117 | 4.0257 | 4.0667 | 4.1024 | 4.1363 | 4.1588 | 4.2246 | 4.2878 | 4.409 | 4.6626 | 4.8444 | 5.0495 | 5.2696 | 5.4629 | 5.6442 | 5.8338 | 6.0056 | 6.178 | 6.3255 | 6.4693 | 6.5958 | 6.7094 | 6.8346 | 6.9046 | 6.8946 | 6.8785 | 6.8606 | 6.8521 | 6.8346 | 6.8173
Shaw |  | 12.8152 | 12.6782 | 12.5789 | 12.8113 | 13.0197 | 13.2192 | 13.5236 | 13.8782 | 14.1189 | 14.4344 | 14.9017 | 15.3878 | 15.8752 | 16.3013 | 16.7113 | 17.0325 | 17.551 | 18.0176 | 18.4299 | 18.807 | 19.1441 | 19.4248 | 19.6358 | 19.8216 | 19.9857 | 20.1266 | 20.2447 | 20.3446 | 20.454 | 20.537 | 20.6197 | 20.6028 |  | 12.8152 | 12.7327 | 12.6507 | 12.8233 | 12.9716 | 13.1092 | 13.3427 | 13.6345 | 13.8128 | 14.0708 | 14.4802 | 14.7939 | 15.0625 | 15.3213 | 15.5706 | 15.8182 | 16.0961 | 16.4035 | 16.7432 | 17.089 | 17.4344 | 17.8262 | 18.1441 | 18.4183 | 18.6616 | 18.8598 | 19.0354 | 19.1692 | 19.2897 | 19.358 | 19.3968 | 19.4937 |  | 12.8152 | 12.6763 | 12.5444 | 12.7346 | 12.903 | 13.0592 | 13.3033 | 13.594 | 13.7593 | 13.9991 | 14.387 | 14.7026 | 15.0174 | 15.3066 | 15.6149 | 15.9013 | 16.2731 | 16.5919 | 16.8544 | 17.0784 | 17.2798 | 17.432 | 17.5311 | 17.6094 | 17.6669 | 17.7037 | 17.7146 | 17.7039 | 17.6983 | 17.6683 | 17.6322 | 17.6282 |  | 12.8152 | 12.6808 | 12.5661 | 12.7717 | 12.9405 | 13.0876 | 13.3034 | 13.5528 | 13.6753 | 13.8417 | 14.1247 | 14.3119 | 14.5444 | 14.7367 | 14.9006 | 15.2868 | 16.5785 | 17.8679 | 19.1195 | 20.3288 | 21.4753 | 22.8341 | 24.1392 | 25.3712 | 26.5526 | 27.7019 | 28.8291 | 29.9076 | 31.0462 | 32.0107 | 32.6307 | 32.6143 |  | 12.8152 | 12.6107 | 12.4289 | 12.5663 | 12.6848 | 12.7779 | 12.9571 | 13.1659 | 13.2482 | 13.3807 | 13.8944 | 15.2172 | 16.5977 | 17.9074 | 19.2332 | 20.4823 | 21.7357 | 22.9514 | 24.132 | 25.2787 | 26.5202 | 27.8353 | 29.0547 | 30.2391 | 31.3758 | 31.8674 | 31.9225 | 31.9366 | 32.0631 | 31.9888 | 31.9747 | 31.9636
Siddick |  | 4.8325 | 4.2586 | 4.0073 | 4.1377 | 4.4755 | 4.4509 | 4.3982 | 4.4179 | 4.295 | 4.3945 | 4.4077 | 4.2797 | 4.3563 | 4.4147 | 4.2895 | 4.2563 | 4.2874 | 4.3061 | 4.3119 | 4.2738 | 4.3107 | 4.3619 | 4.4855 | 4.5503 | 4.5964 | 4.6393 | 4.6972 | 4.7495 | 4.8065 | 4.9234 | 4.9688 | 4.8751 |  | 4.8325 | 4.2839 | 4.0338 | 4.0818 | 4.3567 | 4.2828 | 4.191 | 4.1803 | 4.041 | 4.1313 | 4.1436 | 4.0277 | 4.0774 | 4.1205 | 3.9898 | 3.9491 | 3.9513 | 3.9437 | 3.9268 | 3.8709 | 3.8724 | 3.8256 | 3.8171 | 3.8675 | 3.796 | 3.7621 | 3.7135 | 3.704 | 3.667 | 3.6785 | 3.8016 | 3.7748 |  | 4.8325 | 4.2585 | 4.0046 | 4.132 | 4.4667 | 4.4391 | 4.3825 | 4.3986 | 4.2717 | 4.3662 | 4.3753 | 4.2425 | 4.3141 | 4.3684 | 4.241 | 4.2058 | 4.2166 | 4.2152 | 4.2012 | 4.1442 | 4.1457 | 4.0935 | 4.0815 | 4.1307 | 4.0526 | 4.0132 | 3.9584 | 3.9441 | 3.9014 | 3.909 | 4.0324 | 4.0005 |  | 4.8325 | 4.2588 | 3.9889 | 4.1002 | 4.4161 | 4.3716 | 4.2997 | 4.2985 | 4.1568 | 4.2326 | 4.2227 | 4.0743 | 4.1257 | 4.1587 | 4.0152 | 3.961 | 3.9702 | 3.9673 | 3.952 | 4.0139 | 4.1199 | 4.182 | 4.3135 | 4.3838 | 4.4348 | 4.482 | 4.5449 | 4.6013 | 4.661 | 4.7785 | 4.8085 | 4.6877 |  | 4.8325 | 4.2562 | 3.9837 | 4.0921 | 4.4045 | 4.3625 | 4.2982 | 4.3089 | 4.1829 | 4.2771 | 4.2914 | 4.1936 | 4.3034 | 4.3924 | 4.3394 | 4.5865 | 4.5915 | 4.7078 | 4.8127 | 4.9495 | 5.0693 | 5.1386 | 5.2865 | 5.3666 | 5.4249 | 5.4582 | 5.4109 | 5.361 | 5.3152 | 5.3365 | 5.2821 | 5.1734
Silloth |  | 6.3457 | 6.2329 | 6.169 | 6.2218 | 6.2884 | 6.4142 | 6.4835 | 6.5195 | 6.6426 | 6.7434 | 6.8531 | 6.9812 | 7.1365 | 7.2582 | 7.3536 | 7.4838 | 7.7247 | 7.9531 | 8.1968 | 8.4688 | 8.7158 | 8.8663 | 9.0199 | 9.1257 | 9.2165 | 9.2953 | 9.3874 | 9.4507 | 9.6118 | 9.604 | 9.6689 | 9.617 |  | 6.3457 | 6.262 | 6.2053 | 6.2222 | 6.2655 | 6.369 | 6.4187 | 6.4469 | 6.5664 | 6.6717 | 6.781 | 6.979 | 7.0094 | 7.0604 | 7.0868 | 7.1109 | 7.1875 | 7.2903 | 7.4167 | 7.5652 | 7.7245 | 7.8734 | 8.0473 | 8.1906 | 8.3158 | 8.3453 | 8.3899 | 8.4004 | 8.4956 | 8.4357 | 8.4324 | 8.4201 |  | 6.3457 | 6.2326 | 6.1561 | 6.1951 | 6.2484 | 6.359 | 6.4089 | 6.4281 | 6.5301 | 6.6101 | 6.699 | 6.8006 | 6.9337 | 7.041 | 7.1104 | 7.228 | 7.3185 | 7.4055 | 7.5284 | 7.6862 | 7.825 | 7.8741 | 7.927 | 7.9367 | 7.9342 | 7.9227 | 7.9215 | 7.8967 | 7.9518 | 7.8693 | 7.8459 | 7.8117 |  | 6.3457 | 6.2348 | 6.162 | 6.2032 | 6.2557 | 6.364 | 6.4114 | 6.4355 | 6.579 | 6.6947 | 6.7984 | 6.8685 | 6.9844 | 7.064 | 7.103 | 7.232 | 7.6265 | 8.0743 | 8.4964 | 8.9007 | 9.284 | 9.6464 | 9.9387 | 10.2046 | 10.4685 | 10.7115 | 10.9562 | 11.1699 | 11.4355 | 11.6074 | 11.7528 | 11.7089 |  | 6.3457 | 6.2129 | 6.1185 | 6.1385 | 6.1735 | 6.2769 | 6.3632 | 6.4131 | 6.545 | 6.6516 | 6.7916 | 7.1532 | 7.5628 | 7.9343 | 8.3196 | 8.7052 | 9.1066 | 9.5183 | 9.9013 | 10.2678 | 10.6039 | 10.8879 | 11.1371 | 11.3957 | 11.6484 | 11.8096 | 11.7618 | 11.7456 | 11.7415 | 11.6698 | 11.643 | 11.6068
Skelmersdale |  | 14.2473 | 13.9474 | 13.7956 | 13.9763 | 14.1393 | 14.3452 | 14.5802 | 14.8196 | 15.1329 | 15.4779 | 15.8978 | 16.4792 | 16.984 | 17.4257 | 17.8384 | 18.2005 | 18.6727 | 19.1267 | 19.6001 | 20.0716 | 20.4911 | 20.7737 | 20.9591 | 21.0776 | 21.1757 | 21.2546 | 21.3052 | 21.3523 | 21.3846 | 21.4133 | 21.4394 | 21.3731 |  | 14.2473 | 13.997 | 13.8603 | 13.9624 | 14.0512 | 14.1807 | 14.3358 | 14.5031 | 14.7272 | 14.9797 | 15.2722 | 15.586 | 15.8337 | 16.0592 | 16.3059 | 16.571 | 16.9222 | 17.3023 | 17.705 | 18.1233 | 18.5461 | 19.023 | 19.4468 | 19.8234 | 20.1679 | 20.3249 | 20.4569 | 20.557 | 20.6288 | 20.671 | 20.6832 | 20.7124 |  | 14.2473 | 13.9457 | 13.7659 | 13.9104 | 14.0396 | 14.2086 | 14.3932 | 14.5776 | 14.7929 | 15.0372 | 15.3457 | 15.7987 | 16.1962 | 16.5694 | 16.9276 | 17.2592 | 17.6293 | 17.979 | 18.3468 | 18.7101 | 19.0368 | 19.2331 | 19.346 | 19.3965 | 19.4276 | 19.4417 | 19.4258 | 19.4029 | 19.364 | 19.3209 | 19.2708 | 19.2227 |  | 14.2473 | 13.9497 | 13.7802 | 13.9299 | 14.0509 | 14.1997 | 14.3496 | 14.5139 | 14.7803 | 15.0447 | 15.3182 | 15.6125 | 15.922 | 16.1923 | 16.5898 | 17.1937 | 18.3704 | 19.5538 | 20.6898 | 21.7826 | 22.8243 | 23.7797 | 24.5997 | 25.3714 | 26.0769 | 26.7796 | 27.465 | 28.1278 | 28.7645 | 29.3908 | 29.7346 | 29.7243 |  | 14.2473 | 13.8901 | 13.6636 | 13.7566 | 13.8363 | 13.9627 | 14.1712 | 14.3709 | 14.6322 | 14.9083 | 15.3252 | 16.2725 | 17.217 | 18.2628 | 19.4361 | 20.5613 | 21.6626 | 22.7585 | 23.8204 | 24.845 | 25.7802 | 26.6037 | 27.3639 | 28.1073 | 28.7835 | 29.0747 | 29.12 | 29.1658 | 29.2361 | 29.2493 | 29.2457 | 29.2553
Slipway |  | 7.5353 | 7.3534 | 7.2575 | 7.4422 | 7.4723 | 7.5403 | 7.6871 | 7.8451 | 8.0114 | 8.1278 | 8.3665 | 8.612 | 8.7722 | 8.9298 | 9.1115 | 9.2411 | 9.4945 | 9.7634 | 9.9967 | 10.2106 | 10.3879 | 10.5469 | 10.6839 | 10.7762 | 10.8836 | 10.9621 | 11.0317 | 11.0618 | 11.1017 | 11.1538 | 11.1811 | 11.1314 |  | 7.5353 | 7.3957 | 7.3031 | 7.4448 | 7.4534 | 7.5035 | 7.6324 | 7.7851 | 7.9508 | 8.1125 | 8.3311 | 8.681 | 8.7385 | 8.7605 | 8.8864 | 8.9686 | 9.0544 | 9.1298 | 9.2503 | 9.3768 | 9.5061 | 9.6708 | 9.8102 | 9.8995 | 10.0002 | 10.0832 | 10.1668 | 10.2032 | 10.2379 | 10.2699 | 10.2623 | 10.2867 |  | 7.5353 | 7.3524 | 7.2363 | 7.3959 | 7.4027 | 7.4453 | 7.5567 | 7.6794 | 7.8027 | 7.878 | 8.0723 | 8.2552 | 8.3408 | 8.4798 | 8.6081 | 8.6897 | 8.808 | 8.9526 | 9.0642 | 9.1573 | 9.2249 | 9.2779 | 9.3169 | 9.3203 | 9.3372 | 9.3302 | 9.3129 | 9.2612 | 9.218 | 9.1855 | 9.1316 | 9.1006 |  | 7.5353 | 7.3561 | 7.2518 | 7.4201 | 7.4279 | 7.4666 | 7.5668 | 7.6758 | 7.7974 | 7.8528 | 8.0373 | 8.1592 | 8.1942 | 8.2938 | 8.3674 | 8.5271 | 9.2217 | 9.955 | 10.654 | 11.3334 | 12.0726 | 12.8432 | 13.5223 | 14.1624 | 14.812 | 15.4191 | 16.0205 | 16.5711 | 17.1197 | 17.6689 | 18.0016 | 17.9348 |  | 7.5353 | 7.3176 | 7.1764 | 7.3064 | 7.285 | 7.2953 | 7.3794 | 7.4801 | 7.5759 | 7.6105 | 7.9158 | 8.7024 | 9.4158 | 10.1789 | 10.9154 | 11.5769 | 12.257 | 12.9209 | 13.578 | 14.2564 | 15.0363 | 15.7556 | 16.3725 | 16.9738 | 17.5943 | 17.8861 | 17.873 | 17.8079 | 17.7689 | 17.7272 | 17.6755 | 17.6163
Snipe |  | 13.5954 | 13.3019 | 13.0132 | 13.1723 | 13.3378 | 13.563 | 13.6702 | 13.7898 | 14.014 | 14.132 | 14.3422 | 14.5154 | 14.7196 | 14.8727 | 14.9471 | 15.0948 | 15.3884 | 15.6742 | 15.8992 | 16.2014 | 16.4388 | 16.5911 | 16.8679 | 17.0624 | 17.2786 | 17.35 | 17.5432 | 17.7377 | 17.7874 | 18.0068 | 18.1494 | 18.0758 |  | 13.5954 | 13.3531 | 13.0711 | 13.1063 | 13.1721 | 13.3036 | 13.325 | 13.3766 | 13.5386 | 13.6096 | 13.7811 | 13.9112 | 14.0399 | 14.1352 | 14.1641 | 14.2725 | 14.3584 | 14.4702 | 14.6084 | 14.7219 | 14.881 | 15.0338 | 15.1049 | 15.2164 | 15.3338 | 15.4292 | 15.4326 | 15.509 | 15.5905 | 15.5882 | 15.5659 | 15.5874 |  | 13.5954 | 13.3014 | 12.9945 | 13.1333 | 13.279 | 13.4819 | 13.5605 | 13.6538 | 13.8459 | 13.9329 | 14.1104 | 14.2409 | 14.4077 | 14.5346 | 14.5882 | 14.7197 | 14.8389 | 14.9509 | 15.0053 | 15.1319 | 15.2022 | 15.1961 | 15.3083 | 15.3468 | 15.4053 | 15.3359 | 15.3738 | 15.4114 | 15.3236 | 15.3824 | 15.3738 | 15.3154 |  | 13.5954 | 13.3036 | 12.9885 | 13.1188 | 13.2532 | 13.4459 | 13.5159 | 13.5948 | 13.7749 | 13.8462 | 14.0007 | 14.1057 | 14.2514 | 14.3488 | 14.3702 | 14.5607 | 15.179 | 15.8196 | 16.6956 | 17.6033 | 18.4352 | 19.1998 | 19.9671 | 20.6908 | 21.4193 | 22.0008 | 22.6631 | 23.2968 | 23.8455 | 24.4552 | 24.7728 | 24.7042 |  | 13.5954 | 13.2719 | 12.9266 | 13.0268 | 13.1382 | 13.3125 | 13.3787 | 13.4581 | 13.6437 | 13.7294 | 14.0056 | 14.7037 | 15.4496 | 16.1581 | 16.8841 | 17.6506 | 18.4385 | 19.3488 | 20.2421 | 21.1308 | 21.955 | 22.6962 | 23.4385 | 24.1563 | 24.8852 | 25.0597 | 25.0745 | 25.066 | 25.0008 | 24.9843 | 24.9259 | 24.8771
South Park |  | 8.2822 | 8.1025 | 8.0268 | 8.1871 | 8.3271 | 8.4634 | 8.652 | 8.8442 | 9.0546 | 9.2584 | 9.5138 | 9.8072 | 10.0104 | 10.2051 | 10.3748 | 10.5248 | 10.7374 | 10.9392 | 11.0999 | 11.241 | 11.3641 | 11.4759 | 11.5434 | 11.6232 | 11.7 | 11.7547 | 11.7685 | 11.8036 | 11.839 | 11.8639 | 11.91 | 11.8774 |  | 8.2822 | 8.14 | 8.0809 | 8.1917 | 8.2929 | 8.3951 | 8.5511 | 8.72 | 8.9108 | 9.1046 | 9.3595 | 9.6334 | 9.7679 | 9.9202 | 10.0632 | 10.202 | 10.3366 | 10.4807 | 10.6173 | 10.7546 | 10.8901 | 11.0368 | 11.1338 | 11.2296 | 11.3172 | 11.3962 | 11.4363 | 11.4863 | 11.5248 | 11.5369 | 11.555 | 11.5712 |  | 8.2822 | 8.1015 | 8.0097 | 8.1488 | 8.2685 | 8.3828 | 8.5406 | 8.6998 | 8.8689 | 9.0319 | 9.2454 | 9.4752 | 9.6277 | 9.7896 | 9.9336 | 10.0692 | 10.2247 | 10.3683 | 10.4703 | 10.5516 | 10.6216 | 10.6831 | 10.7084 | 10.7467 | 10.7818 | 10.7968 | 10.7723 | 10.7652 | 10.7575 | 10.7396 | 10.7386 | 10.715 |  | 8.2822 | 8.1038 | 8.0134 | 8.1519 | 8.2626 | 8.3603 | 8.4912 | 8.6165 | 8.7442 | 8.8511 | 8.9952 | 9.1515 | 9.2572 | 9.363 | 9.4487 | 9.6263 | 10.1756 | 10.7133 | 11.2212 | 11.7093 | 12.1724 | 12.601 | 12.9954 | 13.3798 | 13.7823 | 14.2366 | 14.6705 | 15.0961 | 15.5078 | 15.9068 | 16.2043 | 16.1694 |  | 8.2822 | 8.0723 | 7.9509 | 8.0581 | 8.1434 | 8.2152 | 8.3251 | 8.4316 | 8.5461 | 8.6444 | 8.8954 | 9.5343 | 10.1421 | 10.7211 | 11.2976 | 11.8474 | 12.3763 | 12.8955 | 13.3851 | 13.8565 | 14.3163 | 14.732 | 15.1014 | 15.5896 | 16.0644 | 16.3709 | 16.3778 | 16.3774 | 16.3964 | 16.3793 | 16.3706 | 16.3471
Spa Rd |  | 24.3403 | 23.5325 | 23.5027 | 24.3281 | 24.7279 | 24.9796 | 25.3666 | 25.8968 | 26.245 | 26.4783 | 27.0762 | 27.5298 | 27.7692 | 28.2718 | 28.7479 | 29.074 | 29.727 | 30.7116 | 31.3226 | 31.9145 | 32.6406 | 33.2198 | 33.6324 | 34.1408 | 34.6468 | 35.1719 | 35.409 | 35.8279 | 36.2285 | 36.8136 | 36.9757 | 36.8332 |  | 24.3403 | 23.6483 | 23.4983 | 23.9649 | 24.1918 | 24.3014 | 24.5192 | 24.9839 | 25.3629 | 25.847 | 26.2144 | 26.8625 | 26.9723 | 27.0013 | 27.2941 | 27.3498 | 27.5698 | 27.648 | 27.8399 | 27.9873 | 28.1249 | 28.3912 | 28.4862 | 28.6102 | 28.6942 | 28.9696 | 29.0138 | 29.1472 | 29.1056 | 29.377 | 29.2915 | 29.2512 |  | 24.3403 | 23.5306 | 23.4516 | 24.22 | 24.5664 | 24.7613 | 25.0398 | 25.5309 | 25.7986 | 25.9234 | 26.3431 | 26.7483 | 26.9669 | 27.1802 | 27.5232 | 27.7835 | 28.0012 | 28.5469 | 28.7431 | 28.9204 | 29.2356 | 29.4228 | 29.4766 | 29.6191 | 29.7592 | 29.9163 | 29.8247 | 29.8812 | 29.9199 | 30.1075 | 29.9437 | 29.836 |  | 24.3403 | 23.533 | 23.4542 | 24.2263 | 24.57 | 24.7653 | 25.1087 | 25.5566 | 25.852 | 26.0777 | 26.6091 | 26.9668 | 27.0866 | 27.5748 | 27.9737 | 28.3813 | 29.5576 | 31.0744 | 32.1918 | 33.2676 | 34.4644 | 35.488 | 36.3241 | 37.2297 | 38.1229 | 39.0338 | 39.6321 | 40.42 | 41.1754 | 42.1301 | 42.3011 | 41.9683 |  | 24.3403 | 23.4805 | 23.3493 | 24.0672 | 24.3642 | 24.5289 | 24.9135 | 25.3148 | 25.6103 | 25.9224 | 26.6311 | 28.0713 | 29.336 | 30.9445 | 32.4258 | 33.7176 | 34.8484 | 36.3801 | 37.4627 | 38.5098 | 39.7263 | 40.7391 | 41.5507 | 42.4752 | 43.3936 | 43.8725 | 43.5824 | 43.5111 | 43.4356 | 43.5635 | 43.1893 | 42.9058
Spadeadam 11/33kV |  | 2.9752 | 2.9149 | 2.9017 | 2.9701 | 3.0278 | 3.0919 | 3.1631 | 3.2373 | 3.3225 | 3.4111 | 3.5172 | 3.6834 | 3.8177 | 3.9404 | 4.0657 | 4.1989 | 4.3593 | 4.5199 | 4.7352 | 4.9691 | 5.185 | 5.3112 | 5.382 | 5.409 | 5.4314 | 5.4497 | 5.4623 | 5.4789 | 5.4874 | 5.4946 | 5.5007 | 5.4825 |  | 2.9752 | 2.9382 | 2.9368 | 2.9956 | 3.0517 | 3.1184 | 3.1928 | 3.2828 | 3.4368 | 3.6099 | 3.803 | 4.0185 | 4.0604 | 4.0989 | 4.1388 | 4.1827 | 4.2383 | 4.2996 | 4.3654 | 4.4345 | 4.5799 | 4.7503 | 4.9429 | 5.1388 | 5.3252 | 5.3535 | 5.3784 | 5.3983 | 5.4151 | 5.428 | 5.436 | 5.4412 |  | 2.9752 | 2.9143 | 2.8926 | 2.95 | 2.9974 | 3.0506 | 3.1067 | 3.1652 | 3.2308 | 3.3005 | 3.3882 | 3.526 | 3.6354 | 3.7419 | 3.85 | 3.9756 | 4.1025 | 4.2294 | 4.4108 | 4.6105 | 4.7959 | 4.8934 | 4.9387 | 4.9417 | 4.9405 | 4.9358 | 4.9253 | 4.9181 | 4.9028 | 4.8861 | 4.8676 | 4.8546 |  | 2.9752 | 2.9145 | 2.8959 | 2.9558 | 3.002 | 3.0507 | 3.1007 | 3.1648 | 3.2764 | 3.385 | 3.4902 | 3.6098 | 3.7332 | 3.8448 | 3.9511 | 4.0585 | 4.2212 | 4.3917 | 4.5512 | 4.6994 | 4.8738 | 5.045 | 5.134 | 5.2076 | 5.2753 | 5.3385 | 5.3976 | 5.4524 | 5.5046 | 5.5539 | 5.624 | 5.615 |  | 2.9752 | 2.9019 | 2.8705 | 2.9171 | 2.951 | 3.0014 | 3.0963 | 3.1901 | 3.3052 | 3.4226 | 3.5454 | 3.7351 | 3.9272 | 4.1069 | 4.2773 | 4.4388 | 4.5921 | 4.7454 | 4.9009 | 5.0963 | 5.2235 | 5.3198 | 5.401 | 5.4749 | 5.5431 | 5.6751 | 5.6751 | 5.6727 | 5.6661 | 5.6613 | 5.6557 | 5.6488
Spadeadam 132/11kV |  | 11.4314 | 11.1354 | 10.8853 | 10.942 | 11.0401 | 11.1247 | 11.189 | 11.2144 | 11.3078 | 11.3225 | 11.3539 | 11.4412 | 11.483 | 11.5161 | 11.523 | 11.5565 | 11.5802 | 11.583 | 11.6043 | 11.6094 | 11.6008 | 11.5803 | 11.5774 | 11.5513 | 11.5194 | 11.499 | 11.4475 | 11.4112 | 11.3589 | 11.3373 | 11.274 | 11.222 |  | 11.4314 | 11.1605 | 10.93 | 10.9072 | 10.9313 | 10.9525 | 10.9593 | 10.9367 | 10.9855 | 10.9667 | 10.9711 | 11.0262 | 11.0388 | 11.0515 | 11.0449 | 11.0685 | 11.0748 | 11.0687 | 11.0888 | 11.1 | 11.1049 | 11.1118 | 11.1344 | 11.1328 | 11.1246 | 11.1273 | 11.0999 | 11.0847 | 11.0527 | 11.0489 | 11.0029 | 10.9729 |  | 11.4314 | 11.1351 | 10.8807 | 10.9315 | 11.0237 | 11.1018 | 11.1569 | 11.1722 | 11.2523 | 11.254 | 11.2721 | 11.3378 | 11.3627 | 11.3852 | 11.3841 | 11.4128 | 11.4303 | 11.4269 | 11.4412 | 11.4389 | 11.4254 | 11.4011 | 11.3962 | 11.3689 | 11.336 | 11.3145 | 11.2622 | 11.2242 | 11.1701 | 11.1459 | 11.0801 | 11.0309 |  | 11.4314 | 11.1343 | 10.8599 | 10.8874 | 10.9524 | 10.9981 | 11.0154 | 10.9947 | 11.0371 | 11.0015 | 10.9802 | 11.0087 | 11.0037 | 10.9923 | 10.956 | 10.9476 | 10.9365 | 10.9062 | 10.8943 | 10.8681 | 10.8302 | 10.7817 | 10.752 | 10.7013 | 10.6462 | 10.6016 | 10.5301 | 10.472 | 10.3997 | 10.3542 | 10.2687 | 10.1879 |  | 11.4314 | 11.1325 | 10.8563 | 10.882 | 10.9453 | 10.9953 | 11.0226 | 11.0172 | 11.0806 | 11.0707 | 11.0824 | 11.1662 | 11.2168 | 11.2589 | 11.2728 | 11.3112 | 11.3271 | 11.3218 | 11.3366 | 11.3356 | 11.3227 | 11.2977 | 11.2927 | 11.2646 | 11.2314 | 11.2034 | 11.1362 | 11.0836 | 11.015 | 10.9757 | 10.8961 | 10.8324
Spotland |  | 10.2096 | 9.9715 | 9.8124 | 10.0543 | 10.2422 | 10.4425 | 10.7512 | 11.0672 | 11.4293 | 11.7427 | 12.1976 | 12.7467 | 13.1484 | 13.5318 | 13.8962 | 14.1995 | 14.5531 | 14.9067 | 15.2184 | 15.4972 | 15.7479 | 15.9202 | 16.0102 | 16.0762 | 16.1217 | 16.1541 | 16.1476 | 16.142 | 16.1248 | 16.0974 | 16.0919 | 16.0343 |  | 10.2096 | 10.0045 | 9.8563 | 10.0164 | 10.1168 | 10.2317 | 10.4457 | 10.6715 | 10.9375 | 11.1655 | 11.5257 | 11.8918 | 12.1181 | 12.3776 | 12.649 | 12.9053 | 13.1865 | 13.5109 | 13.8399 | 14.166 | 14.5006 | 14.8689 | 15.1619 | 15.4285 | 15.6709 | 15.834 | 15.9618 | 16.068 | 16.1393 | 16.17 | 16.1929 | 16.2402 |  | 10.2096 | 9.9694 | 9.7808 | 9.9822 | 10.1321 | 10.2914 | 10.542 | 10.7937 | 11.0744 | 11.3097 | 11.6833 | 12.1065 | 12.4083 | 12.7278 | 13.0418 | 13.3192 | 13.6311 | 13.939 | 14.2041 | 14.434 | 14.6492 | 14.7914 | 14.8657 | 14.9186 | 14.9516 | 14.9726 | 14.9533 | 14.9303 | 14.8943 | 14.8476 | 14.8163 | 14.7748 |  | 10.2096 | 9.9774 | 9.8022 | 10.0136 | 10.1564 | 10.2954 | 10.5061 | 10.7147 | 10.9705 | 11.1498 | 11.4227 | 11.6964 | 11.9077 | 12.1175 | 12.3134 | 12.6755 | 13.7132 | 14.7604 | 15.7601 | 16.7101 | 17.8431 | 18.9935 | 20.0395 | 21.0182 | 21.9726 | 22.875 | 23.7594 | 24.6148 | 25.4533 | 26.2679 | 26.7672 | 26.7659 |  | 10.2096 | 9.937 | 9.7232 | 9.8951 | 10.009 | 10.1246 | 10.3399 | 10.544 | 10.7697 | 10.9273 | 11.4062 | 12.5833 | 13.6956 | 14.7483 | 15.8351 | 16.8504 | 17.8201 | 18.8059 | 19.7432 | 20.6444 | 21.8035 | 22.8663 | 23.8377 | 24.7724 | 25.6912 | 26.1452 | 26.1929 | 26.2252 | 26.3075 | 26.3085 | 26.316 | 26.3083
Spring Cottage |  | 8.634 | 8.336 | 8.6862 | 9.3295 | 9.4002 | 9.4805 | 9.5467 | 9.6387 | 9.7124 | 9.7774 | 9.853 | 9.9416 | 10.0191 | 10.0749 | 10.1329 | 10.1737 | 10.3225 | 10.4665 | 10.5965 | 10.6958 | 10.806 | 10.9386 | 11.002 | 11.0765 | 11.1454 | 11.2271 | 11.2782 | 11.3315 | 11.3842 | 11.4433 | 11.4842 | 11.4479 |  | 8.634 | 8.3691 | 8.4638 | 8.7658 | 8.7747 | 8.7979 | 8.813 | 8.8639 | 8.905 | 8.9466 | 9.006 | 9.0752 | 9.1078 | 9.129 | 9.1573 | 9.1763 | 9.2076 | 9.2425 | 9.2742 | 9.2855 | 9.3136 | 9.3772 | 9.422 | 9.4609 | 9.4887 | 9.5095 | 9.5481 | 9.5525 | 9.5614 | 9.565 | 9.559 | 9.5563 |  | 8.634 | 8.3357 | 8.6757 | 9.3074 | 9.367 | 9.4348 | 9.4848 | 9.5617 | 9.6179 | 9.6652 | 9.7228 | 9.7835 | 9.8317 | 9.872 | 9.9168 | 9.9487 | 9.9988 | 10.0449 | 10.0782 | 10.0828 | 10.1014 | 10.1422 | 10.1216 | 10.1138 | 10.1009 | 10.1009 | 10.0733 | 10.0479 | 10.0223 | 10.0028 | 9.9671 | 9.9387 |  | 8.634 | 8.3366 | 8.669 | 9.2928 | 9.3428 | 9.4014 | 9.4439 | 9.5104 | 9.5591 | 9.5967 | 9.6398 | 9.6825 | 9.72 | 9.7415 | 9.7651 | 9.8271 | 10.1518 | 10.4737 | 10.8274 | 11.1474 | 11.5516 | 12.0202 | 12.4061 | 12.728 | 13.0219 | 13.3572 | 13.6236 | 13.9152 | 14.1887 | 14.4564 | 14.6107 | 14.565 |  | 8.634 | 8.3198 | 8.6358 | 9.2432 | 9.2806 | 9.331 | 9.3753 | 9.4461 | 9.5016 | 9.5507 | 9.6656 | 10.041 | 10.4139 | 10.7678 | 11.1431 | 11.5287 | 11.9035 | 12.3038 | 12.6699 | 13.0339 | 13.4667 | 13.9188 | 14.2769 | 14.5761 | 14.8474 | 15.0077 | 14.9266 | 14.8749 | 14.817 | 14.7588 | 14.6995 | 14.6691
Spring Garden St 11kV |  | 12.1514 | 11.6956 | 11.658 | 11.8147 | 11.8845 | 12.0355 | 12.2775 | 12.3867 | 12.611 | 12.8364 | 13.1313 | 13.3627 | 13.5872 | 13.8175 | 13.9357 | 14.0779 | 14.3266 | 14.5779 | 14.7555 | 14.9383 | 15.2365 | 15.2644 | 15.4423 | 15.6946 | 15.835 | 15.8336 | 15.9398 | 16.3518 | 16.5412 | 16.5633 | 16.3314 | 16.2246 |  | 12.1514 | 11.7411 | 11.69 | 11.7909 | 11.8042 | 11.9857 | 12.1879 | 12.4171 | 12.7092 | 12.9878 | 13.3242 | 13.7181 | 13.7794 | 13.8033 | 13.8672 | 13.9918 | 14.0096 | 14.0793 | 14.1471 | 14.2581 | 14.4057 | 14.5179 | 14.6158 | 14.6207 | 14.9359 | 14.914 | 15.0593 | 14.8713 | 15.1681 | 15.2506 | 15.0427 | 14.8718 |  | 12.1514 | 11.695 | 11.6381 | 11.7651 | 11.8258 | 11.9553 | 12.1385 | 12.2476 | 12.407 | 12.6021 | 12.8193 | 12.9861 | 13.1542 | 13.346 | 13.4364 | 13.5608 | 13.7007 | 13.8422 | 13.9128 | 13.9866 | 14.1734 | 14.1135 | 14.1968 | 14.1873 | 14.3983 | 14.3067 | 14.3264 | 14.3782 | 14.4198 | 14.5387 | 14.1299 | 13.9557 |  | 12.1514 | 11.6987 | 11.6412 | 11.7644 | 11.8214 | 11.9471 | 12.1113 | 12.2321 | 12.3906 | 12.6256 | 12.7 | 12.8675 | 13.0296 | 13.2005 | 13.2683 | 13.4818 | 14.3135 | 14.8713 | 15.5828 | 16.2797 | 17.0115 | 17.8145 | 18.2786 | 18.9986 | 19.8086 | 20.9328 | 21.7544 | 22.4466 | 22.26 | 23.2019 | 23.0503 | 23.0378 |  | 12.1514 | 11.6769 | 11.6029 | 11.6661 | 11.7371 | 11.85 | 12.0146 | 12.1493 | 12.324 | 12.5733 | 12.7923 | 13.5927 | 14.4105 | 15.2157 | 15.9241 | 16.6895 | 17.6115 | 18.1992 | 19.0401 | 19.811 | 20.6096 | 21.6296 | 21.9769 | 22.662 | 23.3872 | 24.2859 | 24.4261 | 24.4047 | 23.6265 | 23.8974 | 23.1556 | 23.1585
Spring Garden St 6.6kV |  | 10.9502 | 10.6203 | 10.5642 | 10.7285 | 10.8957 | 11.1857 | 11.3034 | 11.4889 | 11.7125 | 11.9774 | 12.1688 | 12.4264 | 12.7275 | 12.873 | 13.058 | 13.2182 | 13.6076 | 13.9361 | 14.2573 | 14.6158 | 14.8527 | 15.1838 | 15.6981 | 15.6274 | 15.7754 | 15.9963 | 16.6427 | 16.5041 | 16.892 | 16.7713 | 16.7025 | 16.668 |  | 10.9502 | 10.6774 | 10.6178 | 10.6931 | 10.7949 | 10.9785 | 11.0857 | 11.2385 | 11.4424 | 11.7146 | 12.1776 | 12.7595 | 12.7542 | 12.8072 | 12.8598 | 12.9431 | 12.9525 | 13.0064 | 13.1014 | 13.1132 | 13.1817 | 13.3503 | 13.3736 | 13.343 | 13.4226 | 13.7692 | 13.6922 | 13.7333 | 13.7968 | 13.7781 | 13.463 | 13.3684 |  | 10.9502 | 10.6194 | 10.5365 | 10.674 | 10.8109 | 11.05 | 11.1444 | 11.292 | 11.469 | 11.6724 | 11.8043 | 11.9863 | 12.2184 | 12.3195 | 12.4643 | 12.5967 | 12.7807 | 12.9076 | 13.0268 | 13.1774 | 13.2272 | 13.3628 | 13.6601 | 13.4403 | 13.4449 | 13.4948 | 13.8918 | 13.6398 | 13.8161 | 13.591 | 13.3944 | 13.3717 |  | 10.9502 | 10.6212 | 10.5446 | 10.6876 | 10.8324 | 11.1016 | 11.1921 | 11.3513 | 11.5575 | 11.7944 | 11.9532 | 12.1669 | 12.4329 | 12.5469 | 12.6989 | 12.8918 | 13.4983 | 14.0462 | 14.5829 | 15.1559 | 15.7547 | 16.205 | 16.9322 | 17.3028 | 17.5348 | 17.9931 | 18.725 | 18.8937 | 19.4923 | 19.3406 | 19.5814 | 19.3735 |  | 10.9502 | 10.5955 | 10.4964 | 10.6112 | 10.7376 | 11.0044 | 11.0734 | 11.2441 | 11.4599 | 11.7045 | 11.9432 | 12.637 | 13.4081 | 13.9936 | 14.6261 | 15.2543 | 15.9571 | 16.5264 | 17.1242 | 17.6943 | 18.315 | 18.7503 | 19.4116 | 19.8687 | 20.073 | 20.3699 | 20.6589 | 20.4155 | 20.6196 | 20.02 | 19.9626 | 19.771
Squires Gate |  | 12.3257 | 11.9009 | 11.4052 | 11.776 | 11.8037 | 12.065 | 12.0508 | 12.3288 | 12.4312 | 12.5547 | 12.8211 | 13.0424 | 13.1641 | 13.3531 | 13.5037 | 13.6527 | 13.8476 | 14.0195 | 14.1714 | 14.3781 | 14.571 | 14.7197 | 14.7941 | 14.8662 | 14.9321 | 14.9818 | 14.9558 | 14.9555 | 14.9551 | 15.0896 | 15.1723 | 15.0735 |  | 12.3257 | 11.9708 | 11.5174 | 11.8141 | 11.7733 | 11.985 | 11.9441 | 12.2063 | 12.4763 | 13.004 | 13.5937 | 14.194 | 14.3185 | 14.4663 | 14.5546 | 14.666 | 14.7962 | 14.9266 | 15.0609 | 15.201 | 15.3711 | 15.5222 | 15.6702 | 15.8006 | 15.9136 | 15.9804 | 15.9439 | 15.9749 | 16.0179 | 16.0627 | 16.0572 | 16.032 |  | 12.3257 | 11.9 | 11.388 | 11.7372 | 11.7449 | 11.9831 | 11.9393 | 12.184 | 12.2468 | 12.3297 | 12.5545 | 12.7109 | 12.7799 | 12.8714 | 12.9705 | 13.0542 | 13.1411 | 13.2658 | 13.3649 | 13.4445 | 13.5453 | 13.6485 | 13.6915 | 13.7345 | 13.7715 | 13.7941 | 13.7437 | 13.7131 | 13.6807 | 13.6351 | 13.5973 | 13.547 |  | 12.3257 | 11.8999 | 11.3765 | 11.7157 | 11.7099 | 11.9324 | 11.8776 | 12.1045 | 12.1528 | 12.2177 | 12.407 | 12.5429 | 12.6006 | 12.8585 | 13.1032 | 13.322 | 13.6055 | 14.6586 | 15.7543 | 16.8319 | 17.8437 | 18.8109 | 19.6589 | 20.4913 | 21.3117 | 22.0583 | 22.7861 | 23.5074 | 24.2086 | 24.8936 | 25.4378 | 25.3797 |  | 12.3257 | 11.8711 | 11.3196 | 11.6275 | 11.5959 | 11.7949 | 11.728 | 11.9388 | 11.9845 | 12.0576 | 12.2627 | 12.5295 | 13.1497 | 14.3026 | 15.4545 | 16.5684 | 17.665 | 18.7526 | 19.8009 | 20.8394 | 21.8284 | 22.7603 | 23.5622 | 24.3837 | 25.1993 | 25.7511 | 25.7271 | 25.712 | 25.7038 | 25.672 | 25.6601 | 25.6205
St Annes |  | 6.8176 | 6.6562 | 6.5461 | 6.6795 | 6.7772 | 6.8328 | 6.9833 | 7.0938 | 7.2335 | 7.329 | 7.4896 | 7.6725 | 7.8096 | 7.9525 | 8.068 | 8.1778 | 8.367 | 8.5928 | 8.7819 | 8.9543 | 9.0938 | 9.1899 | 9.2686 | 9.3325 | 9.3695 | 9.3921 | 9.4062 | 9.4113 | 9.4175 | 9.4194 | 9.4152 | 9.387 |  | 6.8176 | 6.6779 | 6.5684 | 6.6437 | 6.6978 | 6.714 | 6.8259 | 6.9047 | 7.0139 | 7.0867 | 7.227 | 7.375 | 7.458 | 7.5598 | 7.6428 | 7.7296 | 7.8133 | 7.9174 | 8.0018 | 8.1847 | 8.3839 | 8.5918 | 8.7733 | 8.9247 | 9.0434 | 9.1586 | 9.27 | 9.3577 | 9.4317 | 9.4824 | 9.5063 | 9.5347 |  | 6.8176 | 6.6557 | 6.5364 | 6.6579 | 6.7442 | 6.7875 | 6.9204 | 7.0127 | 7.1295 | 7.2028 | 7.3401 | 7.488 | 7.596 | 7.7187 | 7.818 | 7.9175 | 8.0217 | 8.135 | 8.213 | 8.281 | 8.3515 | 8.4064 | 8.4285 | 8.4705 | 8.5138 | 8.5351 | 8.5252 | 8.5361 | 8.5396 | 8.5381 | 8.5682 | 8.5674 |  | 6.8176 | 6.6577 | 6.5361 | 6.6561 | 6.738 | 6.7773 | 6.9034 | 6.9872 | 7.0999 | 7.1647 | 7.2848 | 7.4099 | 7.5044 | 7.6069 | 7.683 | 7.8326 | 8.4448 | 9.2085 | 9.9441 | 10.6588 | 11.3338 | 11.9687 | 12.5491 | 13.0988 | 13.6355 | 14.1482 | 14.6424 | 15.1315 | 15.6049 | 16.0716 | 16.5278 | 16.5592 |  | 6.8176 | 6.6431 | 6.5073 | 6.6128 | 6.6832 | 6.7139 | 6.8385 | 6.9217 | 7.0323 | 7.0991 | 7.3035 | 7.7914 | 8.2505 | 8.7034 | 9.2987 | 10.0492 | 10.7912 | 11.5093 | 12.2084 | 12.8879 | 13.5427 | 14.148 | 14.6943 | 15.2272 | 15.7502 | 16.3248 | 16.3734 | 16.4261 | 16.4811 | 16.5191 | 16.5568 | 16.5948
St Marys |  | 9.0799 | 8.8193 | 8.6849 | 8.9583 | 9.1536 | 9.3465 | 9.5606 | 9.7943 | 9.9825 | 10.1766 | 10.4258 | 10.6661 | 10.9435 | 11.178 | 11.4236 | 11.6198 | 12.0605 | 12.4767 | 12.8963 | 13.3155 | 13.7038 | 14.0271 | 14.2844 | 14.4995 | 14.6977 | 14.884 | 15.0566 | 15.2185 | 15.377 | 15.5424 | 15.6746 | 15.6774 |  | 9.0799 | 8.8633 | 8.7462 | 8.9309 | 9.0157 | 9.1558 | 9.2757 | 9.446 | 9.5583 | 9.7409 | 9.9874 | 10.246 | 10.3281 | 10.4188 | 10.5137 | 10.6167 | 10.7608 | 10.8713 | 11.0132 | 11.1699 | 11.3559 | 11.5734 | 11.7666 | 11.9402 | 12.1083 | 12.1861 | 12.2532 | 12.3138 | 12.3783 | 12.4418 | 12.4693 | 12.5038 |  | 9.0799 | 8.818 | 8.6585 | 8.9015 | 9.0575 | 9.2315 | 9.3897 | 9.5822 | 9.724 | 9.8755 | 10.0843 | 10.2691 | 10.4839 | 10.6747 | 10.8817 | 11.0525 | 11.2792 | 11.474 | 11.6757 | 11.8952 | 12.127 | 12.2984 | 12.4161 | 12.4953 | 12.559 | 12.6128 | 12.6518 | 12.6775 | 12.6983 | 12.7232 | 12.7159 | 12.7191 |  | 9.0799 | 8.8199 | 8.6673 | 8.9207 | 9.0966 | 9.2697 | 9.4636 | 9.6856 | 9.8924 | 10.1024 | 10.3526 | 10.5573 | 10.8054 | 11.0104 | 11.2256 | 11.4627 | 12.0023 | 12.5128 | 12.9865 | 13.4403 | 13.8611 | 14.2487 | 14.5565 | 14.8346 | 15.0932 | 15.3382 | 15.5689 | 15.7858 | 15.9966 | 16.2123 | 16.319 | 16.2762 |  | 9.0799 | 8.8009 | 8.6292 | 8.8626 | 9.026 | 9.195 | 9.4118 | 9.6487 | 9.8477 | 10.0552 | 10.3342 | 10.8146 | 11.3549 | 11.8489 | 12.385 | 12.9062 | 13.4334 | 13.921 | 14.3824 | 14.8265 | 15.2307 | 15.5955 | 15.912 | 16.21 | 16.4895 | 16.625 | 16.6325 | 16.6279 | 16.6191 | 16.6194 | 16.5836 | 16.5648
St Marys St |  | 10.3336 | 10.1131 | 10.0403 | 10.1413 | 10.2251 | 10.4267 | 10.5025 | 10.5602 | 10.7331 | 10.8893 | 11.0572 | 11.2193 | 11.4122 | 11.5458 | 11.6056 | 11.7231 | 11.9507 | 12.125 | 12.3407 | 12.514 | 12.6216 | 12.7834 | 12.9064 | 13.0541 | 13.1098 | 13.2168 | 13.2387 | 13.3667 | 13.5753 | 13.4615 | 13.5249 | 13.4898 |  | 10.3336 | 10.1672 | 10.0998 | 10.1421 | 10.2048 | 10.389 | 10.4523 | 10.513 | 10.6975 | 10.8797 | 11.0876 | 11.2815 | 11.4064 | 11.491 | 11.5118 | 11.5864 | 11.7062 | 11.7724 | 11.8294 | 11.9498 | 12.0286 | 12.0754 | 12.2013 | 12.2605 | 12.3176 | 12.3216 | 12.4136 | 12.3632 | 12.3903 | 12.4043 | 12.3737 | 12.3645 |  | 10.3336 | 10.1123 | 10.023 | 10.1043 | 10.1697 | 10.3507 | 10.4002 | 10.4327 | 10.5748 | 10.7011 | 10.8398 | 10.9608 | 11.1154 | 11.2236 | 11.2644 | 11.3517 | 11.4912 | 11.5633 | 11.6131 | 11.7119 | 11.7605 | 11.7594 | 11.8296 | 11.8913 | 11.8584 | 11.8965 | 11.8799 | 11.8086 | 12.0142 | 11.8088 | 11.7459 | 11.7628 |  | 10.3336 | 10.1131 | 10.0256 | 10.1094 | 10.1736 | 10.3532 | 10.4019 | 10.4328 | 10.5744 | 10.6963 | 10.82 | 10.919 | 11.0613 | 11.1575 | 11.2952 | 11.4508 | 11.8604 | 12.3393 | 12.7767 | 13.2742 | 13.6987 | 14.039 | 14.4831 | 14.8306 | 15.1609 | 15.4142 | 15.7881 | 15.9837 | 16.3026 | 16.5613 | 16.5623 | 16.4305 |  | 10.3336 | 10.0736 | 9.9474 | 9.9926 | 10.025 | 10.171 | 10.199 | 10.2648 | 10.3629 | 10.4293 | 10.6282 | 11.1729 | 11.7944 | 12.3563 | 12.8043 | 13.3063 | 13.8383 | 14.292 | 14.7036 | 15.1891 | 15.6016 | 15.9143 | 16.3454 | 16.6828 | 17.0033 | 17.0092 | 16.8712 | 16.8668 | 16.9798 | 16.6516 | 16.5672 | 16.4678
St Thomas Rd |  | 9.4118 | 9.3104 | 9.304 | 9.4473 | 9.6117 | 9.8369 | 10.0502 | 10.3136 | 10.5955 | 10.8701 | 11.2225 | 11.6655 | 12.012 | 12.2964 | 12.5836 | 12.8249 | 13.2484 | 13.6586 | 14.0502 | 14.4288 | 14.7679 | 15.0655 | 15.2944 | 15.4893 | 15.6967 | 15.8796 | 16.0064 | 16.1511 | 16.3085 | 16.4389 | 16.5773 | 16.5923 |  | 9.4118 | 9.3678 | 9.3971 | 9.5331 | 9.6921 | 9.9153 | 10.1253 | 10.3652 | 10.6684 | 10.9893 | 11.3622 | 11.75 | 11.9617 | 12.1578 | 12.3488 | 12.5463 | 12.7779 | 13.0174 | 13.2531 | 13.5121 | 13.7521 | 14.0408 | 14.28 | 14.476 | 14.6936 | 14.8405 | 14.9389 | 15.0401 | 15.1392 | 15.195 | 15.2381 | 15.3246 |  | 9.4118 | 9.3091 | 9.2763 | 9.3872 | 9.5202 | 9.7116 | 9.8791 | 10.0803 | 10.3017 | 10.5231 | 10.8092 | 11.1639 | 11.4376 | 11.6752 | 11.9237 | 12.1427 | 12.3969 | 12.6372 | 12.8595 | 13.063 | 13.2407 | 13.3802 | 13.4703 | 13.5195 | 13.5893 | 13.634 | 13.6264 | 13.6314 | 13.646 | 13.6376 | 13.6333 | 13.6556 |  | 9.4118 | 9.311 | 9.2931 | 9.418 | 9.5552 | 9.7436 | 9.8986 | 10.0874 | 10.3101 | 10.512 | 10.75 | 11.0228 | 11.2483 | 11.427 | 11.6133 | 11.8951 | 12.7431 | 13.5871 | 14.3841 | 15.1494 | 15.8729 | 16.5558 | 17.1771 | 17.8737 | 18.5862 | 19.2508 | 19.8899 | 20.5196 | 21.1209 | 21.7082 | 22.0669 | 22.0425 |  | 9.4118 | 9.2586 | 9.189 | 9.2615 | 9.361 | 9.5019 | 9.6393 | 9.8142 | 9.9889 | 10.1405 | 10.4859 | 11.4303 | 12.3672 | 13.2394 | 14.113 | 14.9293 | 15.7266 | 16.5174 | 17.2668 | 17.9883 | 18.6702 | 19.3533 | 20.0537 | 20.7551 | 21.4483 | 21.7477 | 21.7586 | 21.7552 | 21.7466 | 21.7258 | 21.6997 | 21.6826
Stainburn |  | 6.031 | 5.8953 | 5.8076 | 5.8524 | 5.9255 | 6.0259 | 6.1798 | 6.3911 | 6.6269 | 6.8372 | 7.1232 | 7.4892 | 7.8004 | 8.0538 | 8.3074 | 8.5113 | 8.7505 | 8.9881 | 9.1899 | 9.3726 | 9.5187 | 9.6271 | 9.6839 | 9.7106 | 9.7328 | 9.7377 | 9.7288 | 9.6909 | 9.662 | 9.6359 | 9.6122 | 9.5622 |  | 6.031 | 5.9138 | 5.8271 | 5.8187 | 5.8466 | 5.9022 | 6.0012 | 6.126 | 6.2737 | 6.4194 | 6.6365 | 6.8714 | 7.0598 | 7.2303 | 7.4222 | 7.5965 | 7.7837 | 7.9988 | 8.2196 | 8.4444 | 8.6595 | 8.9092 | 9.1098 | 9.2733 | 9.4253 | 9.5301 | 9.6241 | 9.6725 | 9.7136 | 9.7353 | 9.7378 | 9.7648 |  | 6.031 | 5.8945 | 5.7952 | 5.8247 | 5.8838 | 5.9688 | 6.0613 | 6.1827 | 6.3583 | 6.5119 | 6.7403 | 7.0158 | 7.2504 | 7.4564 | 7.6717 | 7.8557 | 8.0673 | 8.2746 | 8.4455 | 8.5953 | 8.72 | 8.8101 | 8.8593 | 8.882 | 8.8999 | 8.9023 | 8.8887 | 8.8455 | 8.8089 | 8.7739 | 8.7378 | 8.7009 |  | 6.031 | 5.8989 | 5.8029 | 5.8366 | 5.8962 | 5.9809 | 6.0711 | 6.1727 | 6.3321 | 6.4451 | 6.6016 | 6.7733 | 6.9506 | 7.0859 | 7.2238 | 7.4354 | 8.0105 | 8.7625 | 9.5368 | 10.2857 | 10.9969 | 11.6626 | 12.249 | 12.7936 | 13.3323 | 13.8408 | 14.341 | 14.8105 | 15.2756 | 15.7361 | 16.0191 | 16.0203 |  | 6.031 | 5.8794 | 5.7646 | 5.7801 | 5.8258 | 5.8999 | 5.995 | 6.0563 | 6.1884 | 6.2868 | 6.5443 | 7.1903 | 7.8363 | 8.4105 | 9.0098 | 9.5557 | 10.1486 | 10.8835 | 11.5885 | 12.2717 | 12.9248 | 13.5228 | 14.0502 | 14.5557 | 15.06 | 15.297 | 15.3347 | 15.3573 | 15.4102 | 15.4302 | 15.4461 | 15.4551
Standish |  | 15.8906 | 15.3585 | 15.4992 | 16.3175 | 16.5156 | 16.7222 | 17.0432 | 17.4971 | 18.0198 | 18.5505 | 19.1763 | 19.9456 | 20.5702 | 21.1083 | 21.5938 | 22.0107 | 22.542 | 23.0486 | 23.468 | 23.8318 | 24.1511 | 24.396 | 24.5341 | 24.6771 | 24.8008 | 24.8729 | 24.8245 | 24.8171 | 24.8051 | 24.7715 | 24.7738 | 24.6425 |  | 15.8906 | 15.4183 | 15.323 | 15.7383 | 15.796 | 15.8805 | 16.0662 | 16.3656 | 16.7089 | 17.0683 | 17.5304 | 18.0294 | 18.4152 | 18.7973 | 19.178 | 19.5487 | 19.9276 | 20.3463 | 20.7703 | 21.1941 | 21.6294 | 22.1261 | 22.4992 | 22.8326 | 23.1269 | 23.4129 | 23.6014 | 23.7929 | 23.9499 | 24.0468 | 24.1319 | 24.1892 |  | 15.8906 | 15.3572 | 15.4749 | 16.2629 | 16.432 | 16.6061 | 16.8106 | 17.0812 | 17.4351 | 17.8367 | 18.3329 | 18.9003 | 19.3583 | 19.7907 | 20.1936 | 20.5657 | 21.0017 | 21.4084 | 21.7264 | 21.9849 | 22.2212 | 22.392 | 22.4802 | 22.5775 | 22.6557 | 22.6866 | 22.5991 | 22.5423 | 22.4775 | 22.3911 | 22.3298 | 22.2279 |  | 15.8906 | 15.3647 | 15.4772 | 16.2607 | 16.4189 | 16.5813 | 16.773 | 17.0287 | 17.2686 | 17.4913 | 17.7981 | 18.1374 | 18.463 | 18.7326 | 18.9608 | 19.4163 | 20.7939 | 22.1602 | 23.4744 | 24.7451 | 25.96 | 27.0787 | 28.1221 | 29.2539 | 30.571 | 31.8193 | 33.0175 | 34.1969 | 35.3478 | 36.4719 | 37.1629 | 37.1435 |  | 15.8906 | 15.3179 | 15.3857 | 16.1235 | 16.2478 | 16.3827 | 16.5717 | 16.8268 | 17.0657 | 17.2574 | 17.7443 | 19.2252 | 20.705 | 22.0714 | 23.4351 | 24.7248 | 25.97 | 27.2181 | 28.4074 | 29.5498 | 30.6609 | 31.6549 | 32.5622 | 33.7124 | 34.9269 | 35.4793 | 35.5214 | 35.602 | 35.7268 | 35.7659 | 35.8196 | 35.8417
Strangeways |  | 14.1163 | 13.9329 | 14.8501 | 16.1119 | 16.3901 | 16.5686 | 16.8988 | 17.1479 | 17.3874 | 17.7072 | 18.0125 | 18.3319 | 18.6294 | 18.9004 | 19.1563 | 19.4226 | 19.8804 | 20.3447 | 20.8062 | 21.256 | 21.677 | 22.064 | 22.4222 | 22.7642 | 23.0947 | 23.4144 | 23.7261 | 24.0342 | 24.3315 | 24.6302 | 24.932 | 24.9757 |  | 14.1163 | 14.003 | 14.4404 | 15.1203 | 15.322 | 15.4619 | 15.7544 | 15.9983 | 16.2494 | 16.5971 | 16.9511 | 17.3114 | 17.5044 | 17.6908 | 17.8721 | 18.0792 | 18.2488 | 18.4417 | 18.6375 | 18.8339 | 19.021 | 19.2073 | 19.375 | 19.5323 | 19.6806 | 19.7822 | 19.8732 | 19.9506 | 20.0041 | 20.0381 | 20.0598 | 20.11 |  | 14.1163 | 13.9321 | 14.8237 | 16.0569 | 16.308 | 16.4573 | 16.7483 | 16.9632 | 17.1637 | 17.4442 | 17.7114 | 17.9822 | 18.2353 | 18.4742 | 18.7023 | 18.948 | 19.1493 | 19.3569 | 19.5614 | 19.7538 | 19.9233 | 20.0614 | 20.1767 | 20.2772 | 20.3673 | 20.448 | 20.5201 | 20.5873 | 20.6445 | 20.7023 | 20.7607 | 20.8052 |  | 14.1163 | 13.9365 | 14.8343 | 16.0729 | 16.3255 | 16.4766 | 16.7719 | 16.9884 | 17.2079 | 17.502 | 17.7685 | 18.02 | 18.261 | 18.477 | 18.6773 | 18.9956 | 19.8132 | 20.6382 | 21.4478 | 22.2366 | 22.9906 | 23.7011 | 24.3811 | 25.0311 | 25.6631 | 26.2797 | 26.8872 | 27.4832 | 28.0595 | 28.6301 | 28.8934 | 28.8387 |  | 14.1163 | 13.8875 | 14.7367 | 15.926 | 16.137 | 16.2529 | 16.5333 | 16.7322 | 16.925 | 17.1969 | 17.5543 | 18.462 | 19.3871 | 20.2653 | 21.1428 | 22.0272 | 22.8254 | 23.6305 | 24.4259 | 25.2022 | 25.9465 | 26.6352 | 27.2995 | 27.9516 | 28.5862 | 28.6536 | 28.6653 | 28.671 | 28.6913 | 28.6783 | 28.6658 | 28.638
Strawberry Bank |  | 10.8832 | 10.5378 | 10.3057 | 10.4107 | 10.5216 | 10.6029 | 10.7103 | 10.8179 | 10.9426 | 11.0637 | 11.2047 | 11.3692 | 11.5079 | 11.6088 | 11.7098 | 11.7913 | 11.9935 | 12.1782 | 12.3502 | 12.5051 | 12.6488 | 12.7706 | 12.8831 | 12.9772 | 13.0591 | 13.1278 | 13.2022 | 13.2412 | 13.2886 | 13.3351 | 13.3764 | 13.3139 |  | 10.8832 | 10.5844 | 10.3802 | 10.418 | 10.4676 | 10.4959 | 10.5538 | 10.6264 | 10.7233 | 10.8268 | 10.959 | 11.1022 | 11.1728 | 11.2274 | 11.2968 | 11.3615 | 11.4331 | 11.5061 | 11.5854 | 11.6621 | 11.7421 | 11.8369 | 11.9173 | 11.9716 | 12.0125 | 12.0585 | 12.1176 | 12.138 | 12.1609 | 12.1762 | 12.1768 | 12.1741 |  | 10.8832 | 10.5372 | 10.2892 | 10.3752 | 10.4678 | 10.5291 | 10.6095 | 10.6907 | 10.7835 | 10.8724 | 10.9808 | 11.099 | 11.1921 | 11.2583 | 11.3296 | 11.3953 | 11.4819 | 11.552 | 11.6102 | 11.652 | 11.6888 | 11.7075 | 11.7221 | 11.7221 | 11.7117 | 11.6904 | 11.6725 | 11.6226 | 11.5803 | 11.5374 | 11.4892 | 11.4403 |  | 10.8832 | 10.5383 | 10.2835 | 10.3584 | 10.4332 | 10.4731 | 10.5461 | 10.6151 | 10.6918 | 10.7538 | 10.8218 | 10.8843 | 10.9333 | 10.9483 | 10.9639 | 11.1084 | 11.7867 | 12.4632 | 13.1265 | 13.7614 | 14.3609 | 14.9234 | 15.4937 | 16.1226 | 16.6823 | 17.2272 | 17.8374 | 18.2919 | 18.8152 | 19.3227 | 19.5833 | 19.4687 |  | 10.8832 | 10.5062 | 10.2204 | 10.2643 | 10.3151 | 10.3432 | 10.4086 | 10.472 | 10.5457 | 10.61 | 10.8335 | 11.589 | 12.3462 | 13.0361 | 13.7394 | 14.4127 | 15.0697 | 15.7275 | 16.3687 | 16.9836 | 17.5743 | 18.1272 | 18.799 | 19.4179 | 19.9517 | 20.1616 | 20.1728 | 20.0112 | 19.9712 | 19.8914 | 19.7773 | 19.6794
Stuart St |  | 10.7064 | 10.4939 | 11.2142 | 12.2086 | 12.4016 | 12.5361 | 12.694 | 12.9248 | 13.1214 | 13.2408 | 13.4713 | 13.7599 | 13.9463 | 14.1535 | 14.3754 | 14.5616 | 14.8509 | 15.169 | 15.4658 | 15.7395 | 16.0199 | 16.2648 | 16.457 | 16.6756 | 16.8818 | 17.0937 | 17.2173 | 17.4027 | 17.6002 | 17.7429 | 17.8972 | 17.9287 |  | 10.7064 | 10.5298 | 10.8413 | 11.346 | 11.471 | 11.5277 | 11.66 | 11.8419 | 11.9848 | 12.1418 | 12.3286 | 12.5771 | 12.7352 | 12.8857 | 13.0478 | 13.2039 | 13.3371 | 13.5148 | 13.6913 | 13.8576 | 14.0396 | 14.2129 | 14.3382 | 14.4831 | 14.615 | 14.7379 | 14.7836 | 14.8706 | 14.9538 | 14.9716 | 14.9836 | 15.0305 |  | 10.7064 | 10.4934 | 11.1993 | 12.1788 | 12.3543 | 12.4747 | 12.6061 | 12.8211 | 12.994 | 13.0857 | 13.2862 | 13.5401 | 13.7064 | 13.8825 | 14.0806 | 14.2251 | 14.3576 | 14.5265 | 14.6775 | 14.8121 | 14.9568 | 15.068 | 15.1335 | 15.2236 | 15.3018 | 15.3848 | 15.3864 | 15.4419 | 15.5069 | 15.5231 | 15.5479 | 15.5812 |  | 10.7064 | 10.4976 | 11.2073 | 12.1803 | 12.3598 | 12.4633 | 12.6012 | 12.7951 | 12.9594 | 13.0562 | 13.239 | 13.4504 | 13.578 | 13.7225 | 13.8775 | 14.0936 | 14.7637 | 15.4937 | 16.2803 | 17.0461 | 17.7951 | 18.4955 | 19.1271 | 19.7558 | 20.3737 | 20.9617 | 21.5181 | 22.0631 | 22.635 | 23.1473 | 23.4 | 23.3801 |  | 10.7064 | 10.4561 | 11.1262 | 12.0887 | 12.2245 | 12.3308 | 12.4328 | 12.6532 | 12.8177 | 12.9035 | 13.2037 | 14.0159 | 14.7953 | 15.5066 | 16.2882 | 17.0532 | 17.8286 | 18.61 | 19.3715 | 20.1189 | 20.8662 | 21.5463 | 22.1312 | 22.7626 | 23.3604 | 23.6944 | 23.6535 | 23.6839 | 23.7178 | 23.6939 | 23.6879 | 23.6617
Stubbins |  | 15.1147 | 14.5463 | 15.0364 | 16.145 | 16.3269 | 16.4859 | 16.6465 | 16.7912 | 16.9424 | 17.0865 | 17.2803 | 17.379 | 17.5055 | 17.6144 | 17.7182 | 17.8041 | 17.929 | 18.2718 | 18.176 | 18.27 | 18.3602 | 18.4701 | 18.4892 | 18.5423 | 18.6998 | 18.6061 | 18.6288 | 18.6455 | 18.6609 | 18.6678 | 18.6707 | 18.637 |  | 15.1147 | 14.5943 | 14.6845 | 15.2156 | 15.2426 | 15.2797 | 15.3286 | 15.3778 | 15.4438 | 15.5169 | 15.647 | 15.6886 | 15.7396 | 15.7875 | 15.8378 | 15.8805 | 15.9154 | 16.152 | 16.0167 | 16.0573 | 16.1047 | 16.1895 | 16.1966 | 16.2297 | 16.3529 | 16.2709 | 16.3013 | 16.2997 | 16.3001 | 16.2997 | 16.2917 | 16.2612 |  | 15.1147 | 14.5457 | 15.0265 | 16.1231 | 16.2934 | 16.4395 | 16.5823 | 16.708 | 16.8354 | 16.9554 | 17.1239 | 17.1858 | 17.2796 | 17.3658 | 17.4502 | 17.5232 | 17.6007 | 17.8907 | 17.7508 | 17.7955 | 17.8407 | 17.9064 | 17.8883 | 17.9044 | 18.0211 | 17.8968 | 17.8838 | 17.8637 | 17.8418 | 17.8115 | 17.7755 | 17.7429 |  | 15.1147 | 14.5471 | 15.0022 | 16.0744 | 16.2189 | 16.3398 | 16.4616 | 16.5663 | 16.6775 | 16.7818 | 16.9347 | 16.9963 | 17.0785 | 17.1425 | 17.2007 | 17.2621 | 17.4231 | 17.7953 | 17.739 | 17.8646 | 17.9824 | 18.1142 | 18.1549 | 18.2225 | 18.3902 | 18.5126 | 18.6741 | 18.7957 | 18.9184 | 19.04 | 19.0653 | 18.932 |  | 15.1147 | 14.5352 | 14.9787 | 16.039 | 16.1742 | 16.2954 | 16.4295 | 16.5554 | 16.6978 | 16.8426 | 17.0683 | 17.3258 | 17.6076 | 17.8675 | 18.1154 | 18.3393 | 18.542 | 18.9691 | 18.9407 | 19.1064 | 19.3107 | 19.5319 | 19.7299 | 19.9344 | 20.1176 | 20.1364 | 20.0804 | 19.9884 | 19.9053 | 19.8226 | 19.7333 | 19.6419
Swinton |  | 9.6278 | 9.5404 | 9.5155 | 9.7583 | 9.9754 | 10.2214 | 10.4603 | 10.8568 | 11.1789 | 11.4853 | 11.9701 | 12.4964 | 12.9404 | 13.2806 | 13.6944 | 13.9835 | 14.44 | 14.9167 | 15.3035 | 15.648 | 15.9803 | 16.2785 | 16.5113 | 16.717 | 16.9402 | 17.1952 | 17.3251 | 17.4864 | 17.6749 | 17.8622 | 17.9295 | 17.981 |  | 9.6278 | 9.5822 | 9.5738 | 9.7775 | 9.9523 | 10.1527 | 10.3428 | 10.6997 | 11.0332 | 11.3877 | 11.7619 | 12.3018 | 12.5626 | 12.7788 | 13.0834 | 13.3336 | 13.6074 | 13.9312 | 14.225 | 14.5108 | 14.8078 | 15.1065 | 15.3395 | 15.5333 | 15.736 | 15.9569 | 16.0553 | 16.1615 | 16.2667 | 16.3348 | 16.2653 | 16.36 |  | 9.6278 | 9.5384 | 9.481 | 9.6818 | 9.8598 | 10.0638 | 10.2469 | 10.5828 | 10.8335 | 11.0724 | 11.487 | 11.9093 | 12.2622 | 12.5455 | 12.9084 | 13.1705 | 13.4929 | 13.8312 | 14.0801 | 14.2848 | 14.4874 | 14.6604 | 14.7817 | 14.8803 | 14.9932 | 15.1338 | 15.1598 | 15.2093 | 15.2802 | 15.3483 | 15.3087 | 15.3643 |  | 9.6278 | 9.547 | 9.5149 | 9.7413 | 9.9324 | 10.1407 | 10.3159 | 10.6355 | 10.8678 | 11.0638 | 11.413 | 11.7607 | 12.0784 | 12.3107 | 12.617 | 12.9612 | 13.9013 | 14.8487 | 15.7265 | 16.5629 | 17.5851 | 18.5399 | 19.2855 | 20.124 | 20.9583 | 21.7105 | 22.437 | 23.1523 | 23.8379 | 24.6478 | 24.9278 | 24.9656 |  | 9.6278 | 9.4885 | 9.3997 | 9.5677 | 9.7139 | 9.8724 | 10.0108 | 10.2871 | 10.4795 | 10.6422 | 11.1136 | 12.1712 | 13.2214 | 14.1529 | 15.1827 | 16.0707 | 16.9528 | 17.8493 | 18.7993 | 19.6894 | 20.7395 | 21.6497 | 22.3216 | 23.1313 | 23.9427 | 24.2178 | 24.2715 | 24.3195 | 24.3766 | 24.5319 | 24.4413 | 24.4872
Tame Valley |  | 14.3184 | 13.9487 | 13.7788 | 14.0196 | 14.2389 | 14.3913 | 14.6698 | 14.8918 | 15.1641 | 15.4645 | 15.9677 | 16.5969 | 17.1172 | 17.541 | 17.9814 | 18.3656 | 18.9156 | 19.4679 | 19.9656 | 20.4308 | 20.8279 | 21.186 | 21.4348 | 21.6582 | 21.8569 | 22.0417 | 22.1884 | 22.2952 | 22.4379 | 22.5535 | 22.6352 | 22.578 |  | 14.3184 | 13.9925 | 13.8094 | 13.922 | 14.0407 | 14.0954 | 14.2693 | 14.4583 | 14.7908 | 15.1069 | 15.5426 | 16.0084 | 16.3085 | 16.5779 | 16.8909 | 17.1818 | 17.4862 | 17.8515 | 18.2202 | 18.6049 | 18.9483 | 19.3966 | 19.7488 | 20.059 | 20.337 | 20.5791 | 20.7915 | 20.9399 | 21.0977 | 21.2001 | 21.2364 | 21.3166 |  | 14.3184 | 13.9479 | 13.7542 | 13.9657 | 14.1554 | 14.2745 | 14.5062 | 14.6809 | 14.8937 | 15.1015 | 15.3841 | 15.783 | 16.1662 | 16.5106 | 16.8719 | 17.197 | 17.5398 | 17.889 | 18.1888 | 18.4636 | 18.6898 | 18.8827 | 18.989 | 19.0749 | 19.1377 | 19.1882 | 19.1989 | 19.1696 | 19.1683 | 19.1425 | 19.0836 | 19.0594 |  | 14.3184 | 13.9542 | 13.766 | 13.985 | 14.1809 | 14.3122 | 14.5593 | 14.7539 | 15.0191 | 15.2792 | 15.6049 | 16.0127 | 16.3031 | 16.8613 | 17.3903 | 18.17 | 19.973 | 21.8162 | 23.5744 | 25.2917 | 26.9343 | 28.4789 | 29.8709 | 31.2608 | 32.5539 | 33.7759 | 34.8899 | 36.091 | 37.2656 | 38.3402 | 39.0403 | 38.9443 |  | 14.3184 | 13.9161 | 13.6915 | 13.8739 | 14.042 | 14.1532 | 14.4043 | 14.5991 | 14.8504 | 15.1046 | 15.6817 | 17.2636 | 19.1182 | 20.9314 | 22.7599 | 24.5317 | 26.2252 | 27.9675 | 29.627 | 31.2551 | 32.8412 | 34.3043 | 35.6025 | 36.959 | 38.2132 | 38.8171 | 38.735 | 38.7717 | 38.8547 | 38.7835 | 38.7442 | 38.6701
Tardy Gate |  | 11.4508 | 11.2637 | 11.5875 | 12.0953 | 12.2491 | 12.5389 | 12.7207 | 12.9041 | 13.2081 | 13.517 | 13.8747 | 14.2792 | 14.6794 | 14.9927 | 15.2641 | 15.5148 | 15.869 | 16.2115 | 16.5086 | 16.7844 | 16.9857 | 17.172 | 17.3132 | 17.385 | 17.4698 | 17.541 | 17.5741 | 17.5762 | 17.7742 | 17.6048 | 17.599 | 17.5654 |  | 11.4508 | 11.3067 | 11.448 | 11.6994 | 11.7956 | 12.0219 | 12.1431 | 12.2733 | 12.5187 | 12.7747 | 13.0779 | 13.3648 | 13.6293 | 13.853 | 14.0254 | 14.2371 | 14.5236 | 14.754 | 15.0097 | 15.2961 | 15.5744 | 15.8516 | 16.1452 | 16.348 | 16.5384 | 16.6631 | 16.7824 | 16.823 | 17.0452 | 16.9086 | 16.8933 | 16.9186 |  | 11.4508 | 11.2622 | 11.5612 | 12.0365 | 12.1592 | 12.4139 | 12.5488 | 12.6822 | 12.9219 | 13.1668 | 13.4601 | 13.7673 | 14.0874 | 14.3515 | 14.5484 | 14.7703 | 15.0798 | 15.294 | 15.4861 | 15.6801 | 15.8183 | 15.9369 | 16.0244 | 16.0491 | 16.085 | 16.1086 | 16.0938 | 16.0471 | 16.1769 | 15.9719 | 15.9106 | 15.8925 |  | 11.4508 | 11.269 | 11.5804 | 12.0654 | 12.1845 | 12.4257 | 12.5277 | 12.6224 | 12.8325 | 13.0203 | 13.225 | 13.4079 | 13.6447 | 13.8145 | 13.9161 | 14.2604 | 15.5144 | 16.8327 | 18.0664 | 19.2636 | 20.3951 | 21.4753 | 22.4472 | 23.3671 | 24.3096 | 25.1586 | 25.9827 | 26.8047 | 27.8129 | 28.3334 | 28.7811 | 28.786 |  | 11.4508 | 11.2064 | 11.4575 | 11.8831 | 11.9583 | 12.1519 | 12.2339 | 12.3036 | 12.4721 | 12.6263 | 13.0006 | 14.0078 | 15.0749 | 16.0348 | 17.0015 | 18.2355 | 19.4052 | 20.6528 | 21.8155 | 22.9465 | 24.0301 | 25.048 | 25.9595 | 26.8518 | 27.7779 | 28.1339 | 28.1702 | 28.2249 | 28.5226 | 28.2748 | 28.2685 | 28.2817
Tarleton |  | 14.2259 | 13.8765 | 13.8368 | 14.27 | 14.5759 | 14.9187 | 15.3305 | 15.7649 | 16.2432 | 16.7254 | 17.2972 | 18.0607 | 18.7472 | 19.3181 | 19.8831 | 20.3722 | 20.9163 | 21.4519 | 21.9775 | 22.487 | 22.946 | 23.2665 | 23.424 | 23.5289 | 23.6219 | 23.6898 | 23.6671 | 23.6628 | 23.6486 | 23.6206 | 23.5914 | 23.5623 |  | 14.2259 | 13.9298 | 13.8458 | 14.1001 | 14.3012 | 14.5799 | 14.9038 | 15.2405 | 15.6393 | 16.0945 | 16.6008 | 17.12 | 17.4097 | 17.6834 | 17.9575 | 18.3105 | 18.7516 | 19.2391 | 19.7439 | 20.2638 | 20.7952 | 21.4087 | 21.9027 | 22.3489 | 22.7688 | 22.9968 | 23.1812 | 23.3334 | 23.4534 | 23.5198 | 23.5466 | 23.6304 |  | 14.2259 | 13.8732 | 13.7905 | 14.165 | 14.4166 | 14.7013 | 15.0324 | 15.3778 | 15.7448 | 16.1197 | 16.5861 | 17.1811 | 17.717 | 18.1903 | 18.6745 | 19.1161 | 19.6187 | 20.1074 | 20.5837 | 21.039 | 21.4639 | 21.7569 | 21.9105 | 22.0161 | 22.1095 | 22.1805 | 22.1604 | 22.1509 | 22.1284 | 22.0909 | 22.0445 | 22.0272 |  | 14.2259 | 13.8817 | 13.8175 | 14.2083 | 14.4544 | 14.7147 | 15.005 | 15.3233 | 15.7287 | 16.1029 | 16.5025 | 16.9432 | 17.4166 | 17.802 | 18.4576 | 19.2652 | 20.7859 | 22.3027 | 23.7543 | 25.1577 | 26.4809 | 27.7242 | 28.7401 | 29.6977 | 30.6462 | 31.5138 | 32.3453 | 33.1744 | 33.9609 | 34.7356 | 35.2007 | 35.1904 |  | 14.2259 | 13.8333 | 13.7219 | 14.065 | 14.2734 | 14.5184 | 14.8715 | 15.2285 | 15.6035 | 15.9562 | 16.5092 | 17.6698 | 19.0088 | 20.5059 | 21.973 | 23.3782 | 24.7522 | 26.107 | 27.415 | 28.685 | 29.8433 | 30.9007 | 31.8022 | 32.689 | 33.5746 | 34.0021 | 34.0395 | 34.1103 | 34.1575 | 34.194 | 34.2184 | 34.2496
The Height |  | 10.8787 | 10.7671 | 10.7969 | 11.0302 | 11.2122 | 11.4355 | 11.8029 | 12.1654 | 12.4707 | 12.8475 | 13.3393 | 13.9229 | 14.3997 | 14.8593 | 15.2921 | 15.6331 | 16.0711 | 16.5284 | 16.8906 | 17.2188 | 17.5493 | 17.8003 | 17.9504 | 18.1303 | 18.3156 | 18.4224 | 18.5214 | 18.6109 | 18.7351 | 18.8973 | 18.8837 | 18.8957 |  | 10.8787 | 10.7983 | 10.8381 | 11.0254 | 11.161 | 11.3039 | 11.5939 | 11.8998 | 12.1147 | 12.418 | 12.8434 | 13.2759 | 13.6035 | 13.9637 | 14.326 | 14.6354 | 14.9566 | 15.3346 | 15.6776 | 16.0232 | 16.4006 | 16.7594 | 17.0209 | 17.3006 | 17.5782 | 17.7362 | 17.8762 | 17.9821 | 18.0916 | 18.1971 | 18.1012 | 18.1771 |  | 10.8787 | 10.7654 | 10.7685 | 10.9557 | 11.0963 | 11.2768 | 11.5839 | 11.8816 | 12.1088 | 12.4082 | 12.8216 | 13.2848 | 13.6621 | 14.0567 | 14.4376 | 14.7516 | 15.1066 | 15.4761 | 15.7511 | 15.989 | 16.2394 | 16.4175 | 16.5111 | 16.6333 | 16.7591 | 16.8131 | 16.8561 | 16.886 | 16.9448 | 17.0362 | 16.9645 | 16.9887 |  | 10.8787 | 10.773 | 10.7969 | 11.0067 | 11.1539 | 11.3267 | 11.6075 | 11.8688 | 12.0616 | 12.2934 | 12.6039 | 12.9335 | 13.234 | 13.5347 | 13.8171 | 14.1967 | 15.1765 | 16.1638 | 17.0759 | 17.9618 | 19.1087 | 20.1613 | 21.0568 | 21.9753 | 22.8778 | 23.7564 | 24.5517 | 25.3242 | 26.0814 | 26.9628 | 27.2797 | 27.3302 |  | 10.8787 | 10.715 | 10.6827 | 10.8517 | 10.9619 | 11.0946 | 11.3513 | 11.5835 | 11.7395 | 11.9395 | 12.404 | 13.498 | 14.577 | 15.6305 | 16.6789 | 17.6239 | 18.5308 | 19.4544 | 20.3107 | 21.3247 | 22.4417 | 23.4232 | 24.2371 | 25.1148 | 25.9816 | 26.3329 | 26.3925 | 26.4313 | 26.4991 | 26.6642 | 26.582 | 26.638
Thornton |  | 12.6195 | 12.4454 | 12.4867 | 12.7788 | 12.9279 | 13.1148 | 13.3848 | 13.6932 | 14.0432 | 14.4446 | 14.9064 | 15.4568 | 15.9696 | 16.3716 | 16.7978 | 17.1302 | 17.5726 | 18.0093 | 18.3755 | 18.7094 | 19.005 | 19.2476 | 19.3853 | 19.4548 | 19.5556 | 19.614 | 19.6061 | 19.6198 | 19.6487 | 19.645 | 19.6504 | 19.6218 |  | 12.6195 | 12.4929 | 12.4872 | 12.6737 | 12.7805 | 12.9141 | 13.1346 | 13.3915 | 13.6647 | 13.966 | 14.3589 | 14.8694 | 15.0922 | 15.3358 | 15.62 | 15.9112 | 16.2382 | 16.5604 | 16.8937 | 17.2754 | 17.6293 | 18.0637 | 18.404 | 18.6756 | 18.9713 | 19.1401 | 19.2397 | 19.3347 | 19.4184 | 19.4356 | 19.4373 | 19.5118 |  | 12.6195 | 12.4435 | 12.456 | 12.7096 | 12.8222 | 12.9634 | 13.1833 | 13.4307 | 13.6833 | 13.9786 | 14.3545 | 14.7717 | 15.1471 | 15.479 | 15.7957 | 16.099 | 16.4531 | 16.8075 | 17.0923 | 17.3421 | 17.5702 | 17.7502 | 17.8433 | 17.8749 | 17.9343 | 17.9555 | 17.912 | 17.8834 | 17.8662 | 17.8182 | 17.7733 | 17.7629 |  | 12.6195 | 12.4496 | 12.479 | 12.7487 | 12.8617 | 12.9922 | 13.1796 | 13.3878 | 13.6155 | 13.8475 | 14.1154 | 14.3688 | 14.6513 | 14.8719 | 15.0697 | 15.4485 | 16.9022 | 18.3575 | 19.7608 | 21.1488 | 22.4424 | 23.6193 | 24.7305 | 25.7776 | 26.7185 | 27.6614 | 28.5861 | 29.4843 | 30.3763 | 31.2398 | 31.7174 | 31.726 |  | 12.6195 | 12.3772 | 12.3376 | 12.5376 | 12.5998 | 12.678 | 12.8392 | 13.0121 | 13.1825 | 13.3778 | 13.8213 | 15.0112 | 16.1974 | 17.2439 | 18.3564 | 19.7406 | 21.1171 | 22.4771 | 23.798 | 25.1138 | 26.35 | 27.4424 | 28.4892 | 29.5079 | 30.4143 | 30.7651 | 30.8251 | 30.8796 | 30.9878 | 31.0172 | 31.021 | 31.035
Townley St |  | 8.1111 | 7.8775 | 7.8746 | 8.0222 | 8.1741 | 8.2828 | 8.4238 | 8.5985 | 8.7485 | 8.9349 | 9.1758 | 9.4154 | 9.5961 | 9.7673 | 9.9198 | 10.0562 | 10.2742 | 10.45 | 10.6128 | 10.7567 | 10.8836 | 10.9923 | 11.072 | 11.1408 | 11.1997 | 11.2508 | 11.2941 | 11.3272 | 11.3611 | 11.4102 | 11.4591 | 11.4647 |  | 8.1111 | 7.9228 | 7.9295 | 8.017 | 8.1353 | 8.2191 | 8.3236 | 8.4831 | 8.6105 | 8.7899 | 9.0387 | 9.2775 | 9.3707 | 9.4899 | 9.6049 | 9.7198 | 9.8495 | 9.9582 | 10.0834 | 10.2074 | 10.331 | 10.4712 | 10.5825 | 10.6755 | 10.7557 | 10.8209 | 10.8769 | 10.9141 | 10.9439 | 10.9681 | 10.9608 | 10.9733 |  | 8.1111 | 7.8766 | 7.8582 | 7.986 | 8.1194 | 8.2086 | 8.311 | 8.4674 | 8.5545 | 8.7009 | 8.9018 | 9.0818 | 9.2106 | 9.3477 | 9.473 | 9.5934 | 9.7502 | 9.8654 | 9.9663 | 10.047 | 10.1182 | 10.1742 | 10.2084 | 10.2337 | 10.2498 | 10.2592 | 10.2598 | 10.2489 | 10.2377 | 10.23 | 10.2 | 10.185 |  | 8.1111 | 7.8785 | 7.8596 | 7.9859 | 8.1185 | 8.2145 | 8.3281 | 8.4943 | 8.5956 | 8.7289 | 8.8877 | 9.0528 | 9.1839 | 9.3129 | 9.4259 | 9.582 | 9.9672 | 10.2882 | 10.7197 | 11.1999 | 11.6806 | 12.1321 | 12.5539 | 13.0366 | 13.4996 | 13.9494 | 14.3817 | 14.8035 | 15.2082 | 15.6045 | 15.8292 | 15.7918 |  | 8.1111 | 7.8507 | 7.7918 | 7.893 | 8.0211 | 8.098 | 8.2123 | 8.3707 | 8.4701 | 8.6055 | 8.8217 | 9.2626 | 9.6816 | 10.0999 | 10.6901 | 11.2232 | 11.7647 | 12.2975 | 12.8076 | 13.3233 | 13.837 | 14.3177 | 14.8053 | 15.2743 | 15.7236 | 15.9388 | 15.9407 | 15.9252 | 15.9163 | 15.8913 | 15.8647 | 15.8364
Trafford |  | 17.6355 | 17.0296 | 17.1681 | 17.8574 | 18.0997 | 18.2853 | 18.4775 | 18.6451 | 18.8485 | 18.9632 | 19.1297 | 19.2342 | 19.358 | 19.4308 | 19.5036 | 19.6287 | 19.9395 | 20.2294 | 20.5115 | 20.8236 | 21.095 | 21.3354 | 21.6304 | 21.8912 | 22.0979 | 22.3502 | 22.5719 | 22.7971 | 23.0466 | 23.2979 | 23.445 | 23.4056 |  | 17.6355 | 17.091 | 17.03 | 17.3269 | 17.4078 | 17.465 | 17.5386 | 17.6181 | 17.7424 | 17.816 | 17.9469 | 18.0506 | 18.1092 | 18.1307 | 18.1556 | 18.2278 | 18.2465 | 18.2599 | 18.2723 | 18.3113 | 18.329 | 18.3315 | 18.3768 | 18.393 | 18.377 | 18.3788 | 18.382 | 18.3786 | 18.4103 | 18.3858 | 18.3592 | 18.3253 |  | 17.6355 | 17.0294 | 17.1491 | 17.8195 | 18.0429 | 18.2077 | 18.3725 | 18.5188 | 18.6983 | 18.7893 | 18.9311 | 19.0085 | 19.1094 | 19.1646 | 19.2213 | 19.3326 | 19.3883 | 19.4254 | 19.4565 | 19.5165 | 19.5415 | 19.5398 | 19.5836 | 19.5973 | 19.5759 | 19.5733 | 19.5711 | 19.5616 | 19.5892 | 19.5566 | 19.5213 | 19.4777 |  | 17.6355 | 17.03 | 17.1247 | 17.7697 | 17.9663 | 18.1058 | 18.2525 | 18.3724 | 18.5251 | 18.5887 | 18.7007 | 18.749 | 18.8151 | 18.8307 | 18.8455 | 18.9109 | 19.1576 | 19.3824 | 19.5977 | 19.8396 | 20.0406 | 20.2155 | 20.4393 | 20.6246 | 20.7571 | 20.9305 | 21.0733 | 21.2176 | 21.3672 | 21.5474 | 21.6099 | 21.498 |  | 17.6355 | 17.024 | 17.1131 | 17.7515 | 17.9412 | 18.0899 | 18.2604 | 18.4123 | 18.6074 | 18.7225 | 18.8961 | 19.2793 | 19.6838 | 20.0365 | 20.3736 | 20.7605 | 21.0725 | 21.3594 | 21.6619 | 21.9439 | 22.2153 | 22.4545 | 22.7402 | 22.9837 | 23.1686 | 23.3906 | 23.3482 | 23.3114 | 23.2706 | 23.2844 | 23.171 | 23.1057
Trafford Park North |  | 13.4481 | 13.1155 | 12.8574 | 13.1306 | 13.2629 | 13.3008 | 13.3044 | 13.374 | 13.4662 | 13.4202 | 13.5445 | 13.595 | 13.5701 | 13.5647 | 13.6405 | 13.6914 | 13.7152 | 13.8828 | 13.9878 | 14.0624 | 14.1248 | 14.2268 | 14.2838 | 14.4032 | 14.4325 | 14.4905 | 14.7123 | 14.6931 | 14.7993 | 14.7455 | 14.8207 | 14.8333 |  | 13.4481 | 13.1509 | 12.8796 | 13.0141 | 13.0324 | 12.9807 | 12.9141 | 12.9336 | 12.9313 | 12.8901 | 13.0026 | 12.9986 | 12.9637 | 12.9589 | 12.9575 | 12.9634 | 12.9329 | 12.9467 | 12.956 | 12.9584 | 12.9486 | 12.9491 | 12.9712 | 12.9824 | 12.9806 | 12.9015 | 13.0225 | 12.9375 | 13.0614 | 12.8939 | 12.8689 | 12.9088 |  | 13.4481 | 13.1154 | 12.8529 | 13.1248 | 13.2405 | 13.2706 | 13.279 | 13.3511 | 13.4044 | 13.372 | 13.5146 | 13.5174 | 13.5083 | 13.5106 | 13.5352 | 13.5803 | 13.5336 | 13.5923 | 13.6109 | 13.6032 | 13.6109 | 13.6075 | 13.6287 | 13.625 | 13.6227 | 13.5473 | 13.6724 | 13.5811 | 13.7044 | 13.517 | 13.4864 | 13.5209 |  | 13.4481 | 13.1159 | 12.8284 | 13.071 | 13.1725 | 13.1815 | 13.1553 | 13.1926 | 13.2527 | 13.1755 | 13.2605 | 13.275 | 13.2169 | 13.1756 | 13.213 | 13.2258 | 13.2112 | 13.3339 | 13.3958 | 13.428 | 13.4479 | 13.5041 | 13.5173 | 13.5912 | 13.5735 | 13.5913 | 13.747 | 13.6859 | 13.7361 | 13.6457 | 13.6693 | 13.6334 |  | 13.4481 | 13.1155 | 12.8272 | 13.0686 | 13.1711 | 13.189 | 13.1797 | 13.2367 | 13.3347 | 13.2934 | 13.4152 | 13.5793 | 13.651 | 13.7516 | 13.906 | 14.0385 | 14.0864 | 14.2551 | 14.3583 | 14.4286 | 14.4854 | 14.5815 | 14.63 | 14.7458 | 14.759 | 14.8101 | 14.9365 | 14.8226 | 14.8328 | 14.6859 | 14.6671 | 14.6643
Trimpell |  | 3.5076 | 3.3764 | 3.4177 | 3.572 | 3.6199 | 3.6666 | 3.7245 | 3.7969 | 3.8548 | 3.9239 | 3.9999 | 4.0998 | 4.1716 | 4.2354 | 4.3086 | 4.3473 | 4.4869 | 4.6105 | 4.7317 | 4.8547 | 4.9621 | 5.0759 | 5.1899 | 5.2351 | 5.2565 | 5.3802 | 5.4313 | 5.4796 | 5.4367 | 5.477 | 5.5042 | 5.4768 |  | 3.5076 | 3.3893 | 3.3842 | 3.4625 | 3.4848 | 3.5068 | 3.539 | 3.5897 | 3.6282 | 3.6803 | 3.74 | 3.8107 | 3.8488 | 3.8874 | 3.9401 | 3.9662 | 4.0131 | 4.0657 | 4.1314 | 4.176 | 4.2532 | 4.3695 | 4.4386 | 4.4809 | 4.51 | 4.588 | 4.6128 | 4.5965 | 4.5536 | 4.5549 | 4.5409 | 4.5392 |  | 3.5076 | 3.3761 | 3.4088 | 3.5533 | 3.5917 | 3.6281 | 3.6722 | 3.7313 | 3.7739 | 3.8275 | 3.888 | 3.9663 | 4.0211 | 4.0736 | 4.1371 | 4.165 | 4.2126 | 4.2577 | 4.3105 | 4.3517 | 4.3924 | 4.4709 | 4.4958 | 4.4883 | 4.469 | 4.5194 | 4.4912 | 4.5089 | 4.4092 | 4.3947 | 4.371 | 4.3508 |  | 3.5076 | 3.3767 | 3.4115 | 3.5577 | 3.5954 | 3.63 | 3.6716 | 3.7264 | 3.7696 | 3.8192 | 3.8675 | 3.9219 | 3.9598 | 3.9917 | 4.0322 | 4.0605 | 4.2422 | 4.4776 | 4.7353 | 4.961 | 5.1966 | 5.511 | 5.6102 | 5.7973 | 6.0014 | 6.2907 | 6.5794 | 6.7604 | 6.5715 | 6.7189 | 6.8181 | 6.8326 |  | 3.5076 | 3.3678 | 3.394 | 3.5316 | 3.5628 | 3.5936 | 3.6398 | 3.697 | 3.7375 | 3.786 | 3.86 | 4.0906 | 4.302 | 4.498 | 4.7119 | 4.8805 | 5.0717 | 5.3187 | 5.5686 | 5.783 | 6.0122 | 6.331 | 6.4111 | 6.5988 | 6.8073 | 7.036 | 7.175 | 7.1995 | 6.8517 | 6.8497 | 6.848 | 6.8674
Trinity |  | 12.6728 | 12.2749 | 14.5307 | 17.0954 | 17.3221 | 17.5145 | 17.7414 | 17.844 | 18.0129 | 18.138 | 18.264 | 18.3898 | 18.483 | 18.6649 | 18.719 | 18.7458 | 18.9398 | 19.0029 | 19.0606 | 19.1656 | 19.2223 | 19.2635 | 19.3221 | 19.3906 | 19.5306 | 19.7028 | 19.8089 | 19.9807 | 20.1499 | 20.3363 | 20.5245 | 20.4997 |  | 12.6728 | 12.3317 | 13.4558 | 14.7647 | 14.8758 | 15.0137 | 15.1932 | 15.29 | 15.4522 | 15.6088 | 15.7909 | 15.9849 | 16.0268 | 16.1655 | 16.1823 | 16.1865 | 16.3123 | 16.3439 | 16.3614 | 16.4271 | 16.4625 | 16.4931 | 16.5467 | 16.6094 | 16.6628 | 16.6416 | 16.6221 | 16.6683 | 16.662 | 16.6046 | 16.6043 | 16.5598 |  | 12.6728 | 12.2744 | 14.5224 | 17.0774 | 17.2956 | 17.479 | 17.6922 | 17.785 | 17.9372 | 18.0494 | 18.1675 | 18.2765 | 18.3457 | 18.5187 | 18.5559 | 18.5755 | 18.7418 | 18.7805 | 18.8084 | 18.8845 | 18.9157 | 18.9325 | 18.9689 | 19.0154 | 19.0346 | 19.0287 | 19.0284 | 19.1056 | 19.1278 | 19.0738 | 19.1104 | 19.0703 |  | 12.6728 | 12.2725 | 14.5006 | 17.0368 | 17.2345 | 17.3967 | 17.5924 | 17.6639 | 17.7997 | 17.891 | 17.9808 | 18.0657 | 18.1199 | 18.2605 | 18.2745 | 18.2634 | 18.4187 | 18.4456 | 18.4676 | 18.5342 | 18.8294 | 19.1159 | 19.3365 | 19.616 | 19.8792 | 20.1166 | 20.2936 | 20.5224 | 20.7626 | 21.0272 | 21.1236 | 21.044 |  | 12.6728 | 12.2536 | 14.4618 | 16.9773 | 17.1558 | 17.304 | 17.4976 | 17.5648 | 17.7128 | 17.8175 | 17.9232 | 18.0699 | 18.2139 | 18.438 | 18.5354 | 18.601 | 18.9035 | 19.361 | 19.6849 | 20.0024 | 20.3787 | 20.6754 | 20.9129 | 21.2225 | 21.5153 | 21.5959 | 21.5606 | 21.5872 | 21.6445 | 21.7055 | 21.6966 | 21.6432
Tulketh |  | 14.6499 | 14.3121 | 14.2386 | 14.6368 | 14.8202 | 15.0106 | 15.3994 | 15.7657 | 16.1636 | 16.5442 | 17.083 | 17.7174 | 18.209 | 18.6508 | 19.0664 | 19.429 | 19.8994 | 20.3927 | 20.7681 | 21.0905 | 21.342 | 21.5583 | 21.7036 | 21.8062 | 21.8952 | 21.9765 | 21.9938 | 21.9688 | 21.9178 | 21.9225 | 21.8712 | 21.8071 |  | 14.6499 | 14.3656 | 14.2296 | 14.4667 | 14.5759 | 14.6944 | 15.0023 | 15.2985 | 15.6234 | 15.9443 | 16.4298 | 16.942 | 17.2621 | 17.5977 | 17.9442 | 18.2441 | 18.5148 | 18.8848 | 19.2097 | 19.5163 | 19.8499 | 20.196 | 20.4641 | 20.709 | 20.9252 | 21.1736 | 21.3699 | 21.4933 | 21.5574 | 21.632 | 21.6063 | 21.6995 |  | 14.6499 | 14.3098 | 14.1969 | 14.5428 | 14.6772 | 14.8149 | 15.1288 | 15.4148 | 15.7126 | 15.9959 | 16.4349 | 16.9159 | 17.2828 | 17.6448 | 17.9971 | 18.2888 | 18.6034 | 18.9662 | 19.197 | 19.3755 | 19.5468 | 19.6901 | 19.7832 | 19.8422 | 19.8878 | 19.927 | 19.9014 | 19.8315 | 19.7354 | 19.6882 | 19.5906 | 19.5446 |  | 14.6499 | 14.3207 | 14.2294 | 14.5938 | 14.7269 | 14.8489 | 15.1222 | 15.3515 | 15.5821 | 15.7607 | 16.0557 | 16.3703 | 16.6377 | 16.8775 | 17.0994 | 17.5885 | 19.1573 | 20.7841 | 22.3052 | 23.7488 | 25.1621 | 26.5168 | 28.1036 | 29.6152 | 31.1117 | 32.5177 | 33.8817 | 35.2028 | 36.6927 | 37.7454 | 38.5332 | 38.486 |  | 14.6499 | 14.2533 | 14.0965 | 14.3952 | 14.4786 | 14.548 | 14.7808 | 14.9697 | 15.1625 | 15.3121 | 15.9355 | 17.6942 | 19.4254 | 21.0502 | 22.712 | 24.2599 | 25.7154 | 27.263 | 28.6868 | 30.0358 | 31.4034 | 32.7795 | 34.231 | 35.6608 | 37.0887 | 37.7874 | 37.8057 | 37.7934 | 38.0563 | 37.7975 | 37.7393 | 37.6967
Ulverston |  | 9.7393 | 9.5414 | 9.5828 | 9.9328 | 10.098 | 10.274 | 10.5306 | 10.7984 | 11.1027 | 11.3567 | 11.7266 | 12.1911 | 12.5445 | 12.845 | 13.1742 | 13.4288 | 13.7744 | 14.141 | 14.4553 | 14.75 | 14.9716 | 15.1765 | 15.3259 | 15.3833 | 15.4679 | 15.5095 | 15.5581 | 15.5297 | 15.5221 | 15.5486 | 15.5343 | 15.4804 |  | 9.7393 | 9.5821 | 9.5503 | 9.7591 | 9.8714 | 9.9974 | 10.1967 | 10.4167 | 10.6555 | 10.8929 | 11.2274 | 11.5681 | 11.748 | 11.9633 | 12.1703 | 12.3603 | 12.5878 | 12.8464 | 13.1112 | 13.3733 | 13.6373 | 13.9609 | 14.2495 | 14.4447 | 14.6557 | 14.781 | 14.9184 | 14.9617 | 15.0084 | 15.0644 | 15.0557 | 15.1024 |  | 9.7393 | 9.5394 | 9.5506 | 9.8609 | 9.9892 | 10.1256 | 10.327 | 10.5361 | 10.7502 | 10.9528 | 11.2521 | 11.5897 | 11.8379 | 12.1103 | 12.3599 | 12.5738 | 12.8314 | 13.1008 | 13.3258 | 13.5291 | 13.6772 | 13.8096 | 13.8993 | 13.9078 | 13.9402 | 13.9535 | 13.9406 | 13.8819 | 13.8119 | 13.7946 | 13.7346 | 13.7041 |  | 9.7393 | 9.546 | 9.5754 | 9.9025 | 10.0336 | 10.1627 | 10.3443 | 10.5309 | 10.7409 | 10.9132 | 11.1463 | 11.378 | 11.5699 | 11.7665 | 11.9333 | 12.2337 | 13.1631 | 14.0932 | 14.9807 | 15.8079 | 16.7314 | 17.7105 | 18.6125 | 19.4453 | 20.244 | 20.9819 | 21.7409 | 22.4367 | 23.2042 | 23.8095 | 24.1992 | 24.1427 |  | 9.7393 | 9.5039 | 9.4929 | 9.7787 | 9.8772 | 9.98 | 10.1657 | 10.3469 | 10.5276 | 10.6761 | 11.073 | 12.0963 | 13.0974 | 14.0747 | 15.0285 | 15.9112 | 16.7711 | 17.6361 | 18.4588 | 19.2224 | 20.1879 | 21.0717 | 21.9 | 22.6862 | 23.4416 | 23.7983 | 23.7987 | 23.7803 | 23.8476 | 23.7466 | 23.6952 | 23.6437
Union Rd |  | 16.1052 | 15.8337 | 15.7632 | 15.9615 | 16.1511 | 16.4605 | 16.7015 | 16.8701 | 17.2041 | 17.5654 | 17.9599 | 18.2835 | 18.6226 | 18.9689 | 19.2834 | 19.511 | 19.9418 | 20.4746 | 20.8448 | 21.1923 | 21.6112 | 21.9199 | 22.104 | 22.3746 | 22.6467 | 22.8216 | 22.9627 | 23.1459 | 23.3537 | 23.6462 | 23.6254 | 23.5823 |  | 16.1052 | 15.9155 | 15.8548 | 15.972 | 16.1183 | 16.3829 | 16.578 | 16.7568 | 17.0322 | 17.3861 | 17.7842 | 18.1981 | 18.3447 | 18.6082 | 18.8729 | 19.0599 | 19.2665 | 19.6092 | 19.83 | 20.0564 | 20.3832 | 20.6892 | 20.8758 | 21.1355 | 21.3928 | 21.5381 | 21.6551 | 21.7927 | 21.9354 | 22.1351 | 22.0168 | 22.0566 |  | 16.1052 | 15.8323 | 15.731 | 15.892 | 16.046 | 16.3154 | 16.5033 | 16.6204 | 16.8897 | 17.1859 | 17.515 | 17.7281 | 18.0113 | 18.3059 | 18.4561 | 18.728 | 18.9529 | 19.2252 | 19.4027 | 19.5573 | 19.7887 | 19.9205 | 19.9478 | 20.0558 | 20.1644 | 20.1872 | 20.1768 | 20.2004 | 20.2439 | 20.3596 | 20.2024 | 20.1798 |  | 16.1052 | 15.8363 | 15.7492 | 15.9215 | 16.0778 | 16.3472 | 16.5313 | 16.6373 | 16.9086 | 17.1905 | 17.4758 | 17.6152 | 17.8505 | 18.0797 | 18.1849 | 18.5742 | 19.7929 | 20.9695 | 22.1466 | 23.3163 | 24.4153 | 25.4124 | 26.4029 | 27.3119 | 28.2723 | 29.1627 | 29.9398 | 30.9099 | 31.8198 | 33.0419 | 33.2148 | 33.1792 |  | 16.1052 | 15.7552 | 15.5894 | 15.6834 | 15.7787 | 15.9825 | 16.1273 | 16.1916 | 16.4083 | 16.6428 | 17.1309 | 18.3617 | 19.724 | 21.0624 | 22.2215 | 23.4956 | 24.6424 | 25.7925 | 26.9605 | 28.0949 | 29.2893 | 30.3034 | 31.2138 | 32.2079 | 33.1585 | 33.4688 | 33.262 | 33.1665 | 33.1228 | 33.1199 | 32.8722 | 32.6458
Upholland |  | 12.5756 | 12.2943 | 12.2112 | 12.5034 | 12.7674 | 13.0868 | 13.4793 | 13.8904 | 14.3748 | 14.8946 | 15.4883 | 16.2519 | 16.889 | 17.4259 | 17.9292 | 18.3795 | 18.8958 | 19.3736 | 19.7944 | 20.1747 | 20.4916 | 20.7013 | 20.8129 | 20.8811 | 20.9197 | 20.925 | 20.8837 | 20.8321 | 20.7677 | 20.6934 | 20.6186 | 20.4979 |  | 12.5756 | 12.3386 | 12.2468 | 12.419 | 12.5718 | 12.7779 | 13.0405 | 13.3247 | 13.67 | 14.0575 | 14.5113 | 15.0082 | 15.3956 | 15.7624 | 16.133 | 16.4978 | 16.8972 | 17.3287 | 17.7791 | 18.2385 | 18.6926 | 19.2159 | 19.6622 | 20.0435 | 20.3799 | 20.6331 | 20.8492 | 21.0189 | 21.1449 | 21.2195 | 21.2489 | 21.3031 |  | 12.5756 | 12.2912 | 12.1659 | 12.3997 | 12.6085 | 12.8674 | 13.1753 | 13.4921 | 13.8564 | 14.2568 | 14.7307 | 15.3054 | 15.7884 | 16.229 | 16.6471 | 17.0318 | 17.4774 | 17.8867 | 18.2407 | 18.5537 | 18.8324 | 19.02 | 19.1316 | 19.2055 | 19.2503 | 19.2646 | 19.2285 | 19.1754 | 19.1086 | 19.0385 | 18.9587 | 18.8732 |  | 12.5756 | 12.3014 | 12.2001 | 12.4543 | 12.6594 | 12.8955 | 13.1552 | 13.4163 | 13.7408 | 14.0545 | 14.3818 | 14.7499 | 15.1108 | 15.401 | 15.6567 | 16.1368 | 17.4861 | 18.8167 | 20.093 | 21.3165 | 22.4615 | 23.5055 | 24.8842 | 26.1644 | 27.3904 | 28.5832 | 29.7581 | 30.8551 | 31.952 | 33.0163 | 33.6618 | 33.6645 |  | 12.5756 | 12.2401 | 12.0799 | 12.275 | 12.4366 | 12.6339 | 12.8944 | 13.146 | 13.4329 | 13.718 | 14.2952 | 15.7784 | 17.246 | 18.594 | 19.9323 | 21.1945 | 22.4073 | 23.602 | 24.748 | 25.8527 | 26.8868 | 27.8677 | 29.1109 | 30.2933 | 31.4276 | 31.9923 | 32.0958 | 32.1529 | 32.2691 | 32.3148 | 32.345 | 32.3747
Urmston |  | 11.1327 | 10.9295 | 10.8859 | 11.0866 | 11.3366 | 11.6086 | 11.943 | 12.2849 | 12.6933 | 13.1025 | 13.5626 | 14.0894 | 14.5742 | 14.9599 | 15.3176 | 15.6638 | 16.066 | 16.4427 | 16.7796 | 17.104 | 17.3705 | 17.5707 | 17.7403 | 17.861 | 17.9434 | 18.0215 | 18.069 | 18.1039 | 18.1319 | 18.1654 | 18.1776 | 18.1048 |  | 11.1327 | 10.9749 | 10.9467 | 11.0712 | 11.238 | 11.4286 | 11.6691 | 11.9244 | 12.2402 | 12.5669 | 12.9513 | 13.3394 | 13.6604 | 13.944 | 14.2339 | 14.5482 | 14.8214 | 15.1147 | 15.4153 | 15.7358 | 16.0387 | 16.3621 | 16.6619 | 16.8896 | 17.0719 | 17.2801 | 17.4671 | 17.6149 | 17.7319 | 17.8245 | 17.864 | 17.9202 |  | 11.1327 | 10.927 | 10.8465 | 10.9983 | 11.2025 | 11.4252 | 11.6914 | 11.96 | 12.2763 | 12.5961 | 12.9674 | 13.3582 | 13.7256 | 14.038 | 14.3381 | 14.6503 | 14.9674 | 15.2562 | 15.4828 | 15.6857 | 15.8527 | 15.9658 | 16.0783 | 16.1472 | 16.182 | 16.2147 | 16.2192 | 16.2092 | 16.1886 | 16.1824 | 16.1357 | 16.0913 |  | 11.1327 | 10.9331 | 10.8722 | 11.0422 | 11.2469 | 11.4589 | 11.6943 | 11.9171 | 12.1776 | 12.4069 | 12.6525 | 12.8995 | 13.1827 | 13.3911 | 13.5787 | 13.996 | 15.1566 | 16.3034 | 17.4076 | 18.5222 | 19.8737 | 21.1381 | 22.3666 | 23.5091 | 24.5865 | 25.6291 | 26.6488 | 27.6421 | 28.6126 | 29.5756 | 30.1601 | 30.1842 |  | 11.1327 | 10.8816 | 10.7706 | 10.8904 | 11.0567 | 11.2279 | 11.4341 | 11.6276 | 11.8607 | 12.0699 | 12.5441 | 13.8263 | 15.1587 | 16.3894 | 17.5935 | 18.7829 | 19.8803 | 20.9691 | 22.0173 | 23.2252 | 24.5296 | 25.7268 | 26.8838 | 27.9853 | 29.0215 | 29.4983 | 29.5529 | 29.5922 | 29.6393 | 29.6744 | 29.685 | 29.7139
Victoria Park |  | 16.1337 | 15.4444 | 15.4389 | 16.1325 | 18.3809 | 20.6479 | 22.933 | 25.1829 | 27.3052 | 28.6776 | 29.7944 | 30.783 | 30.9696 | 31.1907 | 31.0381 | 31.2384 | 31.5669 | 31.5587 | 31.7047 | 31.7228 | 31.889 | 31.731 | 31.8718 | 32.028 | 32.0336 | 32.0637 | 32.0496 | 32.1431 | 32.1429 | 32.1363 | 32.2304 | 32.0976 |  | 16.1337 | 15.5055 | 15.3829 | 15.7297 | 17.805 | 19.9291 | 22.0908 | 24.2436 | 26.296 | 27.6151 | 28.714 | 29.7077 | 29.8308 | 29.9954 | 29.806 | 29.9616 | 30.1832 | 30.1307 | 30.237 | 30.1997 | 30.3267 | 30.1594 | 30.2696 | 30.3976 | 30.3859 | 30.3953 | 30.3623 | 30.4311 | 30.4074 | 30.3859 | 30.4554 | 30.3366 |  | 16.1337 | 15.4439 | 15.4312 | 16.1158 | 18.3563 | 20.6151 | 22.8892 | 25.1285 | 27.2386 | 28.5993 | 29.7065 | 30.6809 | 30.8503 | 31.0591 | 30.8975 | 31.0904 | 31.3818 | 31.3437 | 31.4646 | 31.4454 | 31.5815 | 31.4038 | 31.5144 | 31.644 | 31.6272 | 31.6335 | 31.5948 | 31.6615 | 31.6314 | 31.6029 | 31.6683 | 31.537 |  | 16.1337 | 15.4447 | 15.396 | 16.0449 | 18.2479 | 20.4684 | 22.7069 | 24.9077 | 26.9803 | 28.2974 | 29.3596 | 30.292 | 30.4187 | 30.578 | 30.3701 | 30.5071 | 30.7688 | 30.7003 | 30.7796 | 30.7358 | 30.8333 | 30.6149 | 30.6872 | 30.7717 | 30.7101 | 30.6694 | 30.5868 | 30.6059 | 30.5365 | 30.4567 | 30.4644 | 30.265 |  | 16.1337 | 15.4375 | 15.381 | 16.0217 | 18.2163 | 20.4426 | 22.7008 | 24.934 | 27.0519 | 28.4276 | 29.5596 | 30.6044 | 30.8566 | 31.1402 | 31.0457 | 31.3001 | 31.6522 | 31.657 | 31.8138 | 31.8427 | 32.0174 | 31.8584 | 32.0089 | 32.1673 | 32.1721 | 32.1744 | 32.126 | 32.1832 | 32.1477 | 32.0968 | 32.1476 | 31.9971
Warbreck |  | 10.0884 | 9.8536 | 9.7671 | 9.9034 | 9.9998 | 10.0907 | 10.2452 | 10.4081 | 10.5946 | 10.7772 | 11.0104 | 11.2995 | 11.5172 | 11.7075 | 11.8751 | 12.019 | 12.2132 | 12.3975 | 12.5446 | 12.6665 | 12.7794 | 12.8698 | 12.9005 | 12.9468 | 12.9875 | 13.0018 | 12.9592 | 12.9432 | 12.9276 | 12.8995 | 12.8924 | 12.8228 |  | 10.0884 | 9.8932 | 9.7983 | 9.8647 | 9.9139 | 9.9581 | 10.0585 | 10.1712 | 10.3051 | 10.4398 | 10.6278 | 10.8315 | 10.9576 | 11.0914 | 11.2234 | 11.3547 | 11.4868 | 11.637 | 11.7844 | 11.9304 | 12.0898 | 12.2824 | 12.4079 | 12.531 | 12.6423 | 12.747 | 12.8009 | 12.8668 | 12.9213 | 12.9495 | 12.9808 | 12.9862 |  | 10.0884 | 9.8521 | 9.7449 | 9.8533 | 9.9234 | 9.9859 | 10.1005 | 10.22 | 10.352 | 10.4811 | 10.6603 | 10.8655 | 11.0144 | 11.1607 | 11.2941 | 11.4193 | 11.5714 | 11.7119 | 11.8147 | 11.8908 | 11.967 | 12.0243 | 12.0333 | 12.0588 | 12.0787 | 12.0746 | 12.015 | 11.9819 | 11.9544 | 11.924 | 11.8774 | 11.8128 |  | 10.0884 | 9.8523 | 9.7513 | 9.8634 | 9.9262 | 9.9737 | 10.06 | 10.1415 | 10.2277 | 10.2891 | 10.3804 | 10.487 | 10.5766 | 10.6525 | 10.7129 | 10.9178 | 11.6449 | 12.3788 | 13.084 | 13.7616 | 14.4185 | 15.0341 | 15.6203 | 16.1936 | 16.7665 | 17.3086 | 17.7881 | 18.3029 | 18.9286 | 19.5588 | 19.9066 | 19.8994 |  | 10.0884 | 9.8102 | 9.6692 | 9.7417 | 9.7757 | 9.7914 | 9.8536 | 9.9124 | 9.9796 | 10.0277 | 10.2755 | 11.0763 | 11.856 | 12.5924 | 13.3332 | 14.0446 | 14.7317 | 15.4306 | 16.0984 | 16.7427 | 17.3905 | 17.992 | 18.5295 | 19.0816 | 19.6373 | 19.5307 | 19.4209 | 19.4303 | 19.453 | 19.4392 | 19.421 | 19.4149
Wardleworth |  | 13.3382 | 12.9827 | 13.0698 | 13.7834 | 13.8683 | 13.9273 | 14.2143 | 14.4105 | 14.597 | 14.7274 | 15.0775 | 15.3391 | 15.4212 | 15.6917 | 15.8989 | 16.1327 | 16.4507 | 16.7605 | 17.0675 | 17.3459 | 17.573 | 17.8002 | 17.9928 | 18.1844 | 18.3628 | 18.5276 | 18.6562 | 18.8293 | 18.9793 | 19.1196 | 19.2983 | 19.3333 |  | 13.3382 | 13.0354 | 12.9518 | 13.3783 | 13.3769 | 13.3637 | 13.5748 | 13.7145 | 13.8522 | 13.9562 | 14.2581 | 14.5943 | 14.7591 | 14.9072 | 15.0998 | 15.3007 | 15.4699 | 15.6612 | 15.8822 | 16.0983 | 16.2925 | 16.5298 | 16.7268 | 16.8931 | 17.033 | 17.1539 | 17.2518 | 17.3116 | 17.3713 | 17.4075 | 17.4345 | 17.4813 |  | 13.3382 | 12.9822 | 13.0522 | 13.7455 | 13.8111 | 13.8488 | 14.1056 | 14.2734 | 14.4259 | 14.5223 | 14.8347 | 15.0464 | 15.059 | 15.271 | 15.4144 | 15.5604 | 15.6841 | 15.8775 | 16.048 | 16.1824 | 16.3137 | 16.4129 | 16.4638 | 16.5233 | 16.5798 | 16.6153 | 16.6136 | 16.6502 | 16.6658 | 16.6731 | 16.7121 | 16.7494 |  | 13.3382 | 12.9864 | 13.0529 | 13.7428 | 13.8026 | 13.8363 | 14.091 | 14.2565 | 14.4223 | 14.529 | 14.8404 | 15.0386 | 15.0423 | 15.2348 | 15.3538 | 15.589 | 16.323 | 17.2166 | 18.0713 | 18.8727 | 19.6687 | 20.4116 | 21.0858 | 21.7478 | 22.4049 | 23.0568 | 23.7947 | 24.5052 | 25.2342 | 25.8879 | 26.2655 | 26.2139 |  | 13.3382 | 12.9419 | 12.9662 | 13.6118 | 13.6399 | 13.6461 | 13.89 | 14.0456 | 14.1976 | 14.2991 | 14.735 | 15.5752 | 16.2363 | 17.2108 | 18.0666 | 18.9437 | 19.7462 | 20.6033 | 21.425 | 22.2272 | 22.9747 | 23.6746 | 24.3158 | 24.9699 | 25.6751 | 25.9855 | 25.9959 | 25.9803 | 26.0311 | 25.9766 | 25.9246 | 25.8886
Warton |  | 13.8184 | 13.4103 | 13.1874 | 13.4303 | 13.6661 | 13.801 | 13.9109 | 14.0669 | 14.235 | 14.3867 | 14.5183 | 14.7451 | 14.8612 | 14.9371 | 15.0355 | 15.1257 | 15.2299 | 15.3073 | 15.3844 | 15.4579 | 15.5033 | 15.5401 | 15.5634 | 15.5773 | 15.5784 | 15.595 | 15.5482 | 15.5261 | 15.51 | 15.4873 | 15.4522 | 15.4278 |  | 13.8184 | 13.4541 | 13.2134 | 13.2891 | 13.4158 | 13.4542 | 13.4813 | 13.5678 | 13.6775 | 13.786 | 13.8881 | 14.075 | 14.1352 | 14.1713 | 14.238 | 14.3078 | 14.3797 | 14.4373 | 14.5089 | 14.5849 | 14.6442 | 14.7182 | 14.7758 | 14.8171 | 14.8428 | 14.8945 | 14.8923 | 14.9067 | 14.9202 | 14.9169 | 14.8913 | 14.9037 |  | 13.8184 | 13.4098 | 13.18 | 13.4137 | 13.6403 | 13.7651 | 13.861 | 14.0012 | 14.1492 | 14.2805 | 14.3914 | 14.5854 | 14.6766 | 14.7375 | 14.8239 | 14.9079 | 14.9969 | 15.0587 | 15.1197 | 15.1764 | 15.2088 | 15.2336 | 15.2481 | 15.2543 | 15.2479 | 15.2568 | 15.2029 | 15.1723 | 15.1468 | 15.1147 | 15.0694 | 15.049 |  | 13.8184 | 13.4134 | 13.1623 | 13.3731 | 13.5722 | 13.6669 | 13.7304 | 13.8355 | 13.9502 | 14.0412 | 14.1008 | 14.2296 | 14.2691 | 14.2725 | 14.2966 | 14.3596 | 14.5665 | 14.7466 | 14.9276 | 15.1019 | 15.2472 | 15.4082 | 15.609 | 15.8239 | 16.0461 | 16.2302 | 16.3806 | 16.5618 | 16.7396 | 16.9068 | 17.0187 | 16.8603 |  | 13.8184 | 13.3946 | 13.125 | 13.3174 | 13.5015 | 13.5897 | 13.6629 | 13.7834 | 13.9168 | 14.0352 | 14.1725 | 14.5353 | 14.8076 | 15.0408 | 15.2912 | 15.5313 | 15.7575 | 15.9542 | 16.1529 | 16.3462 | 16.5085 | 16.7255 | 16.9094 | 17.1201 | 17.3398 | 17.3713 | 17.2847 | 17.2457 | 17.2101 | 17.1765 | 17.1719 | 17.1296
Waterhead |  | 8.2636 | 8.185 | 8.1221 | 8.2521 | 8.3885 | 8.5053 | 8.6918 | 8.8731 | 9.0454 | 9.2664 | 9.555 | 9.8418 | 10.1131 | 10.3422 | 10.5552 | 10.7336 | 10.9856 | 11.2279 | 11.449 | 11.654 | 11.831 | 11.9726 | 12.0838 | 12.1816 | 12.2681 | 12.342 | 12.3939 | 12.445 | 12.4815 | 12.5222 | 12.5607 | 12.5441 |  | 8.2636 | 8.2217 | 8.176 | 8.2801 | 8.389 | 8.4746 | 8.6263 | 8.7777 | 8.9197 | 9.1134 | 9.3748 | 9.5935 | 9.7741 | 9.9437 | 10.1144 | 10.2696 | 10.446 | 10.635 | 10.8223 | 11.0151 | 11.2057 | 11.4114 | 11.5853 | 11.7382 | 11.8767 | 12.0057 | 12.1218 | 12.2279 | 12.3071 | 12.3728 | 12.4169 | 12.4733 |  | 8.2636 | 8.1838 | 8.1031 | 8.2095 | 8.3234 | 8.4159 | 8.5683 | 8.7132 | 8.8406 | 9.0165 | 9.2586 | 9.4768 | 9.6911 | 9.8842 | 10.0691 | 10.2287 | 10.4208 | 10.6002 | 10.7507 | 10.8872 | 11.0101 | 11.0996 | 11.1695 | 11.2303 | 11.2808 | 11.3195 | 11.3361 | 11.3473 | 11.3511 | 11.3549 | 11.3599 | 11.361 |  | 8.2636 | 8.1887 | 8.1198 | 8.2354 | 8.3493 | 8.4349 | 8.5682 | 8.6885 | 8.7937 | 8.9278 | 9.108 | 9.2457 | 9.4096 | 9.5442 | 9.669 | 9.9519 | 10.8612 | 11.7701 | 12.648 | 13.5023 | 14.3147 | 15.0641 | 15.8398 | 16.6673 | 17.4632 | 18.2366 | 18.9914 | 19.7168 | 20.4286 | 21.1188 | 21.5044 | 21.4647 |  | 8.2636 | 8.1349 | 8.0147 | 8.0782 | 8.1534 | 8.1965 | 8.3001 | 8.3884 | 8.4578 | 8.5605 | 8.9103 | 9.8333 | 10.7997 | 11.7085 | 12.6197 | 13.4782 | 14.3243 | 15.1734 | 15.9885 | 16.7869 | 17.5585 | 18.3664 | 19.1745 | 19.9514 | 20.6995 | 21.0045 | 21.0116 | 20.9922 | 21.0003 | 20.9611 | 20.9207 | 20.8784
Waterswallows |  | 10.3197 | 10.1004 | 9.8231 | 9.8945 | 9.9459 | 10.1413 | 10.166 | 10.1719 | 10.3464 | 10.3649 | 10.4961 | 10.6678 | 10.9031 | 10.9161 | 11.0812 | 11.1756 | 11.3243 | 11.5251 | 11.6825 | 11.8157 | 11.9481 | 12.0707 | 12.1599 | 12.2737 | 12.368 | 12.4857 | 12.5064 | 12.5977 | 12.6844 | 12.7246 | 12.7767 | 12.7578 |  | 10.3197 | 10.1357 | 9.8842 | 9.8814 | 9.8636 | 9.9954 | 9.964 | 9.9098 | 10.057 | 10.0469 | 10.1547 | 10.2271 | 10.4717 | 10.4343 | 10.3762 | 10.433 | 10.4954 | 10.6238 | 10.7266 | 10.8193 | 10.9297 | 11.0797 | 11.1535 | 11.2565 | 11.3422 | 11.4724 | 11.4063 | 11.4316 | 11.473 | 11.4524 | 11.4254 | 11.4161 |  | 10.3197 | 10.1 | 9.8154 | 9.8772 | 9.9193 | 10.1035 | 10.1134 | 10.1091 | 10.2571 | 10.2577 | 10.3641 | 10.4605 | 10.7064 | 10.6899 | 10.7413 | 10.8186 | 10.9095 | 11.0076 | 11.1002 | 11.182 | 11.2407 | 11.3356 | 11.3316 | 11.3787 | 11.4082 | 11.4599 | 11.4229 | 11.4486 | 11.4694 | 11.4486 | 11.4366 | 11.4186 |  | 10.3197 | 10.1003 | 9.8016 | 9.8506 | 9.8786 | 10.0481 | 10.0471 | 10.0553 | 10.1677 | 10.2871 | 10.4469 | 10.6937 | 10.8517 | 11.024 | 11.17 | 11.3572 | 11.6996 | 12.0438 | 12.3792 | 12.7017 | 13.0063 | 13.2868 | 13.5003 | 13.7237 | 13.9189 | 14.1373 | 14.2436 | 14.4249 | 14.5982 | 14.7128 | 14.7843 | 14.7091 |  | 10.3197 | 10.0885 | 9.7783 | 9.8156 | 9.8396 | 9.9978 | 9.9997 | 10.0852 | 10.1952 | 10.3396 | 10.5874 | 11.1025 | 11.5313 | 11.9664 | 12.3712 | 12.7721 | 13.1133 | 13.4539 | 13.7916 | 14.1172 | 14.4224 | 14.6979 | 14.9135 | 15.1489 | 15.3549 | 15.5062 | 15.4227 | 15.4247 | 15.4258 | 15.3642 | 15.3174 | 15.2622
Weaste |  | 15.3096 | 14.9395 | 14.7338 | 15.2409 | 15.3552 | 15.5682 | 15.7404 | 15.9484 | 16.2311 | 16.5353 | 16.6497 | 17.0745 | 17.1131 | 17.2736 | 17.4592 | 17.6914 | 17.9488 | 18.1919 | 18.4197 | 18.6759 | 19.0277 | 19.3405 | 19.5058 | 19.7715 | 20.0371 | 20.229 | 20.4759 | 20.6592 | 20.8552 | 21.1246 | 21.2162 | 21.269 |  | 15.3096 | 14.9957 | 14.7999 | 15.1635 | 15.1335 | 15.2407 | 15.3236 | 15.4067 | 15.6294 | 15.8376 | 15.9874 | 16.3117 | 16.3201 | 16.4902 | 16.5255 | 16.589 | 16.6904 | 16.7782 | 16.8165 | 16.9272 | 17.0459 | 17.129 | 17.2911 | 17.3215 | 17.4237 | 17.4546 | 17.561 | 17.6511 | 17.5463 | 17.6159 | 17.6264 | 17.5839 |  | 15.3096 | 14.9385 | 14.7157 | 15.2006 | 15.2949 | 15.4859 | 15.6287 | 15.8066 | 16.0517 | 16.3185 | 16.3988 | 16.7671 | 16.759 | 16.8853 | 17.0408 | 17.251 | 17.4176 | 17.5687 | 17.6247 | 17.7401 | 17.8535 | 17.9 | 18.0284 | 18.0223 | 18.0919 | 18.1038 | 18.1982 | 18.2783 | 18.1948 | 18.2913 | 18.2321 | 18.2779 |  | 15.3096 | 14.9393 | 14.6996 | 15.1705 | 15.2489 | 15.4247 | 15.5599 | 15.7284 | 15.9689 | 16.2283 | 16.299 | 16.6695 | 16.6639 | 16.7761 | 16.9115 | 17.0941 | 17.3555 | 17.9873 | 18.4785 | 18.8888 | 19.3921 | 19.8484 | 20.1487 | 20.5416 | 20.9306 | 21.2404 | 21.6098 | 21.9074 | 22.214 | 22.595 | 22.6564 | 22.628 |  | 15.3096 | 14.9205 | 14.662 | 15.113 | 15.1759 | 15.3438 | 15.4828 | 15.6627 | 15.9251 | 16.2157 | 16.3312 | 16.863 | 17.281 | 17.8726 | 18.5577 | 19.1112 | 19.6255 | 20.2887 | 20.8015 | 21.2248 | 21.7622 | 22.2442 | 22.5561 | 22.9837 | 23.4092 | 23.5345 | 23.5884 | 23.5665 | 23.5664 | 23.6392 | 23.5104 | 23.5215
Werneth |  | 9.1509 | 9.0642 | 8.9752 | 9.0876 | 9.2105 | 9.3115 | 9.483 | 9.6455 | 9.7969 | 9.999 | 10.2626 | 10.5177 | 10.7504 | 10.946 | 11.1279 | 11.2797 | 11.5192 | 11.7504 | 11.9494 | 12.1364 | 12.306 | 12.4521 | 12.5795 | 12.7024 | 12.8161 | 12.9188 | 13.003 | 13.083 | 13.16 | 13.2361 | 13.3177 | 13.3238 |  | 9.1509 | 9.1099 | 9.0525 | 9.1546 | 9.2626 | 9.3443 | 9.4962 | 9.646 | 9.7868 | 9.9816 | 10.2423 | 10.4667 | 10.6289 | 10.78 | 10.9312 | 11.0691 | 11.2168 | 11.3748 | 11.5281 | 11.6858 | 11.8404 | 12.0035 | 12.1402 | 12.26 | 12.3666 | 12.483 | 12.5877 | 12.6773 | 12.7523 | 12.8116 | 12.8593 | 12.9137 |  | 9.1509 | 9.0634 | 8.9586 | 9.0507 | 9.154 | 9.2336 | 9.3751 | 9.5061 | 9.619 | 9.7817 | 10.0042 | 10.1995 | 10.384 | 10.5487 | 10.706 | 10.8442 | 11.0083 | 11.1632 | 11.2858 | 11.3951 | 11.4936 | 11.5716 | 11.637 | 11.6996 | 11.7535 | 11.7974 | 11.822 | 11.8408 | 11.8558 | 11.8697 | 11.8864 | 11.8992 |  | 9.1509 | 9.0669 | 8.9709 | 9.0686 | 9.17 | 9.2416 | 9.365 | 9.4714 | 9.5566 | 9.6756 | 9.8423 | 9.975 | 10.1186 | 10.2362 | 10.3468 | 10.6037 | 11.4474 | 12.2893 | 13.1026 | 13.8953 | 14.6504 | 15.348 | 16.0338 | 16.6759 | 17.2988 | 17.9047 | 18.496 | 19.0699 | 19.6275 | 20.1718 | 20.4067 | 20.2941 |  | 9.1509 | 9.0062 | 8.8522 | 8.8909 | 8.9481 | 8.9694 | 9.0507 | 9.1159 | 9.164 | 9.2502 | 9.5666 | 10.4258 | 11.3212 | 12.1729 | 13.0181 | 13.8197 | 14.6071 | 15.3968 | 16.1543 | 16.897 | 17.6189 | 18.2665 | 18.8907 | 19.4939 | 20.0795 | 20.1492 | 20.0565 | 19.9452 | 19.8488 | 19.7323 | 19.6225 | 19.5117
Wesley Place Bacup |  | 9.777 | 9.6128 | 9.6123 | 9.8017 | 9.9382 | 10.087 | 10.2816 | 10.5001 | 10.749 | 11.0238 | 11.3362 | 11.7165 | 12.0254 | 12.3185 | 12.5894 | 12.8179 | 13.1833 | 13.5179 | 13.8083 | 14.0676 | 14.303 | 14.5197 | 14.6654 | 14.8091 | 14.9334 | 15.0576 | 15.1398 | 15.2248 | 15.3023 | 15.377 | 15.4505 | 15.425 |  | 9.777 | 9.6564 | 9.6499 | 9.7782 | 9.9042 | 10.0176 | 10.1854 | 10.3783 | 10.6083 | 10.8707 | 11.1767 | 11.5126 | 11.723 | 11.9173 | 12.1134 | 12.2948 | 12.4881 | 12.6825 | 12.8843 | 13.0853 | 13.2881 | 13.5497 | 13.7356 | 13.9017 | 14.0406 | 14.1882 | 14.3 | 14.3972 | 14.47 | 14.5169 | 14.5393 | 14.5946 |  | 9.777 | 9.6119 | 9.5903 | 9.7564 | 9.8619 | 9.9921 | 10.1513 | 10.317 | 10.4944 | 10.7083 | 10.9649 | 11.2618 | 11.5021 | 11.715 | 11.9185 | 12.0991 | 12.3275 | 12.5456 | 12.7191 | 12.8605 | 12.9894 | 13.1028 | 13.1595 | 13.2166 | 13.2561 | 13.2956 | 13.2943 | 13.2924 | 13.2824 | 13.2694 | 13.2522 | 13.2412 |  | 9.777 | 9.6191 | 9.6112 | 9.7875 | 9.8981 | 10.0265 | 10.1783 | 10.3281 | 10.4898 | 10.6577 | 10.8372 | 11.028 | 11.1904 | 11.3145 | 11.4468 | 11.7547 | 12.7904 | 13.8029 | 15.0356 | 16.2095 | 17.3407 | 18.4357 | 19.4267 | 20.3244 | 21.1734 | 22.0518 | 22.8461 | 23.6522 | 24.4287 | 25.1873 | 25.6316 | 25.5946 |  | 9.777 | 9.563 | 9.4998 | 9.6222 | 9.6867 | 9.774 | 9.8938 | 10.0102 | 10.1372 | 10.2751 | 10.6408 | 11.7298 | 12.817 | 13.8369 | 14.8443 | 15.8256 | 16.8796 | 18.0404 | 19.2043 | 20.2979 | 21.3772 | 22.4105 | 23.318 | 24.1549 | 24.9446 | 25.3123 | 25.2618 | 25.2262 | 25.2054 | 25.153 | 25.0977 | 25.068
West Didsbury |  | 13.0818 | 12.8654 | 13.164 | 13.7438 | 13.9536 | 14.2244 | 14.4982 | 14.8152 | 15.1752 | 15.535 | 15.9653 | 16.4845 | 16.9201 | 17.3058 | 17.6669 | 17.9898 | 18.4181 | 18.8412 | 19.2267 | 19.5753 | 19.8689 | 20.1396 | 20.3726 | 20.5685 | 20.7654 | 20.935 | 21.0887 | 21.2233 | 21.357 | 21.4905 | 21.6512 | 21.6535 |  | 13.0818 | 12.9152 | 13.0528 | 13.3992 | 13.5488 | 13.7623 | 13.9774 | 14.2436 | 14.552 | 14.8673 | 15.2551 | 15.6767 | 15.986 | 16.2879 | 16.5884 | 16.8817 | 17.1876 | 17.5232 | 17.8417 | 18.1531 | 18.4483 | 18.7797 | 19.0638 | 19.2959 | 19.5223 | 19.7447 | 19.9594 | 20.1351 | 20.2878 | 20.4131 | 20.5337 | 20.6146 |  | 13.0818 | 12.8637 | 13.1358 | 13.6807 | 13.8577 | 14.0923 | 14.3169 | 14.5816 | 14.8762 | 15.1719 | 15.5376 | 15.9585 | 16.3133 | 16.6471 | 16.9668 | 17.2661 | 17.5901 | 17.9061 | 18.1836 | 18.4219 | 18.6167 | 18.7912 | 18.9382 | 19.0525 | 19.1667 | 19.2555 | 19.3252 | 19.3737 | 19.4194 | 19.4637 | 19.5286 | 19.5421 |  | 13.0818 | 12.87 | 13.1586 | 13.7141 | 13.888 | 14.1073 | 14.3011 | 14.5271 | 14.7841 | 15.0146 | 15.2885 | 15.5932 | 15.8767 | 16.1279 | 16.364 | 16.7616 | 17.8243 | 18.8911 | 19.9127 | 20.893 | 21.8131 | 22.6856 | 23.5294 | 24.4598 | 25.435 | 26.2922 | 27.166 | 28.0339 | 28.8529 | 29.6592 | 30.0787 | 30.0684 |  | 13.0818 | 12.8014 | 13.0242 | 13.513 | 13.638 | 13.8024 | 13.9606 | 14.1476 | 14.3604 | 14.5552 | 14.9985 | 16.1421 | 17.2885 | 18.3746 | 19.4615 | 20.5021 | 21.5038 | 22.5109 | 23.478 | 24.4049 | 25.2846 | 26.2265 | 27.1719 | 28.0909 | 29.0381 | 29.2525 | 29.3192 | 29.3791 | 29.4365 | 29.4514 | 29.4676 | 29.4689
Westgate |  | 14.1879 | 13.8334 | 13.7384 | 13.9721 | 14.2062 | 14.4498 | 14.8046 | 15.2055 | 15.6068 | 16.0686 | 16.602 | 17.286 | 17.8335 | 18.3057 | 18.7872 | 19.1221 | 19.7458 | 20.3484 | 20.9472 | 21.4524 | 22.0983 | 22.6431 | 22.8024 | 23.0733 | 23.3251 | 23.8875 | 24.0116 | 23.9414 | 23.8711 | 24.013 | 24.2252 | 24.1362 |  | 14.1879 | 13.8981 | 13.829 | 14.0091 | 14.1901 | 14.3785 | 14.6691 | 15.0222 | 15.3759 | 15.8024 | 16.3003 | 17.001 | 17.2099 | 17.4964 | 17.8548 | 18.124 | 18.4747 | 18.8598 | 19.2774 | 19.6431 | 20.0926 | 20.76 | 20.8699 | 21.2085 | 21.6204 | 22.1463 | 22.2771 | 22.078 | 22.0789 | 22.1551 | 22.2093 | 22.3213 |  | 14.1879 | 13.8312 | 13.6899 | 13.8657 | 14.0451 | 14.2296 | 14.5035 | 14.8212 | 15.1222 | 15.4838 | 15.9172 | 16.4528 | 16.8786 | 17.2722 | 17.6883 | 17.9897 | 18.3735 | 18.7357 | 19.0927 | 19.3615 | 19.6803 | 20.0825 | 19.9523 | 20.0461 | 20.2104 | 20.5416 | 20.4896 | 20.0977 | 20.0278 | 19.9981 | 19.9577 | 19.9763 |  | 14.1879 | 13.8394 | 13.73 | 13.9358 | 14.1265 | 14.3098 | 14.5637 | 14.8548 | 15.1554 | 15.4795 | 15.8277 | 16.2178 | 16.558 | 16.846 | 17.149 | 17.5999 | 19.1336 | 20.6623 | 22.1631 | 23.8201 | 25.7394 | 27.5808 | 28.9843 | 30.7537 | 31.6788 | 33.3229 | 35.0186 | 36.3555 | 37.9259 | 38.6841 | 38.4141 | 38.1473 |  | 14.1879 | 13.7624 | 13.5746 | 13.7001 | 13.8306 | 13.9574 | 14.1936 | 14.4501 | 14.6834 | 14.9463 | 15.5249 | 17.2162 | 18.886 | 20.4463 | 22.0607 | 23.496 | 24.9276 | 26.3553 | 27.9138 | 29.5926 | 31.4606 | 33.2611 | 34.6052 | 36.2751 | 37.0669 | 38.1117 | 38.5854 | 38.6592 | 39.0506 | 38.9354 | 37.5285 | 37.2752
Westhoughton |  | 17.662 | 17.3974 | 17.8818 | 18.7279 | 19.0077 | 19.2453 | 19.7523 | 20.132 | 20.5193 | 21.013 | 21.6912 | 22.4457 | 22.9588 | 23.5178 | 24.0359 | 24.4132 | 24.9763 | 25.6113 | 26.1034 | 26.5732 | 27.0346 | 27.4025 | 27.607 | 27.7859 | 27.9708 | 28.2013 | 28.243 | 28.3147 | 28.3958 | 28.5628 | 28.4862 | 28.3938 |  | 17.662 | 17.4745 | 17.7108 | 18.2391 | 18.4562 | 18.6329 | 19.0559 | 19.3347 | 19.6251 | 20.0326 | 20.6167 | 21.1663 | 21.4563 | 21.8653 | 22.2796 | 22.6178 | 22.985 | 23.4812 | 23.8849 | 24.2973 | 24.7964 | 25.3085 | 25.669 | 26.0639 | 26.4352 | 26.7318 | 26.95 | 27.159 | 27.345 | 27.5399 | 27.4831 | 27.6091 |  | 17.662 | 17.3946 | 17.8341 | 18.6206 | 18.8441 | 19.0206 | 19.4403 | 19.6991 | 19.9494 | 20.3198 | 20.8708 | 21.4346 | 21.7978 | 22.257 | 22.6962 | 23.0341 | 23.4387 | 23.9057 | 24.2053 | 24.4624 | 24.7722 | 24.9587 | 25.02 | 25.1394 | 25.2457 | 25.2815 | 25.2515 | 25.2467 | 25.2593 | 25.3398 | 25.1598 | 25.0986 |  | 17.662 | 17.4001 | 17.8721 | 18.6878 | 18.9179 | 19.0832 | 19.4686 | 19.6771 | 19.8886 | 20.1539 | 20.5446 | 20.8981 | 21.1387 | 21.4478 | 21.7313 | 22.2383 | 23.9197 | 25.8812 | 28.0364 | 30.0308 | 32.2753 | 34.2305 | 35.6643 | 37.361 | 39.0686 | 40.6342 | 42.0631 | 43.4514 | 44.8126 | 46.5244 | 46.9789 | 47.0465 |  | 17.662 | 17.2853 | 17.6477 | 18.3518 | 18.5007 | 18.5757 | 18.896 | 19.036 | 19.1613 | 19.3539 | 20.0266 | 21.8523 | 23.5551 | 25.2389 | 26.991 | 28.578 | 30.2986 | 32.4991 | 34.4829 | 36.297 | 38.4771 | 40.3039 | 41.54 | 43.1574 | 44.8021 | 45.3803 | 45.3757 | 45.3727 | 45.4809 | 45.8139 | 45.4987 | 45.5722
Westlinton |  | 4.3364 | 4.1349 | 4.1859 | 4.5498 | 4.7034 | 4.7435 | 4.9174 | 4.9942 | 5.1381 | 5.2715 | 5.4761 | 5.8192 | 6.1322 | 6.4148 | 6.6721 | 6.9264 | 7.2243 | 7.5163 | 7.902 | 8.3245 | 8.7114 | 8.9269 | 9.0592 | 9.0983 | 9.1212 | 9.1376 | 9.1681 | 9.1677 | 9.2456 | 9.16 | 9.1526 | 9.0943 |  | 4.3364 | 4.1674 | 4.1342 | 4.3476 | 4.4564 | 4.4634 | 4.5995 | 4.6535 | 4.777 | 4.8669 | 5.0442 | 5.2017 | 5.2377 | 5.3271 | 5.4086 | 5.5406 | 5.7933 | 6.0707 | 6.3751 | 6.7039 | 7.0501 | 7.4477 | 7.8393 | 8.1932 | 8.5231 | 8.5777 | 8.6504 | 8.6767 | 8.7837 | 8.7282 | 8.7385 | 8.7347 |  | 4.3364 | 4.1339 | 4.1698 | 4.514 | 4.6491 | 4.6705 | 4.8173 | 4.8677 | 4.9783 | 5.044 | 5.2266 | 5.4958 | 5.7486 | 5.9977 | 6.2287 | 6.4674 | 6.7077 | 6.9416 | 7.269 | 7.6318 | 7.9668 | 8.1342 | 8.2241 | 8.2243 | 8.2095 | 8.1895 | 8.1806 | 8.1425 | 8.1736 | 8.0564 | 8.0079 | 7.9606 |  | 4.3364 | 4.1342 | 4.1696 | 4.5113 | 4.6373 | 4.6439 | 4.7712 | 4.8364 | 5.0698 | 5.2456 | 5.4914 | 5.7082 | 5.9274 | 6.1216 | 6.3532 | 6.6545 | 7.0733 | 7.5105 | 7.9224 | 8.3105 | 8.6675 | 8.9925 | 9.1676 | 9.302 | 9.4391 | 9.5563 | 9.672 | 9.778 | 9.8758 | 9.9802 | 10.1099 | 10.0874 |  | 4.3364 | 4.1199 | 4.1411 | 4.4679 | 4.5803 | 4.6121 | 4.8734 | 5.0338 | 5.2543 | 5.4192 | 5.6762 | 6.026 | 6.3978 | 6.7328 | 7.1757 | 7.5942 | 7.9962 | 8.4001 | 8.7915 | 9.1651 | 9.417 | 9.6168 | 9.7865 | 9.9303 | 10.0779 | 10.3373 | 10.3431 | 10.3428 | 10.338 | 10.3379 | 10.3209 | 10.3066
Whalley |  | 13.0301 | 12.8228 | 12.8869 | 13.261 | 13.5387 | 13.8121 | 14.1576 | 14.5254 | 14.9277 | 15.3332 | 15.8064 | 16.4202 | 16.9837 | 17.47 | 17.9293 | 18.3268 | 18.8357 | 19.3255 | 19.8194 | 20.2655 | 20.6793 | 20.9651 | 21.1594 | 21.3158 | 21.4425 | 21.5283 | 21.6045 | 21.6507 | 21.6874 | 21.7297 | 21.7638 | 21.7132 |  | 13.0301 | 12.8739 | 12.8945 | 13.1307 | 13.3293 | 13.5208 | 13.7787 | 14.0717 | 14.3995 | 14.7455 | 15.1549 | 15.5956 | 15.9229 | 16.2248 | 16.5311 | 16.831 | 17.2052 | 17.6029 | 18.0217 | 18.4371 | 18.8445 | 19.2972 | 19.7029 | 20.0434 | 20.3465 | 20.5299 | 20.7168 | 20.8301 | 20.9277 | 20.9888 | 21.0096 | 21.071 |  | 13.0301 | 12.8201 | 12.8452 | 13.168 | 13.3986 | 13.6225 | 13.9002 | 14.1961 | 14.5103 | 14.8322 | 15.2252 | 15.7142 | 16.1626 | 16.5751 | 16.9751 | 17.3384 | 17.759 | 18.157 | 18.5399 | 18.8908 | 19.201 | 19.4141 | 19.5672 | 19.6581 | 19.728 | 19.7736 | 19.8078 | 19.7956 | 19.785 | 19.7719 | 19.7483 | 19.7282 |  | 13.0301 | 12.8305 | 12.8817 | 13.2297 | 13.4688 | 13.6862 | 13.9458 | 14.2324 | 14.5858 | 14.9144 | 15.2664 | 15.6517 | 16.0584 | 16.4006 | 16.7237 | 17.1509 | 18.1483 | 19.1196 | 20.0453 | 20.9142 | 22.0708 | 23.063 | 23.8997 | 24.8884 | 25.5351 | 26.1125 | 26.8433 | 27.4871 | 28.14 | 28.7821 | 29.1627 | 29.1243 |  | 13.0301 | 12.7614 | 12.7457 | 13.0262 | 13.2137 | 13.3925 | 13.6787 | 13.9738 | 14.2864 | 14.5826 | 15.0577 | 16.1253 | 17.2124 | 18.2318 | 19.2139 | 20.1258 | 21.0188 | 21.88 | 22.7048 | 23.6261 | 24.7143 | 25.5403 | 26.2639 | 27.1897 | 27.7492 | 27.8954 | 27.9611 | 27.9698 | 27.9997 | 28.0297 | 28.058 | 28.0492
Whalley Range |  | 20.5093 | 20.1699 | 20.1586 | 20.6888 | 21.0357 | 21.4317 | 21.9335 | 22.4149 | 22.9585 | 23.5323 | 24.2006 | 24.9492 | 25.6214 | 26.2248 | 26.7868 | 27.2828 | 27.8715 | 28.4544 | 29.0304 | 29.5518 | 29.9952 | 30.3911 | 30.7134 | 30.9777 | 31.2343 | 31.455 | 31.6576 | 31.8306 | 32.0008 | 32.1696 | 32.3795 | 32.3411 |  | 20.5093 | 20.2502 | 20.1987 | 20.5393 | 20.7788 | 21.0771 | 21.4787 | 21.8777 | 22.3429 | 22.859 | 23.4837 | 24.1117 | 24.5543 | 24.9934 | 25.4266 | 25.8404 | 26.2816 | 26.7557 | 27.2307 | 27.7001 | 28.1509 | 28.6544 | 29.0794 | 29.429 | 29.7613 | 30.0447 | 30.3128 | 30.5217 | 30.6961 | 30.8288 | 30.9596 | 31.0419 |  | 20.5093 | 20.1669 | 20.1143 | 20.5888 | 20.8839 | 21.2241 | 21.6483 | 22.0457 | 22.4839 | 22.9551 | 23.5217 | 24.1129 | 24.6435 | 25.1533 | 25.6391 | 26.0892 | 26.606 | 27.0942 | 27.518 | 27.8687 | 28.2012 | 28.4551 | 28.6439 | 28.8265 | 29.031 | 29.0909 | 29.1749 | 29.2387 | 29.2909 | 29.3344 | 29.374 | 29.3946 |  | 20.5093 | 20.1729 | 20.1314 | 20.614 | 20.8964 | 21.2055 | 21.5773 | 21.9156 | 22.3009 | 22.6803 | 23.1154 | 23.5523 | 24.008 | 24.4204 | 24.8044 | 25.4131 | 26.9244 | 28.4222 | 29.9551 | 31.4583 | 32.8651 | 34.1779 | 35.4384 | 36.5748 | 37.6961 | 38.7619 | 39.8251 | 40.8195 | 41.7901 | 42.7372 | 43.2766 | 43.2003 |  | 20.5093 | 20.0954 | 19.9788 | 20.3851 | 20.6083 | 20.8574 | 21.1939 | 21.4956 | 21.8379 | 22.1855 | 22.8857 | 24.461 | 26.1906 | 27.9014 | 29.5874 | 31.1915 | 32.7353 | 34.2742 | 35.7441 | 37.1523 | 38.4857 | 39.6994 | 40.8552 | 41.925 | 42.9862 | 42.9455 | 43.0381 | 43.0332 | 43.0465 | 43.0334 | 43 | 42.9592
Whasset |  | 12.8535 | 12.5387 | 12.4361 | 12.8154 | 12.9664 | 12.973 | 13.2451 | 13.4472 | 13.6419 | 13.6052 | 13.9959 | 14.2913 | 14.3184 | 14.6366 | 14.9002 | 15.0439 | 15.2443 | 15.5757 | 15.9076 | 16.0969 | 16.4137 | 16.6149 | 16.6632 | 16.7536 | 16.9035 | 17.0032 | 16.9469 | 17.0338 | 16.9894 | 17.0553 | 17.0017 | 16.9455 |  | 12.8535 | 12.5964 | 12.4667 | 12.7347 | 12.8403 | 12.8082 | 13.0399 | 13.2173 | 13.395 | 13.3584 | 13.7367 | 13.949 | 13.8377 | 14.0309 | 14.1864 | 14.264 | 14.3623 | 14.6104 | 14.8474 | 14.9578 | 15.2219 | 15.5005 | 15.6668 | 15.8862 | 16.1544 | 16.2642 | 16.2326 | 16.323 | 16.2848 | 16.3411 | 16.2694 | 16.2788 |  | 12.8535 | 12.5375 | 12.4128 | 12.7638 | 12.8886 | 12.868 | 13.1009 | 13.2636 | 13.4107 | 13.3324 | 13.6743 | 13.9029 | 13.8791 | 14.1572 | 14.389 | 14.5168 | 14.6177 | 14.8441 | 15.0724 | 15.1664 | 15.3883 | 15.4999 | 15.4736 | 15.487 | 15.5556 | 15.5787 | 15.4577 | 15.4663 | 15.3554 | 15.3442 | 15.2244 | 15.1828 |  | 12.8535 | 12.5365 | 12.4105 | 12.7567 | 12.8671 | 12.823 | 13.0233 | 13.1658 | 13.3425 | 13.2776 | 13.6 | 13.7518 | 13.6884 | 13.9076 | 14.0789 | 14.2155 | 14.6325 | 15.1815 | 15.6797 | 16.0515 | 16.6007 | 17.1029 | 17.5356 | 17.923 | 18.3123 | 18.6146 | 18.9694 | 19.2625 | 19.6696 | 19.8822 | 20.0252 | 19.9485 |  | 12.8535 | 12.494 | 12.327 | 12.6304 | 12.7073 | 12.649 | 12.8933 | 13.0643 | 13.2198 | 13.1417 | 13.5239 | 14.0745 | 14.4016 | 15.0226 | 15.583 | 16.0139 | 16.376 | 16.8801 | 17.3356 | 17.848 | 18.3085 | 18.7093 | 19.0973 | 19.4563 | 19.8208 | 19.95 | 19.9475 | 19.8986 | 19.9705 | 19.8538 | 19.7856 | 19.7322
Whinfell |  | 3.1102 | 3.1315 | 3.1449 | 3.1317 | 3.1393 | 3.1472 | 3.1482 | 3.1234 | 3.1413 | 3.1596 | 3.1352 | 3.1663 | 3.1443 | 3.1348 | 3.1148 | 3.1404 | 3.136 | 3.1199 | 3.1313 | 3.1252 | 3.1216 | 3.1103 | 3.1196 | 3.1192 | 3.1091 | 3.1248 | 3.1299 | 3.1319 | 3.1127 | 3.1229 | 3.1316 | 3.1191 |  | 3.1102 | 3.1314 | 3.1448 | 3.1313 | 3.1386 | 3.1461 | 3.1467 | 3.1216 | 3.1392 | 3.1572 | 3.1326 | 3.1636 | 3.1416 | 3.1319 | 3.1119 | 3.1374 | 3.133 | 3.1169 | 3.1283 | 3.1222 | 3.1185 | 3.1072 | 3.1165 | 3.116 | 3.1059 | 3.1216 | 3.1267 | 3.1287 | 3.1094 | 3.1197 | 3.1283 | 3.1158 |  | 3.1102 | 3.1315 | 3.1449 | 3.1317 | 3.1393 | 3.1472 | 3.1482 | 3.1234 | 3.1413 | 3.1596 | 3.1352 | 3.1663 | 3.1443 | 3.1348 | 3.1148 | 3.1404 | 3.136 | 3.1199 | 3.1313 | 3.1252 | 3.1216 | 3.1103 | 3.1196 | 3.1192 | 3.1091 | 3.1248 | 3.1299 | 3.1319 | 3.1127 | 3.1229 | 3.1316 | 3.1191 |  | 3.1102 | 3.1315 | 3.1452 | 3.1324 | 3.1405 | 3.1491 | 3.1509 | 3.1269 | 3.1454 | 3.1642 | 3.1399 | 3.1711 | 3.149 | 3.1394 | 3.1193 | 3.1449 | 3.1404 | 3.1242 | 3.1356 | 3.1295 | 3.1258 | 3.1143 | 3.1236 | 3.1231 | 3.113 | 3.1286 | 3.1337 | 3.1356 | 3.1163 | 3.1266 | 3.1352 | 3.1226 |  | 3.1102 | 3.1315 | 3.1452 | 3.1324 | 3.1405 | 3.1491 | 3.1509 | 3.1269 | 3.1454 | 3.1642 | 3.1399 | 3.1711 | 3.149 | 3.1394 | 3.1193 | 3.1449 | 3.1404 | 3.1242 | 3.1356 | 3.1295 | 3.1258 | 3.1143 | 3.1236 | 3.1231 | 3.113 | 3.1286 | 3.1337 | 3.1356 | 3.1163 | 3.1266 | 3.1352 | 3.1226
Whittle Le Woods |  | 10.4003 | 10.3058 | 10.3618 | 10.6524 | 10.8475 | 11.0663 | 11.4058 | 11.7833 | 12.1641 | 12.5251 | 13.0284 | 13.6122 | 14.0688 | 14.5008 | 14.9214 | 15.2764 | 15.7479 | 16.1895 | 16.5577 | 16.8985 | 17.1948 | 17.4108 | 17.6009 | 17.7604 | 17.8834 | 17.9798 | 18.0725 | 18.1524 | 18.2338 | 18.3121 | 18.3769 | 18.3598 |  | 10.4003 | 10.3331 | 10.3586 | 10.5573 | 10.7033 | 10.8637 | 11.1385 | 11.4624 | 11.7871 | 12.0986 | 12.551 | 13.0227 | 13.3486 | 13.6953 | 14.0256 | 14.3451 | 14.6567 | 14.9969 | 15.3332 | 15.6636 | 15.9895 | 16.3022 | 16.5712 | 16.8249 | 17.0326 | 17.1922 | 17.3427 | 17.453 | 17.5308 | 17.5583 | 17.5357 | 17.5811 |  | 10.4003 | 10.3042 | 10.3366 | 10.5957 | 10.7606 | 10.9416 | 11.2197 | 11.5407 | 11.8511 | 12.1434 | 12.5755 | 13.0504 | 13.4207 | 13.7972 | 14.1425 | 14.4655 | 14.8121 | 15.1554 | 15.4319 | 15.6648 | 15.8758 | 16.0489 | 16.1724 | 16.2675 | 16.3653 | 16.4384 | 16.4573 | 16.4869 | 16.518 | 16.5308 | 16.5621 | 16.5757 |  | 10.4003 | 10.3176 | 10.3685 | 10.6428 | 10.8099 | 10.9816 | 11.2384 | 11.5217 | 11.7947 | 12.0208 | 12.356 | 12.7069 | 13.0007 | 13.2855 | 13.536 | 13.9269 | 14.8985 | 15.8473 | 16.8293 | 18.0139 | 19.1369 | 20.1764 | 21.1556 | 22.0816 | 22.96 | 23.8179 | 24.6594 | 25.48 | 26.2935 | 27.0861 | 27.5657 | 27.6219 |  | 10.4003 | 10.2587 | 10.2527 | 10.4692 | 10.5931 | 10.7185 | 10.9434 | 11.1929 | 11.426 | 11.6203 | 12.1052 | 13.2146 | 14.2598 | 15.2389 | 16.2441 | 17.2031 | 18.1176 | 19.0466 | 20.1916 | 21.3102 | 22.3856 | 23.3597 | 24.2749 | 25.1637 | 26.0051 | 26.3876 | 26.4916 | 26.6004 | 26.7806 | 26.8553 | 26.9141 | 26.9767
Whitworth |  | 3.8542 | 3.7529 | 3.609 | 3.6771 | 3.7557 | 3.7511 | 3.7895 | 3.9015 | 3.8763 | 3.939 | 4.0523 | 4.1932 | 4.2964 | 4.3942 | 4.4865 | 4.5654 | 4.6565 | 4.7496 | 4.8384 | 4.9206 | 4.9949 | 5.044 | 5.0713 | 5.0925 | 5.1089 | 5.1186 | 5.1185 | 5.1192 | 5.1165 | 5.1111 | 5.1128 | 5.0966 |  | 3.8542 | 3.7667 | 3.6335 | 3.6798 | 3.7368 | 3.7122 | 3.7334 | 3.8301 | 3.7942 | 3.8363 | 3.9383 | 4.0172 | 4.0548 | 4.1167 | 4.1808 | 4.2441 | 4.315 | 4.3985 | 4.4845 | 4.5704 | 4.6597 | 4.7586 | 4.8398 | 4.9143 | 4.9814 | 5.0231 | 5.0576 | 5.0867 | 5.108 | 5.1198 | 5.1315 | 5.1427 |  | 3.8542 | 3.7527 | 3.6057 | 3.6695 | 3.7439 | 3.7356 | 3.7668 | 3.8713 | 3.8381 | 3.88 | 3.9818 | 4.0698 | 4.1106 | 4.1923 | 4.2719 | 4.344 | 4.4207 | 4.4985 | 4.573 | 4.6411 | 4.7043 | 4.7451 | 4.7677 | 4.7844 | 4.7967 | 4.8032 | 4.7989 | 4.7944 | 4.7863 | 4.7754 | 4.7683 | 4.7574 |  | 3.8542 | 3.7541 | 3.6041 | 3.6649 | 3.7352 | 3.722 | 3.7498 | 3.8516 | 3.8249 | 3.8715 | 3.9727 | 4.0488 | 4.0397 | 4.0612 | 4.1064 | 4.195 | 4.445 | 4.6987 | 4.9472 | 5.1879 | 5.4205 | 5.6301 | 5.8123 | 5.988 | 6.156 | 6.3178 | 6.4704 | 6.6226 | 6.7665 | 6.9222 | 7.0311 | 7.0119 |  | 3.8542 | 3.7444 | 3.5848 | 3.6357 | 3.698 | 3.6822 | 3.714 | 3.8191 | 3.7909 | 3.8373 | 3.9781 | 4.2292 | 4.4061 | 4.6738 | 4.937 | 5.1841 | 5.4159 | 5.6551 | 5.885 | 6.1023 | 6.3094 | 6.4872 | 6.6439 | 6.8042 | 6.9573 | 6.966 | 6.9146 | 6.873 | 6.8708 | 6.8627 | 6.8527 | 6.8401
Wigton |  | 22.5182 | 22.0963 | 21.8326 | 21.9712 | 22.1594 | 22.4285 | 22.694 | 22.8747 | 23.2056 | 23.5006 | 23.8467 | 24.408 | 25.0028 | 25.4417 | 25.7485 | 26.1742 | 26.75 | 27.2558 | 27.8974 | 28.6301 | 29.2918 | 29.6639 | 29.9356 | 30.0812 | 30.1514 | 30.209 | 30.2805 | 30.319 | 30.5067 | 30.4098 | 30.4313 | 30.2893 |  | 22.5182 | 22.1834 | 21.9501 | 21.9665 | 22.0662 | 22.2572 | 22.4502 | 22.5852 | 22.8816 | 23.1646 | 23.4629 | 24.0164 | 24.249 | 24.1794 | 24.349 | 24.5343 | 24.8873 | 25.3047 | 25.7631 | 26.2931 | 26.8346 | 27.4277 | 28.0407 | 28.6082 | 29.0874 | 29.148 | 29.2326 | 29.2547 | 29.4254 | 29.3066 | 29.2823 | 29.2324 |  | 22.5182 | 22.0946 | 21.7987 | 21.8977 | 22.0487 | 22.2767 | 22.487 | 22.6128 | 22.8752 | 23.1033 | 23.3839 | 23.8485 | 24.3582 | 24.7444 | 25.0131 | 25.4135 | 25.8252 | 26.1702 | 26.6526 | 27.224 | 27.738 | 27.9705 | 28.1114 | 28.1308 | 28.0817 | 28.0229 | 27.9749 | 27.8966 | 27.9516 | 27.7495 | 27.6526 | 27.5394 |  | 22.5182 | 22.0969 | 21.7958 | 21.8821 | 22.0056 | 22.1913 | 22.345 | 22.4641 | 22.8831 | 23.2431 | 23.5761 | 23.9123 | 24.353 | 24.8035 | 25.2273 | 25.8237 | 26.8598 | 27.8681 | 28.7992 | 29.7928 | 30.6401 | 31.3986 | 31.9608 | 32.4587 | 32.9255 | 33.3056 | 33.7443 | 34.1103 | 34.6031 | 34.8787 | 35.0869 | 34.9698 |  | 22.5182 | 22.035 | 21.6736 | 21.7004 | 21.7763 | 21.9704 | 22.313 | 22.5656 | 22.9536 | 23.292 | 23.6946 | 24.6132 | 25.7311 | 26.8135 | 27.7394 | 28.7468 | 29.7172 | 30.628 | 31.4793 | 32.4156 | 33.0594 | 33.5793 | 34.0874 | 34.5638 | 35.0105 | 35.2601 | 35.2492 | 35.1851 | 35.253 | 35.112 | 35.0171 | 34.9385
Willow Hey |  | 10.5736 | 10.2734 | 10.1009 | 10.2598 | 10.4198 | 10.5835 | 10.7785 | 10.9489 | 11.1577 | 11.357 | 11.6349 | 11.992 | 12.2893 | 12.5427 | 12.7776 | 12.9799 | 13.3676 | 13.7413 | 14.0868 | 14.4122 | 14.7077 | 14.9634 | 15.1816 | 15.3799 | 15.564 | 15.7348 | 15.8875 | 16.0334 | 16.1723 | 16.3078 | 16.4404 | 16.4057 |  | 10.5736 | 10.3302 | 10.1963 | 10.2977 | 10.4048 | 10.5226 | 10.675 | 10.8202 | 11.0399 | 11.293 | 11.5797 | 11.8985 | 12.0348 | 12.1627 | 12.2866 | 12.4055 | 12.5305 | 12.7219 | 12.9163 | 13.1128 | 13.3048 | 13.5162 | 13.6934 | 13.8444 | 13.9764 | 14.0777 | 14.1622 | 14.2248 | 14.2675 | 14.2885 | 14.2886 | 14.3046 |  | 10.5736 | 10.2725 | 10.0808 | 10.2161 | 10.3535 | 10.4923 | 10.6536 | 10.7905 | 10.9583 | 11.1168 | 11.2941 | 11.498 | 11.7233 | 11.9291 | 12.1251 | 12.3036 | 12.5107 | 12.7033 | 12.8681 | 13.0121 | 13.1368 | 13.2275 | 13.2901 | 13.3366 | 13.3707 | 13.3937 | 13.3986 | 13.3954 | 13.3854 | 13.3724 | 13.3544 | 13.3342 |  | 10.5736 | 10.2731 | 10.0815 | 10.2194 | 10.3567 | 10.4966 | 10.6643 | 10.8053 | 10.9837 | 11.1487 | 11.3277 | 11.5887 | 11.83 | 12.0328 | 12.2188 | 12.4466 | 13.0109 | 13.8809 | 14.7575 | 15.6035 | 16.4145 | 17.167 | 17.8737 | 18.5506 | 19.1715 | 19.7928 | 20.4 | 20.9871 | 21.5551 | 22.1129 | 22.4136 | 22.3809 |  | 10.5736 | 10.2412 | 10.0181 | 10.1236 | 10.2332 | 10.3489 | 10.5028 | 10.6321 | 10.8014 | 10.9888 | 11.2969 | 12.0755 | 12.839 | 13.6066 | 14.3998 | 15.3004 | 16.181 | 17.0535 | 17.9003 | 18.7175 | 19.5088 | 20.2265 | 20.9035 | 21.5703 | 22.1777 | 22.4107 | 22.4169 | 22.4109 | 22.4037 | 22.3833 | 22.352 | 22.3301
Willowbank |  | 14.3013 | 13.8926 | 13.7006 | 13.9756 | 14.2227 | 14.4045 | 14.6278 | 14.8993 | 15.0771 | 15.3224 | 15.6645 | 15.9965 | 16.3337 | 16.6175 | 16.8918 | 17.127 | 17.6079 | 18.0322 | 18.448 | 18.8553 | 19.2384 | 19.5789 | 19.875 | 20.1495 | 20.4089 | 20.6553 | 20.8807 | 21.0953 | 21.3274 | 21.53 | 21.7077 | 21.7181 |  | 14.3013 | 13.9518 | 13.7945 | 13.9568 | 14.098 | 14.1812 | 14.3106 | 14.5162 | 14.6466 | 14.8652 | 15.1643 | 15.425 | 15.6145 | 15.7769 | 15.9759 | 16.1093 | 16.3143 | 16.5041 | 16.7044 | 16.9154 | 17.1231 | 17.3518 | 17.5483 | 17.7233 | 17.8861 | 18.0053 | 18.1162 | 18.1973 | 18.2801 | 18.3272 | 18.368 | 18.4526 |  | 14.3013 | 13.8916 | 13.6749 | 13.9208 | 14.1401 | 14.2918 | 14.4748 | 14.7074 | 14.8394 | 15.0197 | 15.2947 | 15.5198 | 15.7838 | 16.0164 | 16.2466 | 16.4519 | 16.723 | 16.9386 | 17.1451 | 17.3413 | 17.5233 | 17.6671 | 17.7768 | 17.8684 | 17.9464 | 18.0135 | 18.0591 | 18.0922 | 18.1387 | 18.1592 | 18.1551 | 18.1677 |  | 14.3013 | 13.8959 | 13.6804 | 13.9249 | 14.14 | 14.2898 | 14.4742 | 14.7062 | 14.8883 | 15.1103 | 15.43 | 15.7077 | 15.9958 | 16.2316 | 16.4571 | 16.7762 | 17.7219 | 18.6183 | 19.49 | 20.337 | 21.141 | 21.9081 | 22.7086 | 23.459 | 24.1844 | 24.887 | 25.5693 | 26.2323 | 26.8721 | 27.4978 | 27.9392 | 27.8747 |  | 14.3013 | 13.8582 | 13.6004 | 13.811 | 13.9972 | 14.1257 | 14.3115 | 14.5549 | 14.7388 | 14.9677 | 15.4362 | 16.4661 | 17.5212 | 18.5056 | 19.4746 | 20.3873 | 21.3201 | 22.2095 | 23.1416 | 24.0784 | 24.9811 | 25.8038 | 26.5767 | 27.3241 | 28.0483 | 28.3769 | 28.3363 | 28.28 | 28.2242 | 28.1522 | 28.0816 | 27.9929
Willowholme |  | 10.7008 | 10.3474 | 10.1423 | 10.4899 | 10.5978 | 10.7563 | 11.0317 | 11.2456 | 11.5196 | 11.7811 | 12.1429 | 12.5509 | 12.8681 | 13.1893 | 13.4725 | 13.7086 | 14.0537 | 14.4329 | 14.7572 | 15.0023 | 15.2591 | 15.4571 | 15.5905 | 15.7066 | 15.8277 | 15.9274 | 15.9638 | 16.0329 | 16.0625 | 16.1191 | 16.1746 | 16.1064 |  | 10.7008 | 10.3909 | 10.1701 | 10.3867 | 10.3993 | 10.4687 | 10.6525 | 10.7897 | 10.9884 | 11.1866 | 11.486 | 11.7764 | 11.9566 | 12.1779 | 12.3857 | 12.579 | 12.7652 | 13.0142 | 13.2562 | 13.4501 | 13.6773 | 13.9152 | 14.0985 | 14.2639 | 14.429 | 14.5194 | 14.5497 | 14.5931 | 14.5819 | 14.5688 | 14.5328 | 14.536 |  | 10.7008 | 10.3457 | 10.111 | 10.4206 | 10.4936 | 10.6145 | 10.8375 | 10.9986 | 11.2072 | 11.4054 | 11.7032 | 12.0166 | 12.2548 | 12.5237 | 12.7656 | 12.9785 | 13.1963 | 13.4451 | 13.6398 | 13.7584 | 13.8979 | 13.9842 | 14.0181 | 14.0379 | 14.0623 | 14.0682 | 14.0149 | 13.9883 | 13.9258 | 13.887 | 13.8444 | 13.7944 |  | 10.7008 | 10.3511 | 10.1213 | 10.433 | 10.4947 | 10.5938 | 10.7783 | 10.8972 | 11.0763 | 11.2222 | 11.4388 | 11.6419 | 11.812 | 11.9962 | 12.149 | 12.4076 | 13.1955 | 14.0128 | 14.7815 | 15.4636 | 16.1483 | 16.7761 | 17.3523 | 17.8989 | 18.5244 | 19.223 | 19.9131 | 20.559 | 21.202 | 21.8432 | 22.2879 | 22.2666 |  | 10.7008 | 10.31 | 10.0409 | 10.3124 | 10.3451 | 10.4218 | 10.6103 | 10.73 | 10.8955 | 11.0355 | 11.402 | 12.3349 | 13.2285 | 14.0927 | 14.9632 | 15.7783 | 16.535 | 17.3304 | 18.0758 | 18.7281 | 19.3933 | 19.9844 | 20.5306 | 21.0722 | 21.6761 | 22.0692 | 22.103 | 22.1094 | 22.1719 | 22.178 | 22.1936 | 22.1837
Wilmslow |  | 12.6883 | 12.4668 | 12.3802 | 12.4987 | 12.6645 | 12.8386 | 13.0678 | 13.3035 | 13.5906 | 13.866 | 14.2052 | 14.5785 | 14.9156 | 15.1722 | 15.4194 | 15.6679 | 15.9977 | 16.3072 | 16.5695 | 16.8221 | 17.0344 | 17.1971 | 17.3573 | 17.4685 | 17.553 | 17.6415 | 17.7174 | 17.7864 | 17.8503 | 17.9324 | 17.9736 | 17.94 |  | 12.6883 | 12.5221 | 12.4782 | 12.5596 | 12.6874 | 12.827 | 13.025 | 13.2414 | 13.5136 | 13.7844 | 14.1281 | 14.4728 | 14.7065 | 14.9015 | 15.106 | 15.3248 | 15.5319 | 15.7343 | 15.9381 | 16.162 | 16.3661 | 16.5585 | 16.7555 | 16.8971 | 17.008 | 17.0976 | 17.1724 | 17.2249 | 17.2525 | 17.2805 | 17.2394 | 17.2502 |  | 12.6883 | 12.4655 | 12.358 | 12.4491 | 12.5885 | 12.7336 | 12.9227 | 13.1184 | 13.3653 | 13.5819 | 13.8747 | 14.1567 | 14.4254 | 14.6329 | 14.8337 | 15.0586 | 15.287 | 15.4758 | 15.6341 | 15.7881 | 15.9121 | 15.9907 | 16.08 | 16.126 | 16.1483 | 16.1732 | 16.1868 | 16.1919 | 16.1888 | 16.2085 | 16.1785 | 16.1561 |  | 12.6883 | 12.4682 | 12.3643 | 12.458 | 12.5908 | 12.7289 | 12.92 | 13.1056 | 13.3417 | 13.5354 | 13.7856 | 14.0128 | 14.2457 | 14.4023 | 14.6181 | 14.9035 | 15.5441 | 16.2644 | 16.9307 | 17.5537 | 18.1349 | 18.7351 | 19.2746 | 19.868 | 20.461 | 21.0593 | 21.6324 | 22.1845 | 22.7212 | 23.2536 | 23.5086 | 23.4961 |  | 12.6883 | 12.4136 | 12.2561 | 12.2964 | 12.3912 | 12.4961 | 12.6599 | 12.8189 | 13.0277 | 13.2013 | 13.568 | 14.3839 | 15.2298 | 15.9782 | 16.7143 | 17.4651 | 18.1508 | 18.7931 | 19.4682 | 20.1241 | 20.7147 | 21.34 | 21.9006 | 22.5349 | 23.1104 | 23.2746 | 23.3028 | 23.3145 | 23.3435 | 23.3471 | 23.3312 | 23.3287
Windermere |  | 13.3818 | 13.2157 | 13.2022 | 13.5257 | 13.7122 | 13.9155 | 14.2483 | 14.546 | 14.9005 | 15.2013 | 15.6326 | 16.1575 | 16.551 | 16.9642 | 17.3338 | 17.6572 | 18.2601 | 18.8754 | 19.4753 | 20.0132 | 20.542 | 20.9692 | 21.3033 | 21.6099 | 21.9299 | 22.1506 | 22.3558 | 22.5953 | 22.7491 | 22.9517 | 23.1513 | 23.0725 |  | 13.3818 | 13.2946 | 13.277 | 13.5426 | 13.7102 | 13.8956 | 14.1943 | 14.4922 | 14.8386 | 15.1465 | 15.8912 | 16.769 | 16.913 | 17.0892 | 17.2389 | 17.3697 | 17.5717 | 17.7405 | 17.9362 | 18.071 | 18.3991 | 18.7742 | 19.0883 | 19.378 | 19.6741 | 19.847 | 19.9606 | 20.1104 | 20.1848 | 20.2853 | 20.3415 | 20.4045 |  | 13.3818 | 13.2133 | 13.1508 | 13.4148 | 13.5474 | 13.6937 | 13.9402 | 14.1634 | 14.4132 | 14.625 | 14.9699 | 15.3711 | 15.6534 | 15.989 | 16.2957 | 16.5802 | 16.8931 | 17.2174 | 17.5292 | 17.7849 | 18.0464 | 18.2153 | 18.311 | 18.3854 | 18.4714 | 18.476 | 18.4626 | 18.4749 | 18.4168 | 18.3986 | 18.3765 | 18.3422 |  | 13.3818 | 13.213 | 13.1849 | 13.484 | 13.6373 | 13.7946 | 14.0506 | 14.2848 | 14.5867 | 14.8064 | 15.1391 | 15.4541 | 15.7116 | 15.9988 | 16.2555 | 16.6273 | 17.7435 | 18.8539 | 19.9138 | 20.9834 | 21.9277 | 22.7844 | 23.6606 | 24.4649 | 25.1074 | 25.7335 | 26.4142 | 27.0762 | 27.783 | 28.3923 | 28.7602 | 28.5924 |  | 13.3818 | 13.1476 | 13.0562 | 13.2895 | 13.3901 | 13.5162 | 13.7993 | 14.0249 | 14.2877 | 14.4781 | 14.8992 | 16.069 | 17.1807 | 18.3191 | 19.395 | 20.4137 | 21.3783 | 22.3598 | 23.2983 | 24.2661 | 25.1462 | 25.9233 | 26.719 | 27.4651 | 28.0544 | 28.3888 | 28.3148 | 28.2215 | 28.1841 | 28.0718 | 27.9406 | 27.7994
Winifred Rd |  | 11.9369 | 11.7643 | 11.6227 | 11.7052 | 11.9831 | 12.2678 | 12.4636 | 12.707 | 13.0909 | 13.4846 | 13.9377 | 14.4539 | 14.8714 | 15.2394 | 15.5773 | 15.8349 | 16.2654 | 16.696 | 17.041 | 17.3336 | 17.6313 | 17.8733 | 17.9939 | 18.1881 | 18.377 | 18.474 | 18.5343 | 18.6437 | 18.8137 | 18.8182 | 18.8935 | 18.7915 |  | 11.9369 | 11.8367 | 11.7386 | 11.7773 | 12.01 | 12.2503 | 12.3701 | 12.6068 | 12.9599 | 13.2783 | 13.6321 | 14.0604 | 14.3009 | 14.5328 | 14.8102 | 15.0442 | 15.3002 | 15.5999 | 15.8791 | 16.1477 | 16.4578 | 16.7905 | 16.9915 | 17.2331 | 17.4582 | 17.6312 | 17.7735 | 17.9411 | 18.1487 | 18.1735 | 18.2389 | 18.2562 |  | 11.9369 | 11.7623 | 11.5872 | 11.6271 | 11.8639 | 12.1037 | 12.2131 | 12.4205 | 12.7246 | 12.9822 | 13.3283 | 13.7067 | 14.0088 | 14.3017 | 14.5801 | 14.8058 | 15.1045 | 15.3992 | 15.609 | 15.7649 | 15.9385 | 16.0648 | 16.0919 | 16.1891 | 16.2802 | 16.2892 | 16.2606 | 16.2705 | 16.3311 | 16.245 | 16.2157 | 16.1381 |  | 11.9369 | 11.765 | 11.602 | 11.6504 | 11.8802 | 12.0998 | 12.1826 | 12.3345 | 12.5761 | 12.7427 | 12.9579 | 13.193 | 13.4127 | 13.6035 | 13.7732 | 14.108 | 15.2796 | 16.4635 | 17.5974 | 18.681 | 19.7467 | 20.7094 | 21.5661 | 22.4572 | 23.338 | 24.291 | 25.2653 | 26.1958 | 27.1561 | 28.0371 | 28.5969 | 28.4161 |  | 11.9369 | 11.6975 | 11.4691 | 11.4528 | 11.6298 | 11.7911 | 11.8357 | 11.9345 | 12.1376 | 12.2759 | 12.723 | 13.9856 | 15.2724 | 16.4887 | 17.6966 | 18.804 | 19.9105 | 21.0427 | 22.1094 | 23.1236 | 24.1574 | 25.0626 | 25.8246 | 26.6703 | 27.6079 | 27.9741 | 27.9861 | 27.9469 | 27.9985 | 27.9416 | 27.9495 | 27.7789
Withington |  | 14.8172 | 14.5349 | 14.4395 | 14.7194 | 14.9874 | 15.3464 | 15.7244 | 16.1503 | 16.636 | 17.129 | 17.7114 | 18.4183 | 18.9854 | 19.49 | 19.9639 | 20.3881 | 20.9308 | 21.4551 | 21.9273 | 22.3538 | 22.719 | 23.0454 | 23.2994 | 23.508 | 23.7134 | 23.8859 | 24.0418 | 24.1719 | 24.3002 | 24.4272 | 24.5843 | 24.5602 |  | 14.8172 | 14.6009 | 14.5441 | 14.7657 | 14.969 | 15.2619 | 15.5688 | 15.9361 | 16.363 | 16.8099 | 17.3533 | 17.9477 | 18.3293 | 18.7089 | 19.0914 | 19.4672 | 19.8509 | 20.2655 | 20.6716 | 21.0732 | 21.4618 | 21.8994 | 22.2593 | 22.5567 | 22.8423 | 23.0945 | 23.3358 | 23.526 | 23.6877 | 23.8138 | 23.9333 | 24.0158 |  | 14.8172 | 14.5326 | 14.4006 | 14.6321 | 14.8543 | 15.1629 | 15.4718 | 15.8233 | 16.2155 | 16.6164 | 17.1057 | 17.6697 | 18.1193 | 18.5482 | 18.9616 | 19.351 | 19.7758 | 20.1786 | 20.5273 | 20.8268 | 21.0812 | 21.3012 | 21.4647 | 21.5884 | 21.7187 | 21.7968 | 21.8648 | 21.9057 | 21.9456 | 21.9828 | 22.0373 | 22.0438 |  | 14.8172 | 14.5405 | 14.4288 | 14.6771 | 14.898 | 15.1907 | 15.4645 | 15.7712 | 16.1216 | 16.4456 | 16.8208 | 17.2413 | 17.6071 | 17.9327 | 18.2371 | 18.7356 | 20.0301 | 21.3135 | 22.538 | 23.7081 | 24.8048 | 25.8345 | 26.8057 | 27.6826 | 28.5499 | 29.3777 | 30.2745 | 31.2898 | 32.2454 | 33.1813 | 33.7036 | 33.674 |  | 14.8172 | 14.4631 | 14.2766 | 14.4486 | 14.6112 | 14.841 | 15.075 | 15.3369 | 15.6344 | 15.9146 | 16.4973 | 17.9345 | 19.3637 | 20.7251 | 22.064 | 23.3411 | 24.5599 | 25.7684 | 26.9256 | 28.0314 | 29.081 | 30.0436 | 30.9424 | 31.7766 | 32.6064 | 32.839 | 32.9058 | 32.9503 | 32.9775 | 32.9748 | 32.9732 | 32.9544
Withyfold Drive |  | 18.3955 | 18.1853 | 18.0792 | 18.3132 | 18.5919 | 18.9065 | 19.298 | 19.6579 | 20.0629 | 20.6415 | 21.2077 | 21.9507 | 22.566 | 23.0534 | 23.6191 | 24.3429 | 24.6982 | 25.2189 | 25.8085 | 26.2935 | 26.8449 | 27.0931 | 27.4175 | 27.6176 | 27.7717 | 27.839 | 27.9905 | 28.125 | 28.2552 | 28.3775 | 28.5031 | 28.4487 |  | 18.3955 | 18.2561 | 18.192 | 18.386 | 18.6157 | 18.8758 | 19.2042 | 19.5423 | 19.9929 | 20.5005 | 21.1497 | 21.7408 | 22.0745 | 22.3787 | 22.7981 | 23.2627 | 23.5352 | 23.8859 | 24.3294 | 24.68 | 25.2167 | 25.5718 | 26.0071 | 26.3194 | 26.5765 | 26.6509 | 26.7922 | 26.8847 | 26.94 | 26.9418 | 26.9098 | 26.9393 |  | 18.3955 | 18.1828 | 18.0356 | 18.2159 | 18.4434 | 18.7017 | 19.0083 | 19.2844 | 19.5854 | 20.0583 | 20.501 | 21.0811 | 21.546 | 21.9481 | 22.4403 | 23.1087 | 23.303 | 23.6676 | 24.0576 | 24.3663 | 24.78 | 24.8792 | 25.056 | 25.1182 | 25.1662 | 25.1173 | 25.1456 | 25.1503 | 25.1503 | 25.1401 | 25.1256 | 25.0989 |  | 18.3955 | 18.1882 | 18.0649 | 18.2672 | 18.4975 | 18.7429 | 19.0034 | 19.2448 | 19.5098 | 19.8952 | 20.2529 | 20.6619 | 21.0232 | 21.2969 | 21.6764 | 22.3585 | 23.3767 | 24.9194 | 26.5452 | 27.8096 | 29.8526 | 30.8727 | 32.3962 | 33.6692 | 34.1381 | 34.8355 | 35.8285 | 36.7925 | 37.7464 | 38.6826 | 39.1151 | 39.1165 |  | 18.3955 | 18.0984 | 17.8884 | 18.003 | 18.166 | 18.3428 | 18.5934 | 18.7852 | 18.9955 | 19.3395 | 19.8266 | 21.2134 | 22.5705 | 23.779 | 25.1306 | 26.6506 | 27.9372 | 29.5067 | 31.0752 | 32.316 | 34.314 | 35.204 | 36.7037 | 37.9597 | 38.3166 | 38.1936 | 38.2548 | 38.3054 | 38.4257 | 38.456 | 38.4413 | 38.4556
Woodbine St |  | 11.3067 | 11.0752 | 10.9607 | 11.0887 | 11.2384 | 11.3883 | 11.5976 | 11.7765 | 12.0591 | 12.251 | 12.5134 | 12.8117 | 13.073 | 13.3279 | 13.4433 | 13.6241 | 13.911 | 14.1671 | 14.3901 | 14.6172 | 14.7917 | 14.9376 | 15.0871 | 15.2318 | 15.3458 | 15.4565 | 15.5507 | 15.6363 | 15.712 | 15.8316 | 15.8954 | 15.8825 |  | 11.3067 | 11.1218 | 11.0359 | 11.1142 | 11.2115 | 11.2942 | 11.4482 | 11.6027 | 11.8468 | 11.9911 | 12.2356 | 12.516 | 12.6702 | 12.8687 | 12.9711 | 13.133 | 13.2671 | 13.4177 | 13.5892 | 13.7409 | 13.8803 | 14.0437 | 14.1538 | 14.2679 | 14.3686 | 14.4762 | 14.5506 | 14.6321 | 14.6845 | 14.7239 | 14.7258 | 14.7788 |  | 11.3067 | 11.0741 | 10.9395 | 11.0421 | 11.1677 | 11.2915 | 11.4647 | 11.6067 | 11.8431 | 11.9915 | 12.2088 | 12.4397 | 12.6476 | 12.8663 | 12.9563 | 13.1211 | 13.3017 | 13.451 | 13.5661 | 13.6853 | 13.7604 | 13.8099 | 13.8706 | 13.9277 | 13.9566 | 13.982 | 13.9913 | 13.9903 | 13.9796 | 14.0073 | 13.9838 | 13.9811 |  | 11.3067 | 11.0809 | 10.9544 | 11.0647 | 11.1894 | 11.3043 | 11.467 | 11.5977 | 11.8133 | 11.9156 | 12.0779 | 12.2569 | 12.4025 | 12.5624 | 12.6097 | 12.8571 | 13.6324 | 14.4025 | 15.1712 | 15.8906 | 16.6209 | 17.4671 | 18.2644 | 19.0184 | 19.759 | 20.4487 | 21.1266 | 21.781 | 22.422 | 23.0421 | 23.4003 | 23.3717 |  | 11.3067 | 11.0298 | 10.8597 | 10.9143 | 11.0009 | 11.0897 | 11.2248 | 11.3101 | 11.4997 | 11.6121 | 11.9243 | 12.7871 | 13.6974 | 14.5721 | 15.2915 | 16.0835 | 16.8648 | 17.5998 | 18.2963 | 19.172 | 20.0399 | 20.8529 | 21.6006 | 22.3128 | 23.029 | 23.3312 | 23.3444 | 23.3354 | 23.3488 | 23.3218 | 23.3043 | 23.2697
Woodfield Rd |  | 16.1164 | 15.8443 | 15.9036 | 16.4677 | 16.8263 | 17.1803 | 17.6612 | 18.2202 | 18.8047 | 19.406 | 20.1296 | 20.9898 | 21.7495 | 22.3829 | 22.9982 | 23.5274 | 24.2556 | 24.9733 | 25.5785 | 26.1281 | 26.6328 | 27.074 | 27.4191 | 27.7008 | 28.001 | 28.2598 | 28.4531 | 28.6632 | 28.8854 | 29.0748 | 29.2862 | 29.4163 |  | 16.1164 | 15.9028 | 15.9186 | 16.2882 | 16.526 | 16.8312 | 17.2502 | 17.7282 | 18.2303 | 18.7632 | 19.4246 | 20.1339 | 20.6643 | 21.1415 | 21.6385 | 22.0982 | 22.5644 | 23.0674 | 23.5681 | 24.0637 | 24.5443 | 25.0275 | 25.4227 | 25.7447 | 26.0723 | 26.292 | 26.4374 | 26.5634 | 26.656 | 26.655 | 26.6163 | 26.746 |  | 16.1164 | 15.8421 | 15.8635 | 16.3795 | 16.6932 | 16.9994 | 17.3667 | 17.8428 | 18.2748 | 18.7668 | 19.3817 | 20.0767 | 20.693 | 21.2347 | 21.775 | 22.2612 | 22.8052 | 23.3341 | 23.7487 | 24.1043 | 24.4329 | 24.7047 | 24.8999 | 25.0386 | 25.1925 | 25.3089 | 25.3611 | 25.422 | 25.49 | 25.527 | 25.5647 | 25.6383 |  | 16.1164 | 15.8555 | 15.896 | 16.4374 | 16.7691 | 17.0945 | 17.4815 | 17.977 | 18.4374 | 18.7863 | 19.4024 | 20.0981 | 20.7452 | 21.3093 | 21.8549 | 22.5621 | 24.0314 | 25.4921 | 26.8578 | 28.1696 | 29.4196 | 30.5974 | 31.6536 | 32.8361 | 34.0694 | 35.2282 | 36.3486 | 37.4552 | 38.5226 | 39.5717 | 40.2023 | 40.2456 |  | 16.1164 | 15.7928 | 15.7717 | 16.2498 | 16.5316 | 16.8109 | 17.176 | 17.6461 | 18.078 | 18.461 | 19.3162 | 21.0352 | 22.7267 | 24.2971 | 25.8603 | 27.3605 | 28.7711 | 30.1775 | 31.4938 | 32.7586 | 33.982 | 35.1551 | 36.2354 | 37.4375 | 38.6349 | 39.1099 | 39.2143 | 39.3095 | 39.4191 | 39.4769 | 39.5241 | 39.5813
Woodhill Lane |  | 8.6433 | 8.3936 | 8.2957 | 8.4616 | 8.6183 | 8.7759 | 8.9596 | 9.1669 | 9.3654 | 9.5716 | 9.7869 | 10.0452 | 10.2979 | 10.6026 | 10.9504 | 11.1433 | 11.5642 | 11.9654 | 12.3591 | 12.6731 | 13.0511 | 13.5076 | 13.7914 | 13.7792 | 13.9334 | 14.3728 | 14.759 | 14.7671 | 14.9541 | 14.9109 | 14.6605 | 14.6982 |  | 8.6433 | 8.4427 | 8.3696 | 8.4902 | 8.604 | 8.723 | 8.868 | 9.0545 | 9.2404 | 9.4523 | 9.6894 | 10.0558 | 10.1567 | 10.2056 | 10.3283 | 10.4026 | 10.5183 | 10.6482 | 10.7941 | 10.8964 | 11.0661 | 11.3313 | 11.2996 | 11.4035 | 11.5554 | 11.8567 | 11.998 | 12.0256 | 12.1032 | 12.1115 | 11.8183 | 11.8993 |  | 8.6433 | 8.3922 | 8.2682 | 8.4024 | 8.5304 | 8.6582 | 8.8023 | 8.9716 | 9.1263 | 9.2918 | 9.4694 | 9.6734 | 9.8434 | 10.0017 | 10.1821 | 10.2875 | 10.5438 | 10.7856 | 11.0164 | 11.1717 | 11.3931 | 11.6826 | 11.8066 | 11.7149 | 11.7668 | 12.0448 | 12.2437 | 12.1801 | 12.2044 | 12.1031 | 11.8 | 11.8351 |  | 8.6433 | 8.3953 | 8.2854 | 8.4375 | 8.5784 | 8.7188 | 8.8799 | 9.0635 | 9.243 | 9.4251 | 9.6056 | 9.8218 | 10.1297 | 10.4117 | 10.7354 | 10.9818 | 11.6696 | 12.3409 | 12.9929 | 13.5532 | 14.1758 | 14.879 | 15.4093 | 15.5786 | 15.9353 | 16.6515 | 17.2226 | 17.621 | 17.7771 | 17.5793 | 17.689 | 17.6782 |  | 8.6433 | 8.3588 | 8.213 | 8.3283 | 8.4387 | 8.5508 | 8.6958 | 8.8604 | 9.0178 | 9.2031 | 9.449 | 10.2133 | 11.0085 | 11.7648 | 12.5617 | 13.1702 | 13.8261 | 14.4616 | 15.0922 | 15.6264 | 16.242 | 16.9971 | 17.5225 | 17.706 | 18.0629 | 18.5871 | 18.7411 | 18.764 | 18.4939 | 17.8578 | 17.7219 | 17.7219
Woodhouse Park |  | 11.6366 | 11.4405 | 11.3735 | 11.4949 | 11.6757 | 11.8594 | 12.1111 | 12.3699 | 12.6832 | 12.9679 | 13.3386 | 13.7058 | 14.0784 | 14.3638 | 14.6329 | 14.9163 | 15.2472 | 15.5945 | 15.8886 | 16.1501 | 16.376 | 16.5905 | 16.7859 | 16.9632 | 17.1864 | 17.2998 | 17.4394 | 17.5586 | 17.6825 | 17.8059 | 17.9382 | 17.9749 |  | 11.6366 | 11.4771 | 11.4354 | 11.4997 | 11.6183 | 11.7347 | 11.921 | 12.1218 | 12.3761 | 12.608 | 12.9312 | 13.2788 | 13.5325 | 13.8053 | 14.0658 | 14.3135 | 14.5497 | 14.8078 | 15.055 | 15.2789 | 15.5187 | 15.7371 | 15.9035 | 16.0702 | 16.2576 | 16.4069 | 16.5882 | 16.744 | 16.8723 | 16.9686 | 17.0419 | 17.1288 |  | 11.6366 | 11.4395 | 11.3558 | 11.4555 | 11.6153 | 11.7756 | 11.9949 | 12.2193 | 12.4891 | 12.7303 | 13.0558 | 13.3563 | 13.6745 | 13.9257 | 14.161 | 14.4332 | 14.6739 | 14.8815 | 15.0665 | 15.2315 | 15.3875 | 15.5172 | 15.6233 | 15.7584 | 15.9207 | 15.9712 | 16.0386 | 16.0979 | 16.1521 | 16.2048 | 16.2627 | 16.3056 |  | 11.6366 | 11.4511 | 11.3808 | 11.4871 | 11.6475 | 11.8066 | 12.0178 | 12.2268 | 12.4777 | 12.6894 | 12.9699 | 13.22 | 13.5034 | 13.7077 | 13.8891 | 14.2768 | 15.2196 | 16.1252 | 17.0148 | 17.9265 | 18.7726 | 19.531 | 20.3484 | 21.1026 | 21.9162 | 22.7647 | 23.5915 | 24.3995 | 25.1934 | 25.984 | 26.4108 | 26.4485 |  | 11.6366 | 11.3947 | 11.2697 | 11.3218 | 11.4417 | 11.5552 | 11.729 | 11.9043 | 12.1294 | 12.3239 | 12.7735 | 13.8068 | 14.8826 | 15.8659 | 16.8272 | 17.8201 | 18.7276 | 19.5954 | 20.4489 | 21.3367 | 22.1734 | 22.9001 | 23.6792 | 24.4759 | 25.2912 | 25.6109 | 25.6795 | 25.7361 | 25.8032 | 25.8541 | 25.8883 | 25.9335
Woodley |  | 13.0784 | 12.769 | 12.7064 | 12.6903 | 12.9692 | 13.0997 | 13.2282 | 13.3643 | 13.5411 | 13.6439 | 13.7944 | 14.0084 | 14.1579 | 14.241 | 14.3231 | 14.451 | 14.6204 | 14.8864 | 15.194 | 15.3959 | 15.604 | 15.8824 | 16.1145 | 16.3529 | 16.6506 | 16.9107 | 17.1243 | 17.2905 | 17.5413 | 17.7622 | 18.0151 | 17.9697 |  | 13.0784 | 12.8266 | 12.8055 | 12.7401 | 12.9764 | 13.0692 | 13.1652 | 13.2863 | 13.4577 | 13.5687 | 13.8711 | 14.1693 | 14.2079 | 14.3187 | 14.2587 | 14.3491 | 14.4815 | 14.5175 | 14.5962 | 14.6028 | 14.7086 | 14.6641 | 14.7569 | 14.854 | 14.9228 | 14.9624 | 14.9189 | 15.0378 | 15.1112 | 15.1597 | 15.187 | 15.1922 |  | 13.0784 | 12.7686 | 12.69 | 12.6561 | 12.9167 | 13.0271 | 13.1291 | 13.2403 | 13.387 | 13.4598 | 13.5788 | 13.7491 | 13.8633 | 13.9223 | 13.9839 | 14.0962 | 14.111 | 14.2198 | 14.3669 | 14.4139 | 14.4716 | 14.4724 | 14.5594 | 14.5906 | 14.5545 | 14.65 | 14.6348 | 14.6573 | 14.6115 | 14.6459 | 14.7031 | 14.6158 |  | 13.0784 | 12.7688 | 12.6849 | 12.6457 | 12.8985 | 13.0023 | 13.1014 | 13.2052 | 13.3466 | 13.4122 | 13.5194 | 13.6794 | 13.7841 | 13.8254 | 13.865 | 13.9812 | 14.24 | 15.0632 | 16.0022 | 16.9014 | 17.7023 | 18.4047 | 19.1975 | 19.9229 | 20.6126 | 21.3025 | 21.9393 | 22.5736 | 23.1259 | 23.8424 | 24.1173 | 24.0487 |  | 13.0784 | 12.737 | 12.6208 | 12.5506 | 12.7749 | 12.8543 | 12.9382 | 13.0292 | 13.162 | 13.2251 | 13.3683 | 13.8303 | 14.4115 | 15.0498 | 15.8533 | 16.6637 | 17.6397 | 18.461 | 19.375 | 20.2466 | 21.0224 | 21.7051 | 22.4433 | 23.1525 | 23.8254 | 24.0673 | 24.0401 | 24.0204 | 24.024 | 24.0179 | 23.9728 | 23.8973
Woolfold |  | 12.0636 | 11.6962 | 11.4493 | 11.7374 | 11.9598 | 12.2083 | 12.4355 | 12.7925 | 13.1008 | 13.39 | 13.8161 | 14.2989 | 14.6488 | 14.9438 | 15.2564 | 15.4879 | 15.7973 | 16.1169 | 16.3489 | 16.5395 | 16.7217 | 16.866 | 16.9402 | 16.9942 | 17.0591 | 17.1563 | 17.1187 | 17.1109 | 17.1272 | 17.1407 | 17.0335 | 16.9817 |  | 12.0636 | 11.7399 | 11.5126 | 11.6913 | 11.8019 | 11.9463 | 12.0649 | 12.3183 | 12.5239 | 12.7229 | 13.0619 | 13.405 | 13.617 | 13.8259 | 14.0798 | 14.2888 | 14.5044 | 14.7674 | 15.0056 | 15.2384 | 15.4904 | 15.7746 | 15.98 | 16.1434 | 16.307 | 16.5156 | 16.5989 | 16.6912 | 16.7891 | 16.8612 | 16.7892 | 16.8447 |  | 12.0636 | 11.6942 | 11.4184 | 11.6669 | 11.8521 | 12.0599 | 12.2313 | 12.5252 | 12.7557 | 12.969 | 13.3159 | 13.6768 | 13.9289 | 14.163 | 14.4259 | 14.6323 | 14.8858 | 15.1453 | 15.3174 | 15.4459 | 15.5782 | 15.6777 | 15.7216 | 15.7491 | 15.7858 | 15.8526 | 15.7916 | 15.77 | 15.7741 | 15.8059 | 15.6713 | 15.6421 |  | 12.0636 | 11.6994 | 11.426 | 11.6736 | 11.8414 | 12.0197 | 12.1416 | 12.373 | 12.5325 | 12.6476 | 12.864 | 13.0792 | 13.2403 | 13.366 | 13.5096 | 13.8084 | 14.829 | 15.8711 | 16.8431 | 17.768 | 18.6653 | 19.4906 | 20.2698 | 20.9834 | 21.7094 | 22.4829 | 23.0991 | 23.7459 | 24.418 | 25.0788 | 25.2321 | 25.0459 |  | 12.0636 | 11.6626 | 11.3539 | 11.5654 | 11.7063 | 11.8598 | 11.9701 | 12.1917 | 12.3477 | 12.4677 | 12.9252 | 14.1141 | 15.2551 | 16.3135 | 17.416 | 18.4207 | 19.3984 | 20.4108 | 21.3431 | 22.2324 | 23.1243 | 23.9224 | 24.6518 | 25.3436 | 26.0571 | 26.3258 | 26.08 | 25.8826 | 25.7582 | 25.596 | 25.2579 | 25.0908
Wordsworth St |  | 13.0176 | 12.6969 | 12.5618 | 12.7868 | 13.0231 | 13.294 | 13.5784 | 13.9313 | 14.3041 | 14.6116 | 15.1352 | 15.7648 | 16.2605 | 16.7144 | 17.1389 | 17.419 | 17.8732 | 18.3531 | 18.7035 | 19.0121 | 19.3407 | 19.5765 | 19.693 | 19.8592 | 20.0297 | 20.0989 | 20.1484 | 20.1906 | 20.2722 | 20.4082 | 20.2918 | 20.2224 |  | 13.0176 | 12.7714 | 12.6835 | 12.851 | 13.0292 | 13.2477 | 13.4748 | 13.692 | 14.1186 | 14.3755 | 14.747 | 15.2553 | 15.4472 | 15.6933 | 15.9947 | 16.2496 | 16.5504 | 16.9279 | 17.2523 | 17.5808 | 17.9702 | 18.375 | 18.6505 | 18.9441 | 19.2295 | 19.4311 | 19.6195 | 19.7738 | 19.9424 | 20.1347 | 20.0429 | 20.1159 |  | 13.0176 | 12.6945 | 12.526 | 12.7062 | 12.9 | 13.1244 | 13.3447 | 13.5457 | 13.9112 | 14.1036 | 14.434 | 14.8998 | 15.2609 | 15.6276 | 15.9826 | 16.2299 | 16.5718 | 16.9326 | 17.1676 | 17.3579 | 17.5815 | 17.7232 | 17.7687 | 17.8625 | 17.9587 | 17.964 | 17.9454 | 17.9146 | 17.9161 | 17.9637 | 17.7829 | 17.7403 |  | 13.0176 | 12.6973 | 12.5364 | 12.7203 | 12.8989 | 13.0916 | 13.263 | 13.505 | 13.6886 | 13.8028 | 14.066 | 14.3473 | 14.6023 | 14.8401 | 15.0582 | 15.4766 | 16.9903 | 18.5472 | 19.9849 | 21.3647 | 22.7418 | 23.9687 | 25.091 | 26.2252 | 27.3859 | 28.4191 | 29.5305 | 30.7654 | 31.9762 | 33.3488 | 33.8911 | 33.8103 |  | 13.0176 | 12.6377 | 12.4184 | 12.5429 | 12.6736 | 12.8161 | 12.9495 | 13.0893 | 13.3054 | 13.3666 | 13.8722 | 15.5081 | 17.1495 | 18.7199 | 20.2971 | 21.6932 | 23.0854 | 24.5457 | 25.8648 | 27.1372 | 28.4583 | 29.589 | 30.5811 | 31.6721 | 32.771 | 33.2859 | 33.2055 | 33.2 | 33.2337 | 33.2677 | 33.1023 | 33.0047
Worsley Mesnes |  | 9.3341 | 9.1833 | 9.1256 | 9.2513 | 9.3961 | 10.4083 | 11.476 | 13.7698 | 16.1208 | 17.6634 | 19.255 | 20.5359 | 20.9241 | 21.2482 | 21.5445 | 21.7997 | 22.1252 | 22.4341 | 22.6848 | 22.9144 | 23.1102 | 23.2573 | 23.353 | 23.4266 | 23.4836 | 23.523 | 23.5377 | 23.5477 | 23.5486 | 23.5436 | 23.5404 | 23.4799 |  | 9.3341 | 9.2195 | 9.1782 | 9.2644 | 9.3583 | 9.6892 | 10.0596 | 10.7519 | 11.487 | 12.0389 | 12.6373 | 13.162 | 13.4111 | 13.6447 | 13.8797 | 14.1081 | 14.3462 | 14.6046 | 14.8634 | 15.1301 | 15.3925 | 15.6831 | 15.9188 | 16.119 | 16.2981 | 16.451 | 16.5806 | 16.6794 | 16.7513 | 16.7935 | 16.8067 | 16.8408 |  | 9.3341 | 9.1816 | 9.0986 | 9.1902 | 9.2994 | 10.2654 | 11.2787 | 13.5132 | 15.7892 | 17.2576 | 18.7751 | 19.9402 | 20.2333 | 20.4976 | 20.7473 | 20.9774 | 21.2467 | 21.4972 | 21.6888 | 21.8567 | 22.0043 | 22.1085 | 22.1739 | 22.2209 | 22.2519 | 22.2672 | 22.256 | 22.2366 | 22.2069 | 22.1709 | 22.1324 | 22.0892 |  | 9.3341 | 9.1881 | 9.1217 | 9.2276 | 9.3376 | 10.2996 | 11.2867 | 13.485 | 15.7233 | 17.124 | 18.5413 | 19.5796 | 19.7969 | 19.9699 | 20.1227 | 20.4465 | 21.4296 | 22.407 | 23.3393 | 24.2463 | 25.1047 | 25.8963 | 26.6614 | 27.3736 | 28.0677 | 28.7455 | 29.4099 | 30.0637 | 30.6996 | 31.321 | 31.5965 | 31.4352 |  | 9.3341 | 9.1328 | 9.0133 | 9.0661 | 9.1436 | 10.0669 | 11.0285 | 13.1984 | 15.4021 | 16.7746 | 18.3763 | 20.2681 | 21.3376 | 22.3097 | 23.3063 | 24.2549 | 25.1727 | 26.088 | 26.957 | 27.8084 | 28.6281 | 29.3611 | 30.0619 | 30.7393 | 31.4008 | 31.5048 | 31.3583 | 31.2196 | 31.1232 | 30.9598 | 30.8009 | 30.6427
Wrightington |  | 11.3622 | 11.2477 | 11.3453 | 11.7322 | 12.0026 | 12.3068 | 12.7372 | 13.1891 | 13.6685 | 14.132 | 14.7295 | 15.4802 | 16.1293 | 16.7339 | 17.2902 | 17.7943 | 18.3874 | 18.9769 | 19.5416 | 20.0864 | 20.5892 | 20.9548 | 21.184 | 21.3882 | 21.5733 | 21.7274 | 21.7957 | 21.8963 | 21.9861 | 22.0618 | 22.1686 | 22.1622 |  | 11.3622 | 11.2848 | 11.338 | 11.5991 | 11.7914 | 12.0119 | 12.3447 | 12.7125 | 13.1043 | 13.4957 | 14.0078 | 14.5417 | 14.9231 | 15.3151 | 15.6951 | 16.0854 | 16.5366 | 17.03 | 17.541 | 18.0601 | 18.5879 | 19.1447 | 19.6038 | 20.0388 | 20.4367 | 20.6792 | 20.8485 | 21.0119 | 21.138 | 21.2039 | 21.2574 | 21.3447 |  | 11.3622 | 11.2448 | 11.3021 | 11.6357 | 11.8576 | 12.1104 | 12.4551 | 12.824 | 13.2043 | 13.5747 | 14.0803 | 14.689 | 15.2108 | 15.7323 | 16.2224 | 16.6881 | 17.1893 | 17.6827 | 18.1495 | 18.5929 | 19.0105 | 19.2977 | 19.4678 | 19.6152 | 19.7438 | 19.844 | 19.8594 | 19.8992 | 19.9253 | 19.9371 | 19.9706 | 19.9793 |  | 11.3622 | 11.2591 | 11.3501 | 11.7167 | 11.9543 | 12.2083 | 12.5434 | 12.9135 | 13.3528 | 13.7453 | 14.2162 | 14.7112 | 15.1893 | 15.6339 | 16.0391 | 16.5739 | 17.7021 | 18.8111 | 19.8609 | 20.86 | 21.8127 | 22.9103 | 23.8814 | 24.8091 | 25.7078 | 26.5543 | 27.3722 | 28.1711 | 28.9426 | 29.698 | 30.1514 | 30.1925 |  | 11.3622 | 11.1948 | 11.2234 | 11.5267 | 11.7162 | 11.9384 | 12.3157 | 12.7037 | 13.0993 | 13.4558 | 14.0527 | 15.2695 | 16.4575 | 17.6055 | 18.7022 | 19.7412 | 20.7283 | 21.6911 | 22.6055 | 23.4785 | 24.2675 | 25.2265 | 26.0501 | 26.868 | 27.6634 | 28.0321 | 28.1177 | 28.2254 | 28.3232 | 28.4056 | 28.4783 | 28.5526
Yealand |  | 3.3596 | 3.2556 | 3.1766 | 3.2405 | 3.2745 | 3.3087 | 3.3478 | 3.4351 | 3.4972 | 3.5361 | 3.5918 | 3.6757 | 3.7648 | 3.8427 | 3.9141 | 3.9815 | 4.0966 | 4.2004 | 4.3134 | 4.429 | 4.5355 | 4.6117 | 4.6766 | 4.7218 | 4.7626 | 4.7974 | 4.8333 | 4.8612 | 4.9186 | 4.9277 | 4.9775 | 4.9799 |  | 3.3596 | 3.2654 | 3.1853 | 3.219 | 3.2268 | 3.2653 | 3.2857 | 3.3422 | 3.4062 | 3.4354 | 3.4834 | 3.5268 | 3.5736 | 3.6118 | 3.6489 | 3.6935 | 3.7581 | 3.8208 | 3.8901 | 3.9642 | 4.0406 | 4.1267 | 4.2108 | 4.2807 | 4.344 | 4.3693 | 4.3979 | 4.4144 | 4.4563 | 4.4337 | 4.4377 | 4.4363 |  | 3.3596 | 3.2554 | 3.1705 | 3.2272 | 3.2545 | 3.2814 | 3.3107 | 3.3879 | 3.4309 | 3.4438 | 3.4984 | 3.5776 | 3.6122 | 3.6775 | 3.7387 | 3.7998 | 3.8678 | 3.9252 | 3.9921 | 4.0615 | 4.1248 | 4.1596 | 4.1849 | 4.1925 | 4.1964 | 4.1954 | 4.1945 | 4.1865 | 4.203 | 4.1639 | 4.1726 | 4.1766 |  | 3.3596 | 3.2564 | 3.1721 | 3.23 | 3.2581 | 3.2864 | 3.3193 | 3.4057 | 3.4777 | 3.5192 | 3.5983 | 3.6967 | 3.7778 | 3.8431 | 3.9225 | 4.0249 | 4.2484 | 4.4765 | 4.6908 | 4.8977 | 5.0915 | 5.276 | 5.4349 | 5.56 | 5.7068 | 5.824 | 5.9507 | 6.0556 | 6.1671 | 6.2806 | 6.3584 | 6.3408 |  | 3.3596 | 3.2501 | 3.1598 | 3.2118 | 3.2353 | 3.2658 | 3.3197 | 3.4223 | 3.495 | 3.5255 | 3.6445 | 3.8872 | 4.0804 | 4.3094 | 4.5374 | 4.7497 | 4.9553 | 5.1636 | 5.3602 | 5.5512 | 5.7184 | 5.8729 | 6.0185 | 6.1333 | 6.2734 | 6.3336 | 6.3322 | 6.314 | 6.3043 | 6.3001 | 6.2986 | 6.2884
BSP | (Years as financial years, ie 2051 is FY2050/51) | 2020 | 2021 | 2022 | 2023 | 2024 | 2025 | 2026 | 2027 | 2028 | 2029 | 2030 | 2031 | 2032 | 2033 | 2034 | 2035 | 2036 | 2037 | 2038 | 2039 | 2040 | 2041 | 2042 | 2043 | 2044 | 2045 | 2046 | 2047 | 2048 | 2049 | 2050 | 2051 | (Years as financial years, ie 2051 is FY2050/51) | 2020 | 2021 | 2022 | 2023 | 2024 | 2025 | 2026 | 2027 | 2028 | 2029 | 2030 | 2031 | 2032 | 2033 | 2034 | 2035 | 2036 | 2037 | 2038 | 2039 | 2040 | 2041 | 2042 | 2043 | 2044 | 2045 | 2046 | 2047 | 2048 | 2049 | 2050 | 2051 | (Years as financial years, ie 2051 is FY2050/51) | 2020 | 2021 | 2022 | 2023 | 2024 | 2025 | 2026 | 2027 | 2028 | 2029 | 2030 | 2031 | 2032 | 2033 | 2034 | 2035 | 2036 | 2037 | 2038 | 2039 | 2040 | 2041 | 2042 | 2043 | 2044 | 2045 | 2046 | 2047 | 2048 | 2049 | 2050 | 2051 | (Years as financial years, ie 2051 is FY2050/51) | 2020 | 2021 | 2022 | 2023 | 2024 | 2025 | 2026 | 2027 | 2028 | 2029 | 2030 | 2031 | 2032 | 2033 | 2034 | 2035 | 2036 | 2037 | 2038 | 2039 | 2040 | 2041 | 2042 | 2043 | 2044 | 2045 | 2046 | 2047 | 2048 | 2049 | 2050 | 2051 | (Years as financial years, ie 2051 is FY2050/51) | 2020 | 2021 | 2022 | 2023 | 2024 | 2025 | 2026 | 2027 | 2028 | 2029 | 2030 | 2031 | 2032 | 2033 | 2034 | 2035 | 2036 | 2037 | 2038 | 2039 | 2040 | 2041 | 2042 | 2043 | 2044 | 2045 | 2046 | 2047 | 2048 | 2049 | 2050 | 2051
Adswood |  | 53.47 | 52.3987 | 52.0234 | 52.7975 | 53.5065 | 54.3731 | 55.4127 | 56.4887 | 57.7462 | 59.1253 | 60.6345 | 62.4816 | 64.0851 | 65.4737 | 66.7666 | 67.8903 | 69.545 | 71.0861 | 72.4387 | 73.655 | 74.7191 | 75.6286 | 76.3117 | 76.8861 | 77.3796 | 77.8033 | 78.1372 | 78.4293 | 78.6901 | 78.9298 | 79.1558 | 78.9285 |  | 53.47 | 52.641 | 52.325 | 52.8329 | 53.3004 | 53.9235 | 54.6779 | 55.5089 | 56.5131 | 57.6731 | 58.9946 | 60.4322 | 61.4233 | 62.364 | 63.33 | 64.2697 | 65.2287 | 66.2442 | 67.2959 | 68.3581 | 69.4264 | 70.7208 | 71.7727 | 72.6458 | 73.4062 | 74.0765 | 74.6567 | 75.1155 | 75.4754 | 75.7328 | 75.8835 | 76.0557 |  | 53.47 | 52.3899 | 51.8749 | 52.4677 | 53.0077 | 53.6913 | 54.4798 | 55.292 | 56.2226 | 57.2795 | 58.4703 | 59.8311 | 60.995 | 62.0488 | 63.0655 | 64.014 | 65.1562 | 66.2169 | 67.0834 | 67.803 | 68.4335 | 68.9343 | 69.2682 | 69.5138 | 69.6825 | 69.7906 | 69.8011 | 69.7553 | 69.6727 | 69.5667 | 69.4281 | 69.2703 |  | 53.47 | 52.3966 | 51.9418 | 52.59 | 53.1237 | 53.757 | 54.4397 | 55.0976 | 55.8489 | 56.6075 | 57.3926 | 58.2991 | 59.2052 | 59.9295 | 60.5954 | 61.9122 | 66.0001 | 70.0325 | 73.9189 | 77.652 | 81.2447 | 85.4289 | 89.3354 | 93.0091 | 96.5302 | 99.9332 | 103.2265 | 106.4 | 109.4586 | 112.4267 | 114.0064 | 113.8022 |  | 53.47 | 52.1456 | 51.4493 | 51.855 | 52.2067 | 52.6395 | 53.1715 | 53.6783 | 54.2899 | 54.9351 | 56.4427 | 60.8787 | 65.4177 | 69.6644 | 73.8592 | 77.8454 | 81.6949 | 85.5002 | 89.1702 | 92.709 | 96.9793 | 100.9508 | 104.603 | 108.1345 | 111.5275 | 112.6739 | 112.7699 | 112.7472 | 112.7639 | 112.6344 | 112.4769 | 112.3112
Agecroft |  | 55.9968 | 55.3554 | 57.604 | 61.2214 | 70.2102 | 79.3267 | 86.048 | 87.3637 | 88.9535 | 90.5966 | 92.4504 | 94.7204 | 96.7268 | 98.4845 | 100.0536 | 101.4661 | 103.3614 | 105.1735 | 106.8941 | 108.4827 | 109.8857 | 111.0799 | 112.0312 | 112.6652 | 113.2189 | 113.7042 | 114.1086 | 114.4766 | 114.8816 | 115.2702 | 115.6498 | 115.6235 |  | 55.9968 | 55.5712 | 55.464 | 56.0606 | 56.5665 | 57.3814 | 58.4594 | 59.5795 | 60.9354 | 62.3974 | 64.0849 | 65.9165 | 67.2941 | 68.6189 | 69.8929 | 71.1215 | 72.4452 | 73.8786 | 75.3924 | 76.9233 | 78.4251 | 80.0299 | 81.3974 | 82.4663 | 83.4259 | 84.1467 | 84.76 | 85.2351 | 85.626 | 85.8623 | 85.9671 | 86.2427 |  | 55.9968 | 55.3468 | 57.4761 | 60.9111 | 69.7382 | 78.6792 | 85.1581 | 86.2162 | 87.4835 | 88.8099 | 90.3497 | 92.1379 | 93.7354 | 95.2302 | 96.5926 | 97.8521 | 99.2796 | 100.6223 | 101.8831 | 103.008 | 104.0118 | 104.8339 | 105.4831 | 105.8374 | 106.1195 | 106.3433 | 106.4793 | 106.5666 | 106.6772 | 106.7688 | 106.8338 | 106.883 |  | 55.9968 | 55.3643 | 57.5688 | 61.0714 | 69.9051 | 78.8032 | 85.1689 | 86.0777 | 87.2081 | 88.2664 | 89.4111 | 90.6965 | 91.997 | 93.1302 | 94.12 | 95.7284 | 100.0406 | 104.2802 | 108.4639 | 112.5091 | 116.3421 | 119.8944 | 123.3053 | 126.2596 | 129.1109 | 131.8774 | 134.5706 | 137.1792 | 139.7808 | 142.3179 | 142.5839 | 141.9733 |  | 55.9968 | 55.0868 | 57.0134 | 60.2609 | 68.8912 | 77.5684 | 83.7907 | 84.5375 | 85.469 | 86.3572 | 88.1632 | 92.8406 | 97.6407 | 102.1701 | 106.5798 | 110.7543 | 114.7848 | 118.743 | 122.6887 | 126.5117 | 130.1776 | 133.4825 | 136.6474 | 139.4454 | 142.1477 | 140.7748 | 140.2493 | 139.6533 | 139.2553 | 138.6687 | 138.0569 | 137.4652
Altrincham |  | 56.409 | 55.5899 | 56.0849 | 57.7717 | 58.8406 | 60.0557 | 61.5469 | 63.0867 | 64.8139 | 66.6626 | 68.6805 | 71.1559 | 73.2704 | 75.0864 | 76.7081 | 78.1158 | 80.0539 | 81.8796 | 83.5049 | 84.9779 | 86.266 | 87.3502 | 88.154 | 88.7932 | 89.3374 | 89.8028 | 90.169 | 90.491 | 90.771 | 91.03 | 91.2762 | 91.0531 |  | 56.409 | 55.8451 | 56.0887 | 57.1898 | 57.9395 | 58.8431 | 59.9793 | 61.2141 | 62.6518 | 64.4012 | 66.3588 | 68.498 | 69.7934 | 71.0595 | 72.2882 | 73.4807 | 74.6789 | 75.9696 | 77.2974 | 78.6628 | 80.1085 | 81.7596 | 83.1198 | 84.2424 | 85.2298 | 86.0575 | 86.7772 | 87.3517 | 87.7974 | 88.1145 | 88.3029 | 88.545 |  | 56.409 | 55.5801 | 55.9237 | 57.4073 | 58.2459 | 59.2395 | 60.4239 | 61.6349 | 62.9524 | 64.3962 | 66.0119 | 67.8681 | 69.4598 | 70.9388 | 72.2966 | 73.5562 | 75.0188 | 76.3572 | 77.4851 | 78.4461 | 79.2944 | 79.9654 | 80.4242 | 80.7422 | 80.9684 | 81.1243 | 81.1701 | 81.1528 | 81.0863 | 80.9942 | 80.8658 | 80.7176 |  | 56.409 | 55.5923 | 56.0098 | 57.5619 | 58.4158 | 59.3458 | 60.3941 | 61.4088 | 62.5009 | 63.5618 | 64.6372 | 65.8512 | 67.0723 | 68.092 | 68.9629 | 70.4963 | 74.9501 | 80.1324 | 85.718 | 91.1193 | 96.2416 | 101.0336 | 105.4856 | 109.6146 | 113.5712 | 117.3972 | 121.1026 | 124.675 | 128.1592 | 131.5496 | 133.42 | 133.3345 |  | 56.409 | 55.3184 | 55.4702 | 56.7652 | 57.4276 | 58.1409 | 59.0378 | 59.8912 | 60.8157 | 61.737 | 63.5607 | 68.5079 | 73.5601 | 78.2518 | 82.872 | 87.2407 | 92.3887 | 97.8478 | 103.1598 | 108.3002 | 113.2717 | 117.8368 | 122.0359 | 126.0265 | 129.8591 | 131.2174 | 131.4323 | 131.5443 | 131.7962 | 131.8 | 131.7718 | 131.7328
Atherton |  | 85.3245 | 84.1514 | 84.666 | 92.1258 | 98.9817 | 101.0536 | 103.5011 | 106.865 | 110.5663 | 113.8974 | 117.538 | 121.6584 | 124.8434 | 127.5474 | 129.9722 | 132.0727 | 134.9822 | 137.7184 | 140.1108 | 142.2817 | 144.1707 | 145.6878 | 146.809 | 147.7317 | 148.511 | 149.1574 | 149.6065 | 149.9828 | 150.2969 | 150.5781 | 150.8425 | 150.4182 |  | 85.3245 | 84.4768 | 84.6449 | 85.754 | 86.6491 | 87.9283 | 89.5071 | 91.4237 | 93.6405 | 95.9367 | 98.6323 | 101.5972 | 103.3575 | 105.0627 | 106.9075 | 108.7587 | 110.6736 | 112.7287 | 114.8542 | 117.013 | 119.1521 | 121.5443 | 123.5029 | 125.1476 | 126.5934 | 127.8528 | 128.9453 | 129.812 | 130.4711 | 130.9089 | 131.1284 | 131.4684 |  | 85.3245 | 84.1366 | 84.4208 | 91.5784 | 98.1497 | 99.9114 | 101.9304 | 104.8378 | 107.9691 | 110.7365 | 113.8158 | 117.003 | 119.2839 | 121.3659 | 123.3374 | 125.2176 | 127.4126 | 129.4201 | 131.076 | 132.4925 | 133.7384 | 134.658 | 135.2867 | 135.7519 | 136.0815 | 136.2945 | 136.2973 | 136.2028 | 136.0381 | 135.8371 | 135.5876 | 135.3045 |  | 85.3245 | 84.1814 | 84.6326 | 91.9387 | 98.5481 | 100.2634 | 102.126 | 104.8046 | 107.703 | 110.0171 | 112.4176 | 114.7513 | 116.5431 | 118.0178 | 119.3028 | 121.8852 | 129.7161 | 137.4553 | 144.9434 | 152.1689 | 159.0036 | 165.2985 | 171.3701 | 176.9776 | 182.6653 | 189.3105 | 195.7597 | 201.992 | 208.0566 | 213.9594 | 217.3552 | 217.1294 |  | 85.3245 | 83.7106 | 83.7107 | 90.5662 | 96.8409 | 98.1813 | 99.7844 | 102.1765 | 104.7489 | 106.7812 | 110.5148 | 119.4432 | 127.9456 | 135.7829 | 143.6676 | 151.1704 | 158.4148 | 165.5842 | 172.516 | 179.2337 | 185.6938 | 191.4674 | 196.974 | 202.2336 | 208.7088 | 211.3456 | 211.5737 | 211.66 | 212.0432 | 211.9199 | 211.7545 | 211.5722
Barrow & Sandgate |  | 67.531 | 67.6083 | 67.353 | 72.0159 | 76.5632 | 79.7237 | 80.238 | 80.7653 | 81.3878 | 82.0258 | 82.7035 | 83.5039 | 83.968 | 84.3205 | 84.6239 | 84.8713 | 85.2282 | 85.582 | 85.8298 | 86.0243 | 86.2008 | 86.424 | 86.6233 | 86.7272 | 86.7844 | 86.7925 | 86.739 | 86.654 | 86.5351 | 86.3966 | 86.2431 | 85.7833 |  | 67.531 | 66.0599 | 65.1777 | 65.5405 | 65.8809 | 66.2715 | 66.8134 | 67.4599 | 68.6333 | 70.066 | 71.7264 | 73.62 | 73.8176 | 73.984 | 74.1455 | 74.3033 | 74.4485 | 74.6514 | 74.8303 | 75.0088 | 75.2332 | 75.502 | 75.7071 | 75.8022 | 75.8606 | 75.8757 | 75.8562 | 75.791 | 75.698 | 75.5769 | 75.4216 | 75.2428 |  | 67.531 | 67.6065 | 67.3118 | 71.9212 | 76.4161 | 79.5141 | 79.9345 | 80.3644 | 80.8618 | 81.3716 | 81.9172 | 82.5127 | 82.8082 | 83.0491 | 83.2611 | 83.4526 | 83.7049 | 83.9503 | 84.0877 | 84.1673 | 84.2526 | 84.2453 | 84.2026 | 84.0928 | 83.9601 | 83.8005 | 83.6033 | 83.3788 | 83.1349 | 82.8766 | 82.599 | 82.31 |  | 67.531 | 67.6095 | 67.2717 | 71.8427 | 76.2865 | 79.3311 | 79.7111 | 80.0818 | 80.52 | 80.9443 | 81.3645 | 81.8272 | 82.0389 | 82.1578 | 82.2295 | 82.4107 | 83.1402 | 83.881 | 87.3904 | 91.0173 | 94.4851 | 97.63 | 100.7024 | 103.5085 | 106.6837 | 109.8691 | 112.9372 | 115.8722 | 118.6976 | 121.4148 | 122.9055 | 122.2838 |  | 67.531 | 67.4727 | 66.9332 | 71.3303 | 75.6181 | 78.5139 | 78.7674 | 79.0271 | 79.3757 | 79.7329 | 80.2513 | 81.3624 | 82.4329 | 85.5711 | 89.4259 | 93.1329 | 96.7142 | 100.3688 | 103.9082 | 107.3277 | 110.6467 | 113.6819 | 117.1486 | 120.4267 | 123.576 | 124.8377 | 124.5408 | 124.0811 | 123.6851 | 123.1515 | 122.5978 | 122.0308
Barton |  | 79.1449 | 77.4506 | 78.0889 | 80.9606 | 82.2921 | 83.6758 | 85.2319 | 86.782 | 88.458 | 90.1975 | 92.0809 | 94.2898 | 96.3055 | 98.1235 | 99.7842 | 101.2603 | 103.8816 | 106.4281 | 108.784 | 111.0067 | 113.0568 | 114.9036 | 116.5166 | 118.0078 | 119.4164 | 120.7518 | 121.9933 | 123.1921 | 124.3611 | 125.5059 | 126.6341 | 126.6652 |  | 79.1449 | 77.7435 | 77.7867 | 79.3864 | 80.1602 | 81.0586 | 82.1345 | 83.3053 | 84.6349 | 86.0977 | 87.7577 | 89.6239 | 90.9721 | 92.2739 | 93.5273 | 94.7359 | 95.9974 | 97.3376 | 98.6796 | 100.0217 | 101.3266 | 102.7025 | 103.865 | 104.8822 | 105.8049 | 106.5325 | 107.1661 | 107.679 | 108.0759 | 108.3323 | 108.4682 | 108.7542 |  | 79.1449 | 77.443 | 77.918 | 80.5918 | 81.7374 | 82.9186 | 84.2028 | 85.4885 | 86.847 | 88.275 | 89.8516 | 91.6221 | 93.2025 | 94.6843 | 96.0629 | 97.3911 | 98.8774 | 100.2824 | 101.4932 | 102.5626 | 103.5145 | 104.2841 | 104.8739 | 105.3579 | 105.764 | 106.1051 | 106.3458 | 106.5313 | 106.6818 | 106.8059 | 106.8963 | 106.9625 |  | 79.1449 | 77.4669 | 77.9575 | 80.6257 | 81.7074 | 82.7802 | 84.0492 | 85.3174 | 86.6945 | 88.0498 | 89.4146 | 90.8414 | 92.1909 | 93.3597 | 94.375 | 95.9424 | 101.0072 | 106.1868 | 111.1494 | 115.9225 | 120.4425 | 124.6691 | 128.6041 | 132.2879 | 135.828 | 139.2572 | 142.5852 | 145.8048 | 148.9304 | 151.9742 | 153.9044 | 153.4542 |  | 79.1449 | 77.2256 | 77.481 | 79.9113 | 80.8101 | 81.7537 | 83.03 | 84.2619 | 85.5849 | 86.929 | 89.0521 | 94.5119 | 99.9804 | 105.197 | 110.7323 | 116.0886 | 121.283 | 126.3843 | 131.3074 | 136.048 | 140.6035 | 144.7949 | 148.696 | 152.4484 | 156.0646 | 157.9375 | 157.8964 | 157.7648 | 157.6403 | 157.4207 | 157.1719 | 156.9029
Belfield |  | 51.7323 | 50.3404 | 49.946 | 51.1222 | 51.805 | 52.5093 | 53.309 | 54.0852 | 54.9336 | 55.82 | 56.7522 | 57.8506 | 58.7029 | 59.3936 | 60.0167 | 60.5526 | 61.4267 | 62.4388 | 63.3466 | 64.1974 | 64.9438 | 65.564 | 66.0517 | 66.485 | 66.8715 | 67.2145 | 67.4929 | 67.7472 | 67.9854 | 68.2103 | 68.4269 | 68.2952 |  | 51.7323 | 50.5676 | 50.1238 | 50.7972 | 51.1976 | 51.6711 | 52.2522 | 52.8685 | 53.5908 | 54.4129 | 55.343 | 56.3619 | 56.8711 | 57.3426 | 57.82 | 58.2881 | 58.7414 | 59.2315 | 59.7304 | 60.2459 | 60.7517 | 61.3762 | 61.9305 | 62.4411 | 62.8941 | 63.2472 | 63.5467 | 63.7762 | 63.9406 | 64.0246 | 64.0368 | 64.1235 |  | 51.7323 | 50.3355 | 49.8693 | 50.9492 | 51.5411 | 52.1462 | 52.8078 | 53.4344 | 54.095 | 54.7948 | 55.5403 | 56.3498 | 56.9633 | 57.5031 | 58.0079 | 58.4793 | 59.0688 | 59.7207 | 60.2673 | 60.7525 | 61.1656 | 61.4651 | 61.6624 | 61.8138 | 61.9216 | 61.9907 | 61.9925 | 61.9641 | 61.9176 | 61.8574 | 61.7811 | 61.6917 |  | 51.7323 | 50.3373 | 49.8303 | 50.8541 | 51.3465 | 51.8081 | 52.2829 | 52.7015 | 53.1303 | 53.5333 | 53.9209 | 54.355 | 54.7155 | 55.1735 | 55.584 | 56.48 | 59.3945 | 62.2685 | 65.0453 | 67.7322 | 70.2596 | 72.5922 | 74.8289 | 76.9114 | 78.9223 | 80.9791 | 83.3594 | 85.6539 | 87.8812 | 90.0421 | 91.2778 | 91.0845 |  | 51.7323 | 50.2012 | 49.56 | 50.4471 | 50.8276 | 51.1859 | 51.5941 | 51.9637 | 52.3694 | 52.7751 | 53.3073 | 56.2497 | 59.503 | 62.5196 | 65.5402 | 68.4207 | 71.2026 | 73.9478 | 76.5955 | 79.1704 | 81.6218 | 83.8199 | 85.9105 | 88.0093 | 90.4473 | 91.6001 | 91.6199 | 91.5599 | 91.583 | 91.4485 | 91.2957 | 91.1302
Bispham |  | 73.0022 | 71.7309 | 72.1079 | 73.9627 | 74.9407 | 76.1498 | 77.6496 | 79.3512 | 81.3351 | 83.4417 | 85.831 | 88.8875 | 91.6245 | 93.8948 | 95.9729 | 97.7619 | 100.2412 | 102.5461 | 104.5995 | 106.485 | 108.1048 | 109.3265 | 110.1318 | 110.7414 | 111.2134 | 111.5685 | 111.7598 | 111.8858 | 111.9659 | 112.0131 | 112.0406 | 111.496 |  | 73.0022 | 72.0352 | 72.0887 | 73.1992 | 73.8743 | 74.7878 | 75.9278 | 77.2196 | 78.7501 | 80.4604 | 82.4545 | 84.6355 | 86.0936 | 87.4611 | 88.8904 | 90.3352 | 91.9173 | 93.6152 | 95.44 | 97.3401 | 99.2296 | 101.403 | 103.1729 | 104.6833 | 106.0166 | 106.9862 | 107.8086 | 108.4322 | 108.8931 | 109.1735 | 109.2709 | 109.4385 |  | 73.0022 | 71.7189 | 71.9073 | 73.5145 | 74.2595 | 75.2143 | 76.349 | 77.5629 | 79.0011 | 80.6016 | 82.4876 | 84.7452 | 86.6685 | 88.3978 | 90.0306 | 91.6034 | 93.4902 | 95.1905 | 96.6322 | 97.8887 | 98.9809 | 99.7176 | 100.1331 | 100.3812 | 100.5 | 100.5164 | 100.3578 | 100.1119 | 99.8118 | 99.476 | 99.0924 | 98.6801 |  | 73.0022 | 71.7378 | 72.0189 | 73.7134 | 74.4546 | 75.3471 | 76.311 | 77.3033 | 78.5697 | 79.7835 | 81.0511 | 82.4701 | 83.8964 | 85.0201 | 86.0062 | 88.0035 | 94.2178 | 100.3729 | 106.3012 | 113.9508 | 121.2036 | 127.9783 | 134.2367 | 140.1011 | 145.7387 | 151.2121 | 156.5351 | 161.6931 | 166.7351 | 171.6622 | 174.7528 | 174.6741 |  | 73.0022 | 71.4102 | 71.3755 | 72.7525 | 73.2519 | 73.9045 | 74.7917 | 75.7296 | 76.7976 | 77.8323 | 80.2137 | 87.1092 | 94.0573 | 100.4934 | 106.8732 | 112.9346 | 118.794 | 124.6014 | 131.274 | 138.5141 | 145.4807 | 151.8449 | 157.7245 | 163.4041 | 168.8772 | 171.5342 | 171.735 | 171.8715 | 172.1444 | 172.1535 | 172.1323 | 172.0961
Blackburn |  | 47.6749 | 46.0926 | 46.0692 | 49.9785 | 53.9412 | 57.9719 | 60.9719 | 61.8131 | 62.721 | 63.6565 | 64.631 | 65.8579 | 66.9168 | 67.8181 | 68.6087 | 69.2935 | 70.6983 | 72.0327 | 73.2651 | 74.42 | 75.4761 | 76.4288 | 77.2502 | 78.019 | 78.7369 | 79.3995 | 80.026 | 80.6509 | 81.2557 | 81.8388 | 82.4047 | 82.2973 |  | 47.6749 | 46.3138 | 45.9529 | 46.8588 | 47.2245 | 47.7034 | 48.3359 | 49.0488 | 49.8801 | 50.8202 | 51.8896 | 53.0666 | 53.7066 | 54.3116 | 54.8831 | 55.4324 | 56.0021 | 56.5959 | 57.2206 | 57.8489 | 58.4533 | 59.1188 | 59.6446 | 60.0771 | 60.443 | 60.812 | 61.1598 | 61.4302 | 61.6237 | 61.7297 | 61.7556 | 61.8486 |  | 47.6749 | 46.0888 | 45.973 | 49.772 | 53.6297 | 57.5448 | 60.3901 | 61.0822 | 61.8112 | 62.5683 | 63.3646 | 64.2332 | 64.9651 | 65.7075 | 66.3702 | 66.9773 | 67.672 | 68.2967 | 68.8202 | 69.265 | 69.6466 | 69.9395 | 70.1376 | 70.2969 | 70.4117 | 70.4798 | 70.4601 | 70.4463 | 70.4321 | 70.3996 | 70.3444 | 70.272 |  | 47.6749 | 46.1046 | 46.0006 | 49.8166 | 53.6765 | 57.6001 | 60.4679 | 61.1656 | 61.9299 | 62.7028 | 63.4785 | 64.3294 | 65.0561 | 65.6684 | 66.1888 | 67.132 | 70.2243 | 73.784 | 77.3707 | 80.8357 | 84.1203 | 87.1798 | 90.1663 | 92.9857 | 95.7128 | 98.3615 | 100.9377 | 103.4282 | 105.8417 | 108.1831 | 109.4114 | 108.7474 |  | 47.6749 | 45.9513 | 45.698 | 49.3627 | 53.102 | 56.9241 | 59.7509 | 60.418 | 61.166 | 61.9509 | 63.2701 | 66.8627 | 70.6885 | 74.6526 | 78.5008 | 82.1892 | 85.7688 | 89.3059 | 92.7517 | 96.0945 | 99.3125 | 102.3012 | 105.159 | 107.8974 | 110.5487 | 111.4581 | 110.9869 | 110.456 | 109.9716 | 109.3948 | 108.8059 | 108.2105
Blackpool |  | 78.4285 | 76.7972 | 76.1159 | 76.9917 | 77.7455 | 78.6265 | 79.7477 | 80.8863 | 82.1999 | 83.6028 | 85.172 | 87.1812 | 88.8298 | 90.2053 | 91.4502 | 92.5559 | 94.6084 | 96.5348 | 98.4188 | 100.2139 | 101.8593 | 103.338 | 104.9679 | 106.4305 | 107.8137 | 109.1193 | 110.3007 | 111.4353 | 112.5373 | 113.6105 | 114.6642 | 114.3424 |  | 78.4285 | 77.2218 | 76.7154 | 77.3457 | 77.9439 | 78.6975 | 79.6791 | 80.7973 | 83.6285 | 86.8885 | 90.6127 | 94.8271 | 95.1805 | 95.5194 | 95.8331 | 96.1561 | 96.4759 | 96.8071 | 97.1761 | 97.5543 | 97.9576 | 98.4553 | 99.2897 | 100.1312 | 100.8706 | 101.3711 | 101.7869 | 102.0881 | 102.3139 | 102.4552 | 102.5421 | 102.6275 |  | 78.4285 | 76.788 | 75.9332 | 76.5931 | 77.145 | 77.8075 | 78.6322 | 79.4726 | 80.4237 | 81.4713 | 82.6906 | 84.1825 | 85.3782 | 86.4536 | 87.4555 | 88.4128 | 89.5597 | 90.5812 | 91.5594 | 92.4437 | 93.2436 | 93.7731 | 94.1035 | 94.284 | 94.3835 | 94.4137 | 94.3133 | 94.1537 | 93.9837 | 93.7885 | 93.5607 | 93.3081 |  | 78.4285 | 76.7843 | 75.9902 | 76.7054 | 77.2463 | 77.8538 | 78.5634 | 79.2562 | 80.1189 | 80.9493 | 81.8132 | 82.8087 | 83.7409 | 84.4871 | 85.1488 | 86.7106 | 92.1242 | 97.5232 | 103.4239 | 109.1768 | 114.6717 | 119.7793 | 124.6895 | 129.2377 | 133.6394 | 137.9197 | 142.0876 | 146.12 | 150.5037 | 154.9913 | 157.6406 | 157.0998 |  | 78.4285 | 76.4187 | 75.2703 | 75.6295 | 75.8903 | 76.2167 | 76.7657 | 77.266 | 77.8678 | 78.4691 | 80.184 | 85.9463 | 91.9544 | 98.2271 | 104.3459 | 110.2568 | 116.0143 | 121.7652 | 127.3941 | 132.8826 | 138.173 | 142.9513 | 147.5505 | 151.9443 | 156.2014 | 157.2946 | 157.0807 | 156.7091 | 156.3979 | 155.952 | 155.4788 | 154.999
Bloom St |  | 79.6586 | 77.3774 | 78.5837 | 82.1913 | 83.8358 | 85.3384 | 86.9174 | 88.4241 | 89.9872 | 91.4647 | 92.8781 | 94.3845 | 95.9696 | 97.3739 | 98.6659 | 99.8321 | 101.8308 | 103.8324 | 105.9069 | 107.8786 | 109.6838 | 111.3337 | 112.7068 | 113.9929 | 115.1772 | 116.2885 | 117.33 | 118.3172 | 119.2631 | 120.1741 | 121.0542 | 121.1286 |  | 79.6586 | 77.7119 | 77.8262 | 79.75 | 80.6271 | 81.4961 | 82.4769 | 83.5242 | 84.6776 | 85.8517 | 87.1032 | 88.6579 | 89.3221 | 90.0093 | 90.7381 | 91.4359 | 92.1595 | 92.8991 | 93.6252 | 94.3601 | 95.1595 | 96.0873 | 96.8603 | 97.5512 | 98.1683 | 98.6632 | 99.1033 | 99.4724 | 99.7896 | 100.0578 | 100.2685 | 100.4457 |  | 79.6586 | 77.3702 | 78.4407 | 81.8845 | 83.3817 | 84.7302 | 86.106 | 87.422 | 88.731 | 89.9392 | 91.1138 | 92.2994 | 93.5538 | 94.7234 | 95.8143 | 96.8407 | 97.9944 | 99.0542 | 100.0153 | 100.889 | 101.6749 | 102.3536 | 102.867 | 103.342 | 103.7923 | 104.1791 | 104.4869 | 104.7227 | 104.9092 | 105.0563 | 105.1471 | 105.2063 |  | 79.6586 | 77.3746 | 78.4045 | 81.8288 | 83.2842 | 84.5944 | 85.978 | 87.2873 | 88.6996 | 89.9883 | 91.1789 | 92.3949 | 93.7235 | 94.8676 | 95.8971 | 96.9785 | 99.5425 | 102.3115 | 104.8892 | 107.3368 | 109.6009 | 111.6884 | 113.4896 | 115.1733 | 116.7394 | 118.2202 | 119.6242 | 120.9547 | 122.2268 | 123.4458 | 123.9618 | 123.6492 |  | 79.6586 | 77.264 | 78.1827 | 81.4919 | 82.8448 | 84.1085 | 85.5264 | 86.9414 | 88.4692 | 89.9103 | 91.4769 | 94.4762 | 97.6786 | 100.6037 | 103.4716 | 106.5132 | 109.4854 | 112.3546 | 115.0757 | 117.6635 | 120.1054 | 122.3498 | 124.3189 | 126.2066 | 127.9788 | 128.596 | 128.7382 | 128.8244 | 128.9688 | 128.9422 | 128.871 | 128.7742
Bolton |  | 107.0709 | 104.8067 | 104.6525 | 107.0167 | 108.696 | 110.5897 | 112.8352 | 115.1714 | 117.8456 | 120.6617 | 123.7835 | 127.6622 | 130.8856 | 133.6231 | 136.1046 | 138.2657 | 141.8611 | 145.2605 | 148.4352 | 151.3857 | 154.0499 | 156.2425 | 158.0284 | 159.5931 | 161.0039 | 162.2629 | 163.2839 | 164.2239 | 165.089 | 165.9125 | 166.7127 | 166.223 |  | 107.0709 | 105.2789 | 104.8733 | 106.2545 | 107.3722 | 108.7455 | 110.4088 | 112.2755 | 114.4853 | 116.9303 | 119.7296 | 122.9221 | 124.841 | 126.6673 | 128.4821 | 130.2665 | 132.1822 | 134.2732 | 136.4592 | 138.6652 | 140.8843 | 143.39 | 145.4766 | 147.2522 | 148.8351 | 150.1907 | 151.3789 | 152.3382 | 153.0915 | 153.6357 | 153.9546 | 154.294 |  | 107.0709 | 104.7908 | 104.3511 | 106.3541 | 107.6921 | 109.213 | 110.9489 | 112.7597 | 114.7865 | 116.9609 | 119.4429 | 122.3647 | 124.7887 | 127.0077 | 129.0767 | 130.999 | 133.2336 | 135.2651 | 137.0682 | 138.6355 | 140.031 | 141.0074 | 141.6843 | 142.1796 | 142.5335 | 142.7559 | 142.7318 | 142.6062 | 142.4027 | 142.1581 | 141.8621 | 141.5265 |  | 107.0709 | 104.8212 | 104.5127 | 106.614 | 107.9304 | 109.3431 | 110.8616 | 112.3872 | 114.1812 | 115.9025 | 117.6831 | 119.6866 | 121.5634 | 123.0973 | 124.4348 | 127.3392 | 136.944 | 146.481 | 155.7395 | 165.7911 | 176.2963 | 186.0769 | 195.246 | 203.8102 | 212.0451 | 220.0219 | 227.7576 | 235.2237 | 242.4801 | 249.5303 | 253.8046 | 253.208 |  | 107.0709 | 104.3848 | 103.6541 | 105.331 | 106.317 | 107.4131 | 108.7913 | 110.1363 | 111.6663 | 113.1749 | 116.6562 | 127.1081 | 137.6605 | 147.5535 | 157.323 | 166.6527 | 175.6845 | 184.6619 | 193.9029 | 204.3161 | 214.3869 | 223.5598 | 232.1109 | 240.3246 | 248.2371 | 251.9526 | 251.9966 | 251.7897 | 251.7658 | 251.3729 | 250.9329 | 250.4647
Burnley |  | 47.5368 | 46.6001 | 46.4775 | 47.3187 | 47.7827 | 48.3432 | 49.074 | 49.8187 | 50.6853 | 51.6156 | 52.6603 | 53.9787 | 55.0454 | 55.9246 | 56.7287 | 57.4061 | 58.6012 | 59.7515 | 60.7639 | 61.7095 | 62.557 | 63.2869 | 63.868 | 64.3547 | 64.7972 | 65.1848 | 65.4868 | 65.7587 | 66.0045 | 66.2451 | 66.476 | 66.2568 |  | 47.5368 | 46.8165 | 46.6335 | 47.149 | 47.4755 | 47.8981 | 48.4904 | 49.1494 | 49.9472 | 50.8475 | 51.8923 | 53.065 | 53.7179 | 54.3135 | 54.9068 | 55.4666 | 56.0708 | 56.7313 | 57.3962 | 58.0782 | 58.7392 | 59.4742 | 60.0723 | 60.555 | 60.9811 | 61.3353 | 61.6343 | 61.8588 | 62.0108 | 62.0787 | 62.067 | 62.1206 |  | 47.5368 | 46.5951 | 46.377 | 47.0988 | 47.4503 | 47.888 | 48.4516 | 49.0264 | 49.6845 | 50.4084 | 51.2476 | 52.2608 | 53.073 | 53.7874 | 54.4602 | 55.0616 | 55.7679 | 56.4288 | 56.955 | 57.4135 | 57.8047 | 58.0844 | 58.265 | 58.3733 | 58.446 | 58.476 | 58.4229 | 58.3378 | 58.2289 | 58.1064 | 57.9679 | 57.8164 |  | 47.5368 | 46.6134 | 46.4382 | 47.1928 | 47.5373 | 47.9364 | 48.4188 | 48.89 | 49.4598 | 50.0203 | 50.6226 | 51.3335 | 51.9629 | 52.4535 | 52.8952 | 53.9799 | 57.7502 | 61.4883 | 65.0806 | 68.5469 | 72.2004 | 75.9054 | 79.3807 | 82.5855 | 85.6602 | 88.6197 | 91.4695 | 94.1979 | 96.8262 | 99.3562 | 100.7581 | 100.2903 |  | 47.5368 | 46.3695 | 45.9592 | 46.4782 | 46.6439 | 46.8541 | 47.2153 | 47.5561 | 47.9791 | 48.5062 | 49.8478 | 53.8982 | 57.9662 | 61.7979 | 65.6231 | 69.2578 | 72.7758 | 76.2742 | 79.6246 | 83.5685 | 87.3559 | 90.7999 | 93.995 | 97.0197 | 99.926 | 101.0739 | 100.9151 | 100.5895 | 100.3205 | 99.9293 | 99.5192 | 99.0987
Bury |  | 71.9346 | 69.7765 | 68.7999 | 70.4186 | 71.7711 | 73.2003 | 74.7627 | 76.3151 | 78.0501 | 79.7981 | 81.5824 | 83.7 | 85.4684 | 86.9599 | 88.3344 | 89.56 | 90.8491 | 92.2568 | 93.9767 | 95.5285 | 96.8685 | 97.9667 | 98.7418 | 99.5083 | 100.6301 | 101.6646 | 102.5699 | 103.421 | 104.2352 | 105.0178 | 105.7772 | 105.7475 |  | 71.9346 | 70.1969 | 69.3975 | 70.4455 | 71.377 | 72.4539 | 73.6847 | 75.0116 | 76.5833 | 78.3151 | 80.2335 | 82.3595 | 83.2936 | 84.1767 | 85.0679 | 85.9473 | 86.7946 | 87.7275 | 88.6806 | 89.6494 | 90.6285 | 91.899 | 93.2126 | 94.294 | 95.2203 | 96.0307 | 96.73 | 97.2773 | 97.7023 | 98.0183 | 98.2082 | 98.3605 |  | 71.9346 | 69.7657 | 68.6566 | 70.0908 | 71.2728 | 72.5193 | 73.8267 | 75.0946 | 76.4705 | 77.8702 | 79.314 | 80.8877 | 82.1495 | 83.3041 | 84.401 | 85.4553 | 86.7106 | 87.8634 | 88.7861 | 89.5508 | 90.2191 | 90.7718 | 91.1462 | 91.6344 | 92.008 | 92.2893 | 92.4116 | 92.4484 | 92.413 | 92.3407 | 92.2163 | 92.0595 |  | 71.9346 | 69.7816 | 68.6629 | 70.1108 | 71.2563 | 72.4409 | 73.6997 | 74.891 | 76.1823 | 77.4368 | 78.7395 | 80.2598 | 81.5742 | 82.6507 | 83.62 | 84.5342 | 89.2949 | 94.9459 | 100.7806 | 108.0483 | 114.9482 | 121.3892 | 127.4385 | 133.1072 | 138.5535 | 143.8287 | 148.945 | 153.8863 | 158.6927 | 163.3676 | 166.1444 | 165.871 |  | 71.9346 | 69.5328 | 68.1665 | 69.3602 | 70.2865 | 71.2572 | 72.347 | 73.3974 | 74.6966 | 76.0054 | 77.4164 | 82.157 | 88.5106 | 94.4443 | 100.3385 | 106.0015 | 111.487 | 118.8115 | 125.9224 | 132.8268 | 139.5165 | 145.6406 | 151.3181 | 156.78 | 162.038 | 164.3363 | 164.472 | 164.4715 | 164.6363 | 164.4878 | 164.3024 | 164.0996
Buxton |  | 68.8973 | 67.5136 | 86.5958 | 86.9456 | 107.3847 | 107.7812 | 108.1596 | 108.583 | 109.0253 | 109.5051 | 109.9847 | 110.5629 | 111.0229 | 111.4178 | 111.7491 | 112.0257 | 112.5328 | 112.9761 | 113.3877 | 113.7561 | 114.0695 | 114.3224 | 114.4869 | 114.6096 | 114.7012 | 114.7694 | 114.817 | 114.849 | 114.8747 | 114.8889 | 114.893 | 114.6878 |  | 68.8973 | 67.6748 | 66.7691 | 66.8791 | 67.0005 | 67.1791 | 67.3831 | 67.6466 | 67.9707 | 68.3552 | 68.7727 | 69.2365 | 69.4824 | 69.7269 | 69.949 | 70.1633 | 70.3873 | 70.6075 | 70.8569 | 71.1093 | 71.362 | 71.6812 | 71.9675 | 72.2269 | 72.4515 | 72.5815 | 72.6795 | 72.736 | 72.7475 | 72.7165 | 72.6453 | 72.6014 |  | 68.8973 | 67.5109 | 86.5453 | 86.8344 | 107.2161 | 107.55 | 107.8426 | 108.1774 | 108.5103 | 108.8813 | 109.2525 | 109.6682 | 109.9931 | 110.3009 | 110.563 | 110.8 | 111.086 | 111.3078 | 111.4973 | 111.6417 | 111.7512 | 111.8088 | 111.7971 | 111.7496 | 111.6735 | 111.5776 | 111.46 | 111.3235 | 111.1796 | 111.0246 | 110.855 | 110.6777 |  | 68.8973 | 67.5042 | 86.4715 | 86.6711 | 106.9348 | 107.1149 | 107.2079 | 107.35 | 107.5019 | 107.6689 | 107.8621 | 108.0896 | 108.2691 | 108.4004 | 108.4649 | 108.587 | 109.2163 | 109.7889 | 110.7125 | 111.8784 | 112.963 | 113.9451 | 114.8489 | 115.6793 | 116.4675 | 117.2203 | 117.9407 | 118.6253 | 119.2636 | 119.8717 | 119.8414 | 119.3613 |  | 68.8973 | 67.4288 | 86.3226 | 86.4481 | 106.6531 | 106.7931 | 106.8893 | 107.0473 | 107.2265 | 107.4433 | 107.859 | 108.8515 | 109.8222 | 110.7359 | 111.8049 | 113.1821 | 114.5087 | 115.7798 | 117.0105 | 118.1859 | 119.2835 | 120.2484 | 121.1462 | 122.006 | 122.8234 | 122.524 | 122.1999 | 121.8432 | 121.4963 | 121.0959 | 120.6821 | 120.2671
Carlisle |  | 118.9172 | 116.0353 | 114.8288 | 116.7116 | 118.2614 | 122.9497 | 127.9572 | 133.0415 | 138.5392 | 143.239 | 148.2803 | 154.2925 | 159.6955 | 162.7057 | 165.4537 | 167.891 | 171.8925 | 175.9179 | 180.0477 | 184.094 | 187.7618 | 190.3995 | 192.3285 | 193.7512 | 195.0184 | 196.1267 | 196.9941 | 197.8304 | 198.5353 | 199.1928 | 199.8212 | 199.2242 |  | 118.9172 | 116.5447 | 115.4134 | 116.489 | 117.4034 | 119.255 | 121.4157 | 123.808 | 126.6857 | 129.6077 | 132.8661 | 136.3859 | 138.7558 | 140.5179 | 142.2499 | 144.051 | 146.226 | 148.5978 | 151.4373 | 154.4777 | 157.5353 | 160.8652 | 163.8152 | 166.4074 | 168.757 | 169.8154 | 170.6981 | 171.3471 | 171.7604 | 171.9018 | 171.7973 | 171.9505 |  | 118.9172 | 116.0201 | 114.5336 | 116.0666 | 117.2404 | 121.5329 | 126.0269 | 130.5883 | 135.4441 | 139.5152 | 143.9377 | 149.0261 | 153.6353 | 156.1302 | 158.4667 | 160.6636 | 163.2761 | 165.91 | 168.648 | 171.2989 | 173.6917 | 175.1102 | 175.9306 | 176.294 | 176.5194 | 176.6125 | 176.4621 | 176.2664 | 175.9412 | 175.5751 | 175.1579 | 174.7565 |  | 118.9172 | 116.0721 | 114.6857 | 116.2874 | 117.4406 | 121.6073 | 125.8463 | 130.1829 | 135.1299 | 139.0695 | 143.03 | 147.1928 | 151.2926 | 153.1258 | 155.1235 | 158.0977 | 166.0702 | 173.9427 | 181.5106 | 188.7366 | 195.9034 | 203.9076 | 210.8543 | 217.2523 | 223.3738 | 229.2791 | 234.9815 | 240.4694 | 245.8215 | 251.0186 | 254.4915 | 253.9321 |  | 118.9172 | 115.5957 | 113.7481 | 114.8863 | 115.7125 | 119.649 | 124.1417 | 128.6124 | 133.3546 | 137.1482 | 141.9771 | 151.7537 | 162.6561 | 171.0788 | 179.2828 | 187.0763 | 194.5415 | 201.8531 | 209.2481 | 217.915 | 225.8071 | 232.8495 | 239.3279 | 245.4872 | 251.3908 | 255.0291 | 254.9816 | 254.838 | 254.78 | 254.5012 | 254.1743 | 253.8106
Carlisle North |  | 12.5753 | 12.1112 | 12.1555 | 12.6926 | 12.8562 | 13.025 | 13.197 | 13.3731 | 13.5656 | 13.7615 | 13.9509 | 14.1679 | 14.3415 | 14.4845 | 14.6105 | 14.7264 | 14.9247 | 15.1104 | 15.2876 | 15.485 | 15.6565 | 15.8045 | 15.9215 | 16.0455 | 16.1545 | 16.2506 | 16.3342 | 16.4122 | 16.5334 | 16.6478 | 16.7562 | 16.7116 |  | 12.5753 | 12.177 | 12.0947 | 12.3663 | 12.4461 | 12.5455 | 12.6561 | 12.7925 | 12.9589 | 13.1513 | 13.3599 | 13.5922 | 13.6609 | 13.7222 | 13.7795 | 13.8408 | 13.8942 | 13.9537 | 14.022 | 14.0848 | 14.1491 | 14.2348 | 14.3016 | 14.346 | 14.3799 | 14.3958 | 14.4029 | 14.3987 | 14.3872 | 14.3686 | 14.3418 | 14.3109 |  | 12.5753 | 12.1101 | 12.1353 | 12.6482 | 12.7895 | 12.9341 | 13.0732 | 13.2159 | 13.3673 | 13.5233 | 13.6736 | 13.8319 | 13.9503 | 14.0551 | 14.1489 | 14.2433 | 14.352 | 14.4476 | 14.5282 | 14.585 | 14.6313 | 14.6634 | 14.6773 | 14.6735 | 14.6605 | 14.6404 | 14.6138 | 14.5862 | 14.5518 | 14.511 | 14.4608 | 14.4061 |  | 12.5753 | 12.1113 | 12.1273 | 12.6347 | 12.7672 | 12.9036 | 13.0417 | 13.1815 | 13.3356 | 13.4898 | 13.6324 | 13.7932 | 13.9189 | 14.0152 | 14.0948 | 14.1675 | 14.327 | 14.5323 | 14.8528 | 15.1427 | 15.4027 | 15.7531 | 16.0561 | 16.325 | 16.5753 | 16.8098 | 17.0301 | 17.2367 | 17.4334 | 17.6203 | 17.735 | 17.6366 |  | 12.5753 | 12.0876 | 12.0794 | 12.5618 | 12.6711 | 12.7911 | 12.9227 | 13.0606 | 13.2192 | 13.384 | 13.5468 | 13.8403 | 14.1252 | 14.3781 | 14.7361 | 15.1398 | 15.5138 | 15.9735 | 16.4414 | 16.8763 | 17.27 | 17.6202 | 17.9314 | 18.2154 | 18.4819 | 18.6291 | 18.5773 | 18.5176 | 18.4551 | 18.3842 | 18.3083 | 18.2296
Carrington BSP |  | 36.6187 | 36.3 | 37.5203 | 39.2191 | 39.6624 | 40.0903 | 40.5824 | 41.0952 | 41.6803 | 42.2957 | 42.9633 | 43.869 | 44.7259 | 45.5053 | 46.1971 | 46.8065 | 47.7729 | 48.7076 | 49.5467 | 50.3381 | 51.0642 | 51.6984 | 52.2501 | 52.7544 | 53.2281 | 53.6722 | 54.0725 | 54.4585 | 54.8333 | 55.2022 | 55.5689 | 55.5989 |  | 36.6187 | 36.3764 | 36.9708 | 37.8987 | 38.1928 | 38.5042 | 38.8687 | 39.2718 | 39.7972 | 40.409 | 41.0965 | 41.8671 | 42.082 | 42.3726 | 42.8066 | 43.2261 | 43.7686 | 44.3532 | 44.9509 | 45.5556 | 46.1371 | 46.7261 | 47.2271 | 47.6616 | 48.0553 | 48.3895 | 48.6808 | 48.9165 | 49.0914 | 49.1922 | 49.2332 | 49.3753 |  | 36.6187 | 36.2969 | 37.461 | 39.0879 | 39.4632 | 39.8166 | 40.2067 | 40.6137 | 41.068 | 41.5534 | 42.0911 | 42.7512 | 43.4428 | 44.1138 | 44.7196 | 45.2785 | 45.9015 | 46.4896 | 46.9803 | 47.4193 | 47.815 | 48.1274 | 48.3782 | 48.5879 | 48.768 | 48.9211 | 49.0271 | 49.1132 | 49.1855 | 49.2505 | 49.3061 | 49.354 |  | 36.6187 | 36.3075 | 37.4928 | 39.1296 | 39.4863 | 39.7937 | 40.1036 | 40.4157 | 40.7655 | 41.1039 | 41.5442 | 42.119 | 42.6867 | 43.2069 | 43.6538 | 44.3447 | 46.2881 | 48.1843 | 50.0222 | 51.809 | 53.5125 | 55.1051 | 56.6461 | 58.0922 | 59.5055 | 60.8937 | 62.3633 | 63.9376 | 65.4841 | 67.003 | 67.9765 | 68.0479 |  | 36.6187 | 36.2164 | 37.313 | 38.8602 | 39.1491 | 39.3865 | 39.6538 | 39.9237 | 40.236 | 40.5482 | 41.1611 | 43.3119 | 45.4695 | 47.5449 | 49.5552 | 51.4705 | 53.3305 | 55.1447 | 56.905 | 58.6228 | 60.2791 | 61.791 | 63.2514 | 64.6632 | 66.0447 | 66.6612 | 66.8149 | 66.9488 | 67.113 | 67.2153 | 67.3082 | 67.397
Castleton |  | 55.6531 | 54.1386 | 54.792 | 57.1519 | 59.9534 | 65.9209 | 71.947 | 82.9944 | 86.0556 | 88.1493 | 89.3197 | 90.6756 | 91.9121 | 93.0011 | 94.0027 | 94.9045 | 96.4997 | 98.0413 | 99.4696 | 100.8395 | 102.0926 | 103.2223 | 104.202 | 105.1244 | 105.9876 | 106.7935 | 107.514 | 108.2008 | 108.8606 | 109.5003 | 110.1254 | 110.0995 |  | 55.6531 | 54.3523 | 54.3711 | 55.5905 | 57.4618 | 61.792 | 66.1898 | 74.4236 | 76.7096 | 78.3389 | 79.3458 | 80.4344 | 81.1409 | 81.8158 | 82.466 | 83.0982 | 83.7481 | 84.4334 | 85.1388 | 85.8616 | 86.5467 | 87.2785 | 87.8754 | 88.5707 | 89.3066 | 89.9654 | 90.5387 | 90.9984 | 91.3655 | 91.6065 | 91.7299 | 91.9534 |  | 55.6531 | 54.1334 | 54.6793 | 56.9083 | 59.5879 | 65.4224 | 71.2704 | 82.1439 | 84.9966 | 86.8867 | 87.8577 | 88.9267 | 89.8972 | 90.801 | 91.6463 | 92.4431 | 93.3325 | 94.1669 | 94.8878 | 95.5449 | 96.1252 | 96.5982 | 96.9615 | 97.2808 | 97.5475 | 97.7663 | 97.8983 | 97.9909 | 98.0559 | 98.102 | 98.1238 | 98.1258 |  | 55.6531 | 54.1591 | 54.7312 | 56.9925 | 59.6845 | 65.5376 | 71.4128 | 82.2997 | 85.2153 | 87.1365 | 88.0769 | 89.0872 | 90.0629 | 90.9045 | 91.6583 | 92.9276 | 96.6458 | 100.3167 | 103.8767 | 107.3338 | 110.6016 | 113.6546 | 116.9589 | 120.3606 | 123.6584 | 127.112 | 130.8249 | 134.4109 | 137.8977 | 141.2883 | 143.3728 | 143.1146 |  | 55.6531 | 53.9866 | 54.3909 | 56.4828 | 59.0445 | 64.7812 | 70.6107 | 81.4544 | 84.3242 | 86.2303 | 87.8091 | 91.9664 | 96.1639 | 100.1301 | 104.0218 | 107.7605 | 111.3803 | 114.9725 | 119.0915 | 123.1057 | 126.9936 | 130.5597 | 133.962 | 137.5932 | 141.4356 | 143.3113 | 143.3923 | 143.3581 | 143.4094 | 143.2756 | 143.1155 | 142.9385
Chadderton |  | 90.4645 | 88.7398 | 89.0699 | 91.7157 | 93.3061 | 95.0463 | 97.1385 | 99.2778 | 101.6385 | 104.1117 | 106.9389 | 110.6918 | 114.0193 | 116.833 | 119.4327 | 121.7076 | 124.9671 | 128.0519 | 130.8681 | 133.4933 | 135.8263 | 137.7318 | 139.2275 | 140.5383 | 141.7084 | 142.7472 | 143.5886 | 144.3614 | 145.0901 | 145.787 | 146.4677 | 146.2747 |  | 90.4645 | 89.057 | 88.9673 | 90.5041 | 91.487 | 92.6625 | 94.1521 | 95.9324 | 98.0595 | 100.3892 | 103.0307 | 105.9102 | 107.6819 | 109.3939 | 111.0496 | 112.7449 | 114.8461 | 117.0708 | 119.3607 | 121.6824 | 123.9642 | 126.4644 | 128.5529 | 130.3822 | 132.0326 | 133.3771 | 134.5542 | 135.5099 | 136.2688 | 136.7996 | 137.1111 | 137.5667 |  | 90.4645 | 88.7242 | 88.8408 | 91.2004 | 92.528 | 93.9879 | 95.6936 | 97.4174 | 99.2629 | 101.2409 | 103.4806 | 106.0698 | 108.5934 | 110.9375 | 113.1641 | 115.2266 | 117.5943 | 119.7731 | 121.6739 | 123.3649 | 124.8656 | 125.9791 | 126.7792 | 127.4396 | 128.0253 | 128.4961 | 128.7572 | 128.9223 | 129.0292 | 129.0963 | 129.1095 | 129.0836 |  | 90.4645 | 88.7749 | 88.9933 | 91.4382 | 92.7499 | 94.1222 | 95.6346 | 97.1367 | 98.8343 | 100.475 | 102.162 | 104.03 | 106.1678 | 108.0298 | 109.7226 | 112.5759 | 119.9506 | 127.8216 | 136.2926 | 145.6039 | 154.4573 | 162.7342 | 170.4674 | 177.7283 | 184.7295 | 191.5345 | 198.1582 | 204.5812 | 210.8543 | 216.9807 | 220.5788 | 220.4486 |  | 90.4645 | 88.3984 | 88.2537 | 90.3328 | 91.371 | 92.4701 | 93.8588 | 95.2118 | 96.6903 | 98.1673 | 101.1695 | 108.8833 | 117.5177 | 125.7776 | 133.9168 | 141.6631 | 149.1742 | 158.0623 | 167.1138 | 175.9188 | 184.4136 | 192.1849 | 199.4304 | 206.4353 | 213.2016 | 216.049 | 216.3614 | 216.5159 | 216.7961 | 216.8063 | 216.7736 | 216.7217
Droylsden |  | 68.078 | 67.0855 | 67.6994 | 69.5012 | 70.3827 | 71.4803 | 72.8338 | 74.2615 | 75.8947 | 77.6597 | 79.6498 | 82.2114 | 84.5605 | 86.5329 | 88.3533 | 89.9429 | 92.3745 | 94.6951 | 96.7681 | 98.6974 | 100.4119 | 101.8577 | 103.0295 | 104.0766 | 105.025 | 105.8795 | 106.5931 | 107.2555 | 107.8847 | 108.4894 | 109.081 | 108.9129 |  | 68.078 | 67.3614 | 67.5981 | 68.6872 | 69.2785 | 70.0357 | 71.0349 | 72.2172 | 73.6064 | 75.1736 | 76.991 | 78.9716 | 80.3759 | 81.6783 | 82.9743 | 84.2317 | 85.5614 | 86.9797 | 88.5571 | 90.1707 | 91.7429 | 93.4634 | 94.8929 | 96.129 | 97.2339 | 98.1728 | 98.9927 | 99.6546 | 100.1748 | 100.5297 | 100.7281 | 101.0428 |  | 68.078 | 67.0781 | 67.549 | 69.1706 | 69.831 | 70.7223 | 71.7934 | 72.9298 | 74.2029 | 75.6091 | 77.2395 | 79.1442 | 80.7854 | 82.2578 | 83.7543 | 85.1901 | 86.8382 | 88.3664 | 89.6433 | 90.7641 | 91.7458 | 92.4884 | 93.0271 | 93.4632 | 93.806 | 94.0656 | 94.1762 | 94.2195 | 94.2235 | 94.2009 | 94.1445 | 94.0627 |  | 68.078 | 67.1103 | 67.667 | 69.3569 | 70.0206 | 70.8628 | 71.7977 | 72.7491 | 73.8538 | 74.9532 | 76.1355 | 77.4562 | 78.7284 | 79.7669 | 80.7104 | 82.6778 | 88.9111 | 95.0953 | 102.067 | 109.2803 | 116.1346 | 122.5491 | 128.6006 | 134.2806 | 139.7602 | 145.0835 | 150.2613 | 155.2768 | 160.1663 | 164.9331 | 167.738 | 167.5285 |  | 68.078 | 66.7322 | 66.9255 | 68.2506 | 68.7415 | 69.3147 | 70.0838 | 70.8491 | 71.7302 | 72.6432 | 74.899 | 81.6161 | 88.393 | 94.7796 | 101.1004 | 107.1494 | 113.0248 | 119.8371 | 126.8335 | 133.6503 | 140.2391 | 146.2778 | 151.9287 | 157.3831 | 162.6547 | 164.8655 | 165.0137 | 165.0234 | 165.1439 | 165.0417 | 164.9081 | 164.761
Egremont |  | 35.1921 | 34.0716 | 33.5942 | 43.1212 | 52.5177 | 53.1025 | 53.8528 | 54.6524 | 55.5925 | 56.5959 | 57.7529 | 59.3472 | 60.6974 | 61.8191 | 62.8549 | 63.7345 | 65.0438 | 66.3074 | 67.5523 | 68.7544 | 69.8205 | 70.5114 | 70.9749 | 71.2773 | 71.517 | 71.6804 | 71.7101 | 71.7145 | 71.6788 | 71.6235 | 71.5584 | 71.1567 |  | 35.1921 | 34.2638 | 33.8096 | 34.1512 | 34.4223 | 34.808 | 35.3354 | 35.9586 | 36.7266 | 37.606 | 38.6296 | 39.7729 | 40.435 | 41.0298 | 41.638 | 42.2583 | 43.0801 | 44.013 | 44.987 | 45.9963 | 47.0392 | 48.2135 | 49.2259 | 50.079 | 50.8421 | 51.3047 | 51.695 | 51.9854 | 52.1914 | 52.3036 | 52.3113 | 52.3176 |  | 35.1921 | 34.0641 | 33.4668 | 42.8388 | 52.0913 | 52.5208 | 53.0583 | 53.6352 | 54.3001 | 55.0346 | 55.9274 | 57.118 | 58.1208 | 59.0207 | 59.8804 | 60.6608 | 61.5814 | 62.4539 | 63.3103 | 64.1212 | 64.8474 | 65.2266 | 65.4257 | 65.4866 | 65.4916 | 65.4321 | 65.2378 | 65.0119 | 64.7459 | 64.4634 | 64.1611 | 63.8532 |  | 35.1921 | 34.0792 | 33.5409 | 42.9571 | 52.2009 | 52.5778 | 53.0177 | 53.5166 | 54.2409 | 54.9414 | 55.6568 | 56.4779 | 57.2905 | 58.1633 | 59.6573 | 61.6798 | 66.1341 | 70.6101 | 74.8931 | 79.0185 | 82.9276 | 86.5064 | 89.6922 | 92.6095 | 95.397 | 98.079 | 100.6631 | 103.1413 | 105.5402 | 107.8614 | 109.1975 | 108.8642 |  | 35.1921 | 33.9017 | 33.1924 | 42.4371 | 51.5469 | 51.8326 | 52.3602 | 52.8912 | 53.4998 | 54.104 | 55.3681 | 59.0662 | 63.0162 | 67.4088 | 71.7357 | 75.8677 | 79.901 | 83.93 | 87.806 | 91.5495 | 95.0554 | 98.1572 | 101.0002 | 103.6846 | 106.2544 | 107.4902 | 107.356 | 107.209 | 107.0656 | 106.8544 | 106.6201 | 106.371
Frederick Rd |  | 98.9237 | 100.4353 | 108.7751 | 121.9554 | 126.4619 | 129.7411 | 131.5202 | 133.2481 | 135.0298 | 136.8042 | 138.6413 | 140.7732 | 142.8592 | 144.7577 | 146.5277 | 148.1574 | 151.0891 | 153.9618 | 156.79 | 159.5571 | 162.1522 | 164.4595 | 166.4873 | 168.445 | 170.3659 | 172.1938 | 173.9134 | 175.5745 | 177.1978 | 178.7868 | 180.3481 | 180.6525 |  | 98.9237 | 98.0771 | 101.8527 | 107.3301 | 108.464 | 109.459 | 110.6345 | 111.899 | 113.2831 | 114.7788 | 116.4132 | 118.1634 | 119.4151 | 120.6916 | 121.9267 | 123.1775 | 124.6701 | 126.2615 | 127.8348 | 129.4332 | 131.0182 | 132.6789 | 134.2035 | 135.6247 | 137.0096 | 137.6978 | 138.3022 | 138.8082 | 139.2155 | 139.5074 | 139.7127 | 140.0819 |  | 98.9237 | 100.4269 | 108.5865 | 121.5539 | 125.8651 | 128.9363 | 130.4408 | 131.9133 | 133.3983 | 134.8934 | 136.4678 | 138.2357 | 139.9468 | 141.5769 | 143.1163 | 144.5839 | 146.1936 | 147.7375 | 149.2327 | 150.6566 | 151.957 | 152.9896 | 153.7922 | 154.4246 | 154.9831 | 155.487 | 155.9304 | 156.3202 | 156.6662 | 156.9815 | 157.2533 | 157.5014 |  | 98.9237 | 100.4398 | 108.6114 | 121.6101 | 125.9251 | 129.0062 | 130.5653 | 132.1062 | 133.8321 | 135.5316 | 137.2161 | 139.0047 | 140.7802 | 142.3672 | 143.8236 | 145.5661 | 149.8213 | 154.468 | 159.6756 | 164.6849 | 169.4215 | 173.8321 | 177.7854 | 181.4632 | 184.9909 | 188.4018 | 191.7083 | 194.9071 | 198.0279 | 201.0697 | 202.5864 | 202.3194 |  | 98.9237 | 100.239 | 108.2133 | 121.0115 | 125.1631 | 128.1456 | 129.7746 | 131.3613 | 133.048 | 134.7567 | 136.9252 | 141.7938 | 146.7456 | 151.3897 | 156.0456 | 161.5836 | 166.9713 | 172.2695 | 177.3762 | 182.2942 | 186.9318 | 191.1708 | 195.0974 | 198.8644 | 202.4888 | 203.4153 | 203.6243 | 203.7666 | 204.0578 | 204.0603 | 204.0154 | 203.9545
Golborne |  | 79.9653 | 78.3439 | 79.4217 | 82.3684 | 83.7454 | 85.5754 | 87.7671 | 90.406 | 93.3538 | 96.1988 | 99.3045 | 102.8908 | 105.7787 | 108.208 | 110.3916 | 112.2804 | 114.95 | 117.463 | 119.5876 | 121.5537 | 123.2525 | 124.6569 | 125.6822 | 126.5634 | 127.3014 | 127.9089 | 128.33 | 128.6938 | 129.0242 | 129.3222 | 129.6026 | 129.1973 |  | 79.9653 | 78.6574 | 78.9821 | 80.668 | 81.5148 | 82.6326 | 84.0262 | 85.6398 | 87.5668 | 89.6197 | 91.9692 | 94.4813 | 96.3628 | 98.1475 | 99.8993 | 101.5898 | 103.2747 | 105.0748 | 106.9305 | 108.8129 | 110.654 | 112.6932 | 114.3321 | 115.6966 | 116.8659 | 118.0147 | 119.0235 | 119.8094 | 120.3926 | 120.7566 | 120.9083 | 121.1953 |  | 79.9653 | 78.3307 | 79.1986 | 81.8699 | 82.9171 | 84.4395 | 86.2066 | 88.3932 | 90.7769 | 93.0659 | 95.6198 | 98.3588 | 100.5331 | 102.5059 | 104.3306 | 106.0192 | 107.9857 | 109.7819 | 111.1822 | 112.3484 | 113.3626 | 114.1353 | 114.6578 | 115.0775 | 115.3711 | 115.5546 | 115.5429 | 115.4412 | 115.2734 | 115.0698 | 114.8194 | 114.5373 |  | 79.9653 | 78.3734 | 79.3643 | 82.1407 | 83.216 | 84.6613 | 86.2415 | 88.1523 | 90.205 | 91.9498 | 93.7511 | 95.6174 | 97.2831 | 98.6253 | 99.779 | 101.9895 | 108.6959 | 115.2817 | 122.4313 | 130.5302 | 138.2129 | 145.3933 | 152.1051 | 158.3943 | 164.439 | 170.2992 | 175.9897 | 181.4963 | 186.8697 | 192.1121 | 195.2567 | 195.1714 |  | 79.9653 | 77.961 | 78.5562 | 80.9345 | 81.7946 | 82.9354 | 84.3012 | 85.9967 | 87.8491 | 89.4403 | 92.4398 | 100.0869 | 107.574 | 114.4599 | 121.3419 | 127.8767 | 134.1692 | 140.5762 | 148.4439 | 156.085 | 163.4896 | 170.2839 | 176.5452 | 182.5644 | 188.3626 | 190.9658 | 191.2823 | 191.5222 | 191.9892 | 192.0428 | 192.0529 | 192.0421
Greenhill |  | 71.4862 | 69.8996 | 69.6506 | 71.3656 | 72.4379 | 73.6138 | 74.9508 | 76.2962 | 77.7679 | 79.2916 | 80.9509 | 82.9489 | 84.6238 | 86.0656 | 87.3913 | 88.567 | 90.5828 | 92.4997 | 94.3576 | 96.1634 | 97.8808 | 99.3196 | 100.5536 | 101.668 | 102.7078 | 103.6697 | 104.5039 | 105.2968 | 106.0582 | 106.7982 | 107.5267 | 107.4668 |  | 71.4862 | 70.2272 | 69.8774 | 70.9215 | 71.6141 | 72.4357 | 73.4306 | 74.5262 | 75.7868 | 77.1773 | 78.7553 | 80.4804 | 81.5291 | 82.5287 | 83.5112 | 84.4844 | 85.5805 | 86.7314 | 87.9954 | 89.2707 | 90.5454 | 91.9329 | 93.125 | 94.1781 | 95.1494 | 95.9428 | 96.6515 | 97.2467 | 97.7385 | 98.1166 | 98.377 | 98.6708 |  | 71.4862 | 69.8933 | 69.5157 | 71.0721 | 71.9945 | 73.0064 | 74.1215 | 75.2458 | 76.449 | 77.7067 | 79.1013 | 80.7146 | 82.0657 | 83.2944 | 84.4478 | 85.5196 | 86.7228 | 87.8239 | 88.8635 | 89.814 | 90.685 | 91.3109 | 91.8063 | 92.2054 | 92.5433 | 92.8149 | 92.959 | 93.0559 | 93.1197 | 93.1626 | 93.1829 | 93.2003 |  | 71.4862 | 69.9253 | 69.5886 | 71.1797 | 72.0986 | 73.0986 | 74.1866 | 75.264 | 76.5031 | 77.7274 | 78.9588 | 80.26 | 81.4082 | 82.36 | 83.1954 | 84.9376 | 90.5203 | 96.0639 | 101.4761 | 106.7378 | 111.7676 | 116.4243 | 120.913 | 125.0963 | 129.1553 | 133.109 | 136.9668 | 140.7079 | 144.3368 | 147.8681 | 149.6368 | 148.8121 |  | 71.4862 | 69.6193 | 68.9852 | 70.2753 | 70.9607 | 71.7388 | 72.7309 | 73.6941 | 74.7618 | 75.8553 | 78.0636 | 84.2049 | 90.3497 | 96.176 | 101.8792 | 107.3542 | 112.6926 | 117.9939 | 123.1649 | 128.1805 | 133.0101 | 137.3499 | 141.5271 | 145.5568 | 149.4686 | 150.6257 | 150.0736 | 149.4147 | 148.8186 | 148.2628 | 147.775 | 147.2731
Hartshead-Heyrod |  | 86.6226 | 84.7368 | 84.3953 | 86.1996 | 87.512 | 89.0262 | 90.8776 | 92.7907 | 95.0123 | 97.3958 | 100.1394 | 103.5298 | 106.4466 | 108.8669 | 111.0909 | 113.032 | 115.9299 | 118.6781 | 121.1609 | 123.4661 | 125.4838 | 127.1485 | 128.4543 | 129.5916 | 130.597 | 131.4713 | 132.1429 | 132.7462 | 133.2959 | 133.8106 | 134.3062 | 133.9458 |  | 86.6226 | 85.1543 | 84.7406 | 85.8463 | 86.701 | 87.7648 | 89.1232 | 90.6255 | 92.4397 | 94.4674 | 96.7869 | 99.318 | 101.0685 | 102.6846 | 104.2999 | 105.8872 | 107.5889 | 109.4914 | 111.443 | 113.4357 | 115.3999 | 117.6241 | 119.4611 | 121.0244 | 122.4069 | 123.64 | 124.7218 | 125.5999 | 126.3046 | 126.8224 | 127.1423 | 127.4945 |  | 86.6226 | 84.7237 | 84.1624 | 85.6831 | 86.7283 | 87.9514 | 89.4027 | 90.8971 | 92.5988 | 94.457 | 96.5703 | 99.0388 | 101.2132 | 103.1828 | 105.0493 | 106.7876 | 108.8012 | 110.6533 | 112.2334 | 113.6194 | 114.8188 | 115.7048 | 116.3254 | 116.8083 | 117.1663 | 117.408 | 117.436 | 117.3743 | 117.2511 | 117.0904 | 116.8826 | 116.6405 |  | 86.6226 | 84.7543 | 84.2861 | 85.8734 | 86.8832 | 87.9904 | 89.2228 | 90.4405 | 91.8853 | 93.2929 | 94.7587 | 96.4168 | 98.045 | 99.3348 | 100.4941 | 102.9264 | 110.6026 | 118.2295 | 125.6028 | 132.7307 | 139.4547 | 145.6585 | 151.6273 | 157.1568 | 162.508 | 167.7106 | 173.5535 | 179.599 | 185.4772 | 191.1911 | 194.4392 | 194.0782 |  | 86.6226 | 84.2903 | 83.3753 | 84.5145 | 85.1891 | 85.9463 | 86.9725 | 87.9661 | 89.1469 | 90.3449 | 93.1683 | 101.4749 | 109.8825 | 117.7173 | 125.4925 | 132.9133 | 140.0907 | 147.2313 | 154.1303 | 160.8322 | 167.2372 | 172.9778 | 178.4533 | 183.6996 | 188.782 | 190.3308 | 190.3932 | 190.3417 | 190.4525 | 190.2427 | 189.9894 | 189.7163
Hazel Grove |  | 69.2925 | 68.5416 | 68.308 | 69.0617 | 69.9279 | 71.031 | 72.435 | 74.0156 | 75.8854 | 77.9142 | 80.1992 | 83.0765 | 85.5281 | 87.565 | 89.4524 | 91.0878 | 93.2107 | 95.188 | 96.9266 | 98.5071 | 99.8736 | 100.9267 | 101.6476 | 102.1987 | 102.6449 | 102.9961 | 103.2156 | 103.384 | 103.52 | 103.6319 | 103.7309 | 103.4359 |  | 69.2925 | 68.8146 | 68.7223 | 69.335 | 70.011 | 70.8984 | 72.0267 | 73.2598 | 74.7328 | 76.3785 | 78.2723 | 80.3314 | 81.8054 | 83.1751 | 84.6623 | 86.118 | 87.6736 | 89.3284 | 91.0321 | 92.7634 | 94.4822 | 96.4225 | 98.0319 | 99.4141 | 100.6474 | 101.5741 | 102.3688 | 103.0034 | 103.5095 | 103.8435 | 104.0108 | 104.2742 |  | 69.2925 | 68.5308 | 68.1363 | 68.6743 | 69.3372 | 70.218 | 71.308 | 72.4509 | 73.8084 | 75.3758 | 77.2004 | 79.3629 | 81.2216 | 82.8849 | 84.479 | 85.955 | 87.6855 | 89.2574 | 90.5821 | 91.733 | 92.7531 | 93.4919 | 93.9736 | 94.3126 | 94.5479 | 94.6981 | 94.7044 | 94.6389 | 94.5312 | 94.3946 | 94.2193 | 94.0215 |  | 69.2925 | 68.55 | 68.2558 | 68.887 | 69.559 | 70.3886 | 71.3273 | 72.2672 | 73.4458 | 74.6219 | 75.853 | 77.2453 | 78.6514 | 79.7671 | 80.782 | 82.7193 | 88.3811 | 93.9683 | 100.1542 | 107.0802 | 113.6433 | 119.7678 | 125.4368 | 130.7311 | 135.8139 | 140.7373 | 145.5142 | 150.1314 | 154.634 | 159.0239 | 161.4255 | 161.3933 |  | 69.2925 | 68.1827 | 67.5351 | 67.8114 | 68.2193 | 68.7576 | 69.5355 | 70.3413 | 71.2921 | 72.2496 | 74.4419 | 80.5862 | 86.8058 | 92.6088 | 98.3165 | 103.7266 | 108.957 | 114.5559 | 121.2138 | 127.6702 | 133.8897 | 139.5683 | 144.8006 | 149.83 | 154.6694 | 156.3366 | 156.5823 | 156.737 | 156.9695 | 157.0187 | 157.0312 | 157.0343
Huncoat |  | 86.8767 | 84.7212 | 83.4783 | 84.3933 | 85.1044 | 85.9046 | 86.8393 | 87.74 | 88.7877 | 89.8346 | 91.0103 | 92.4109 | 94.2335 | 95.7501 | 97.1752 | 98.3897 | 100.1859 | 101.8323 | 103.3019 | 104.6378 | 105.8083 | 106.7181 | 107.3469 | 107.8787 | 108.3064 | 108.7852 | 109.4509 | 110.0696 | 110.6484 | 111.1971 | 111.7231 | 111.4668 |  | 86.8767 | 84.9903 | 83.809 | 84.1571 | 84.379 | 84.7103 | 85.1732 | 85.6856 | 86.3612 | 87.0967 | 88.0003 | 89.6201 | 90.7008 | 91.6668 | 92.6819 | 93.66 | 94.6911 | 95.7822 | 96.9412 | 98.1291 | 99.3326 | 100.73 | 101.8253 | 102.7374 | 103.5127 | 104.2032 | 104.7897 | 105.2335 | 105.5642 | 105.7706 | 105.8404 | 105.9138 |  | 86.8767 | 84.7159 | 83.3488 | 84.1136 | 84.6813 | 85.3231 | 86.0437 | 86.7337 | 87.525 | 88.3151 | 89.232 | 90.2612 | 91.1503 | 91.9075 | 92.7422 | 93.7953 | 95.0739 | 96.1963 | 97.1374 | 97.9339 | 98.6399 | 99.12 | 99.3933 | 99.5933 | 99.6974 | 99.7192 | 99.5884 | 99.3867 | 99.143 | 98.8693 | 98.5562 | 98.2149 |  | 86.8767 | 84.7338 | 83.3758 | 84.161 | 84.7326 | 85.3914 | 86.1503 | 86.8712 | 87.7644 | 88.6333 | 89.5709 | 90.6094 | 91.5512 | 92.2755 | 92.9675 | 94.5011 | 99.7011 | 104.8442 | 110.612 | 117.8948 | 124.8208 | 131.2223 | 137.2443 | 142.8607 | 148.2368 | 153.4202 | 158.4214 | 163.2182 | 167.847 | 172.3117 | 174.9719 | 174.1949 |  | 86.8767 | 84.54 | 82.9948 | 83.5927 | 84.0216 | 84.5614 | 85.2875 | 85.979 | 86.8405 | 87.7135 | 89.6767 | 95.4026 | 101.1621 | 106.4984 | 111.8429 | 117.1212 | 124.4202 | 131.674 | 138.733 | 145.5781 | 152.2223 | 158.218 | 163.7789 | 169.1181 | 174.2342 | 176.6242 | 176.3623 | 175.8668 | 175.5259 | 174.8939 | 174.2326 | 173.5502
Hyde |  | 57.3696 | 56.179 | 55.8208 | 56.9519 | 57.94 | 59.6913 | 62.6395 | 63.9738 | 65.5293 | 67.1709 | 68.9808 | 71.2215 | 73.2444 | 74.9549 | 76.5415 | 77.9366 | 79.6853 | 81.3311 | 82.7913 | 84.1294 | 85.2792 | 86.1902 | 86.8351 | 87.374 | 87.8181 | 88.1719 | 88.388 | 88.556 | 88.691 | 89.0116 | 89.3494 | 89.0262 |  | 57.3696 | 56.4451 | 56.1596 | 56.9322 | 57.6362 | 58.969 | 60.9773 | 62.1134 | 63.4755 | 64.983 | 66.6865 | 68.5448 | 69.666 | 70.709 | 71.7633 | 72.7907 | 73.8456 | 74.977 | 76.1488 | 77.3447 | 78.53 | 79.9164 | 81.0194 | 81.9391 | 82.7267 | 83.4045 | 83.9818 | 84.4419 | 84.8554 | 85.1331 | 85.2712 | 85.4545 |  | 57.3696 | 56.1684 | 55.6651 | 56.5998 | 57.4054 | 58.9603 | 61.6165 | 62.6506 | 63.8302 | 65.1051 | 66.5544 | 68.2324 | 69.7516 | 71.132 | 72.4504 | 73.6849 | 75.1351 | 76.4706 | 77.6116 | 78.6148 | 79.5005 | 80.1749 | 80.6514 | 81.0429 | 81.3439 | 81.5649 | 81.6388 | 81.6463 | 81.613 | 81.5517 | 81.4523 | 81.328 |  | 57.3696 | 56.1952 | 55.7521 | 56.7384 | 57.5219 | 58.9949 | 61.6618 | 62.5512 | 63.6005 | 64.6135 | 65.6447 | 66.808 | 68.1 | 69.1722 | 70.1595 | 71.9659 | 76.9327 | 81.8492 | 86.6001 | 91.6415 | 97.7559 | 103.4663 | 108.8309 | 113.8379 | 118.6591 | 123.335 | 127.875 | 132.2639 | 136.5447 | 140.7088 | 143.2217 | 142.9824 |  | 57.3696 | 55.9545 | 55.276 | 56.0236 | 56.6165 | 57.8967 | 60.6861 | 61.5323 | 62.4856 | 63.443 | 65.435 | 70.5591 | 75.8749 | 80.7455 | 85.7677 | 90.5742 | 95.2269 | 101.0124 | 107.2225 | 113.2674 | 119.1016 | 124.4335 | 129.4028 | 134.1658 | 138.76 | 140.8467 | 140.9074 | 140.8641 | 141.0079 | 140.8502 | 140.6669 | 140.4704
Kendal (Parkside Rd) |  | 91.4735 | 89.8097 | 89.7728 | 91.4052 | 92.4069 | 93.6826 | 95.2349 | 96.8543 | 98.9937 | 101.2134 | 103.8063 | 107.3999 | 110.4313 | 113.1119 | 115.5927 | 117.8089 | 121.5039 | 125.0718 | 128.9215 | 132.7981 | 136.324 | 138.9401 | 140.8851 | 142.3676 | 143.7238 | 144.9531 | 145.9912 | 147.0137 | 147.9079 | 148.7616 | 149.589 | 149.1311 |  | 91.4735 | 90.3014 | 90.1913 | 91.3162 | 92.1419 | 93.2437 | 94.5974 | 96.2182 | 98.3438 | 100.665 | 103.3049 | 106.1948 | 107.6898 | 109.0897 | 110.4646 | 111.9582 | 114.0714 | 116.3507 | 118.8153 | 121.3895 | 124.0074 | 127.0007 | 129.6866 | 132.0896 | 134.2954 | 135.2117 | 136.0032 | 136.6251 | 137.0854 | 137.3848 | 137.5181 | 137.7063 |  | 91.4735 | 89.7969 | 89.5022 | 90.8211 | 91.5325 | 92.4955 | 93.6287 | 94.8221 | 96.3369 | 98.0347 | 100.1242 | 102.9817 | 105.3661 | 107.6205 | 109.7578 | 111.7677 | 113.9752 | 116.0632 | 118.4394 | 120.8415 | 123.0025 | 124.2993 | 125.0215 | 125.3281 | 125.528 | 125.6284 | 125.5412 | 125.4323 | 125.2041 | 124.9459 | 124.6486 | 124.3788 |  | 91.4735 | 89.8025 | 89.6539 | 91.1069 | 91.865 | 92.8069 | 93.8687 | 95.0827 | 97.1039 | 99.1061 | 101.1625 | 103.3984 | 105.5078 | 107.32 | 108.9914 | 111.3803 | 117.9833 | 124.9463 | 132.8868 | 140.5321 | 147.7101 | 154.3745 | 160.0169 | 165.2181 | 170.1797 | 174.9522 | 179.5484 | 183.96 | 188.2282 | 192.3585 | 194.9549 | 194.4692 |  | 91.4735 | 89.3505 | 88.7635 | 89.7745 | 90.1839 | 90.9174 | 92.3439 | 93.7344 | 95.5879 | 97.4405 | 100.2332 | 107.4433 | 114.5671 | 121.299 | 127.7631 | 133.9081 | 141.3656 | 148.8899 | 156.2062 | 163.2787 | 169.5627 | 175.1845 | 180.2989 | 185.1644 | 189.8137 | 192.2778 | 192.1313 | 191.9686 | 191.8183 | 191.5375 | 191.2136 | 190.8674
Lancaster |  | 107.7952 | 105.8034 | 105.2002 | 106.8602 | 108.1804 | 109.8585 | 111.9324 | 114.0781 | 116.5612 | 119.1599 | 122.1045 | 126.098 | 129.6986 | 132.7035 | 135.4638 | 137.8361 | 141.5974 | 145.2045 | 148.6417 | 151.9325 | 154.8963 | 157.1756 | 158.9123 | 160.3372 | 161.6081 | 162.7245 | 163.6096 | 164.4286 | 165.1703 | 165.8656 | 166.5322 | 166.0023 |  | 107.7952 | 106.2814 | 105.7253 | 106.8199 | 107.7543 | 109.044 | 110.6975 | 112.5427 | 114.7481 | 117.1663 | 119.9356 | 122.9336 | 124.8489 | 126.5695 | 128.2618 | 129.9234 | 131.9295 | 134.1074 | 136.3405 | 138.7975 | 141.3338 | 144.1572 | 146.5569 | 148.6476 | 150.5273 | 151.7351 | 152.7711 | 153.5765 | 154.1857 | 154.5667 | 154.7201 | 154.9828 |  | 107.7952 | 105.7888 | 104.9203 | 106.2472 | 107.256 | 108.5961 | 110.2109 | 111.8904 | 113.8037 | 115.8447 | 118.2398 | 121.1769 | 123.735 | 126.0103 | 128.3399 | 130.4668 | 132.9162 | 135.2048 | 137.3262 | 139.2916 | 141.0485 | 142.1808 | 142.8815 | 143.3158 | 143.611 | 143.7766 | 143.706 | 143.5518 | 143.3179 | 143.0419 | 142.7116 | 142.3622 |  | 107.7952 | 105.8229 | 105.0935 | 106.5425 | 107.5671 | 108.8423 | 110.295 | 111.8106 | 113.7805 | 115.6712 | 117.6453 | 119.8004 | 121.9268 | 123.6342 | 125.1786 | 127.8391 | 135.9648 | 144.0915 | 151.8931 | 159.4003 | 166.4967 | 172.9852 | 178.9835 | 184.7425 | 191.5585 | 198.1492 | 204.5298 | 210.6821 | 216.6602 | 222.4665 | 225.8727 | 225.4442 |  | 107.7952 | 105.3096 | 104.0856 | 105.0375 | 105.682 | 106.6232 | 108.0753 | 109.4941 | 111.1247 | 112.7267 | 115.8891 | 124.7622 | 133.7533 | 142.1015 | 150.3321 | 158.1131 | 165.68 | 173.2051 | 180.4149 | 187.3844 | 193.8865 | 199.6068 | 205.0354 | 211.7 | 218.1392 | 221.1964 | 221.2091 | 221.1 | 221.1209 | 220.8444 | 220.5236 | 220.1712
Leyland |  | 77.1641 | 75.83 | 76.2901 | 78.7624 | 80.1581 | 81.7818 | 83.7243 | 85.6891 | 87.9351 | 90.2664 | 92.9129 | 96.0774 | 98.824 | 101.1916 | 103.3556 | 105.2377 | 108.0497 | 110.7452 | 113.1309 | 115.3146 | 117.2776 | 118.9067 | 120.2391 | 121.4192 | 122.4868 | 123.4485 | 124.2614 | 125.022 | 125.7316 | 126.4114 | 127.0736 | 126.8683 |  | 77.1641 | 76.0873 | 76.1393 | 77.6124 | 78.4989 | 79.611 | 81.0169 | 82.5166 | 84.2911 | 86.2082 | 88.4666 | 90.8838 | 92.7135 | 94.4524 | 96.1551 | 97.7823 | 99.4446 | 101.2049 | 103.0227 | 104.836 | 106.5951 | 108.4069 | 109.9196 | 111.2078 | 112.3336 | 113.2355 | 113.9959 | 114.5734 | 114.9609 | 115.1185 | 115.0862 | 115.3475 |  | 77.1641 | 75.8184 | 76.0787 | 78.2938 | 79.4469 | 80.8055 | 82.3846 | 83.9718 | 85.75 | 87.619 | 89.805 | 92.2772 | 94.4436 | 96.4364 | 98.3021 | 100.0128 | 101.9283 | 103.7169 | 105.1882 | 106.4465 | 107.5641 | 108.3824 | 108.9777 | 109.4453 | 109.8062 | 110.073 | 110.182 | 110.2212 | 110.2033 | 110.1535 | 110.0634 | 109.9498 |  | 77.1641 | 75.8698 | 76.2331 | 78.5323 | 79.6778 | 80.9557 | 82.3562 | 83.7131 | 85.2808 | 86.7726 | 88.4001 | 90.1645 | 91.9072 | 93.3724 | 94.6788 | 96.7291 | 102.512 | 108.1381 | 113.5788 | 120.3442 | 126.7807 | 132.781 | 138.3591 | 143.5939 | 148.6311 | 153.5185 | 158.2678 | 162.8719 | 167.371 | 171.7653 | 174.5236 | 174.5128 |  | 77.1641 | 75.5431 | 75.5901 | 77.5697 | 78.4749 | 79.5204 | 80.8266 | 82.0726 | 83.4871 | 84.8709 | 87.4154 | 93.9469 | 100.4654 | 106.4634 | 112.4886 | 118.1904 | 123.6795 | 129.0129 | 135.3409 | 141.7598 | 147.9417 | 153.5943 | 158.8438 | 163.8951 | 168.7647 | 171.1507 | 171.5019 | 171.8281 | 172.3663 | 172.5218 | 172.6368 | 172.7299
Longsight |  | 72.7388 | 74.0078 | 75.1722 | 79.4986 | 84.3427 | 88.9069 | 92.8177 | 96.7231 | 100.6732 | 103.3598 | 106.1643 | 109.2035 | 110.8981 | 112.392 | 113.7797 | 115.013 | 117.0098 | 118.9344 | 120.7584 | 122.5072 | 124.1124 | 125.5212 | 126.7527 | 127.8976 | 128.9786 | 130.0028 | 130.951 | 131.8682 | 132.757 | 133.6272 | 134.4846 | 134.5967 |  | 72.7388 | 72.3404 | 72.5749 | 74.1649 | 77.3384 | 80.6178 | 84.0975 | 87.6691 | 91.3752 | 93.914 | 96.6576 | 99.5972 | 100.7217 | 101.7833 | 102.8112 | 103.8012 | 104.8928 | 106.0211 | 107.156 | 108.2954 | 109.3924 | 110.5146 | 111.4831 | 112.3656 | 113.1817 | 113.7981 | 114.3396 | 114.788 | 115.1375 | 115.3724 | 115.5102 | 115.7696 |  | 72.7388 | 74.0032 | 75.0662 | 79.3059 | 83.9986 | 88.4622 | 92.2128 | 95.9641 | 99.7301 | 102.2343 | 104.8578 | 107.6425 | 108.9517 | 110.1601 | 111.3156 | 112.4583 | 113.7007 | 114.8654 | 115.9257 | 116.9029 | 117.7714 | 118.4567 | 118.9988 | 119.4614 | 119.8622 | 120.2101 | 120.4766 | 120.7025 | 120.8959 | 121.068 | 121.2154 | 121.342 |  | 72.7388 | 74.023 | 75.0557 | 79.242 | 83.8203 | 88.1204 | 91.66 | 95.2019 | 98.8248 | 101.1289 | 103.4937 | 105.9454 | 107.0043 | 107.9285 | 108.7797 | 110.1999 | 114.409 | 118.6107 | 122.6859 | 126.6293 | 130.3662 | 133.8286 | 137.1259 | 140.2167 | 143.1991 | 146.0917 | 148.9015 | 151.6168 | 154.2432 | 156.7888 | 157.7555 | 157.1705 |  | 72.7388 | 73.7832 | 74.5841 | 78.7616 | 83.0781 | 87.1251 | 90.6362 | 94.1488 | 97.726 | 100.1454 | 103.2893 | 109.0924 | 113.7909 | 118.2996 | 122.7049 | 126.912 | 131.0152 | 135.1012 | 139.0682 | 142.9202 | 146.5956 | 149.9199 | 153.0929 | 156.1651 | 159.1304 | 159.3624 | 159.157 | 158.8231 | 158.5314 | 158.1305 | 157.7008 | 157.3229
Lower Darwen |  | 77.72 | 75.5303 | 75.0056 | 76.977 | 77.8979 | 78.927 | 80.1542 | 81.3553 | 82.6562 | 84.0506 | 85.5738 | 87.767 | 89.6891 | 91.3348 | 92.8067 | 94.0991 | 95.7353 | 97.2587 | 98.6246 | 99.8716 | 101.2708 | 102.5884 | 103.6879 | 104.6656 | 105.5781 | 106.4158 | 107.1291 | 107.8081 | 108.4421 | 109.0516 | 109.645 | 109.435 |  | 77.72 | 75.8234 | 75.0279 | 76.0686 | 76.5696 | 77.1955 | 78.0394 | 78.9521 | 80.0051 | 81.4939 | 83.2686 | 85.215 | 86.3174 | 87.3722 | 88.3857 | 89.3809 | 90.4346 | 91.5636 | 92.7491 | 93.9618 | 95.1685 | 96.6079 | 97.7484 | 98.6882 | 99.4962 | 100.1094 | 100.6243 | 101.006 | 101.2669 | 101.4183 | 101.4524 | 101.4946 |  | 77.72 | 75.5265 | 74.9002 | 76.7458 | 77.5377 | 78.3967 | 79.3643 | 80.3516 | 81.3919 | 82.5231 | 83.78 | 85.2654 | 86.4723 | 87.6107 | 88.6924 | 89.822 | 91.168 | 92.3881 | 93.4404 | 94.3574 | 95.1552 | 95.7673 | 96.1331 | 96.3775 | 96.5295 | 96.6094 | 96.5751 | 96.4742 | 96.3096 | 96.2502 | 96.234 | 96.1849 |  | 77.72 | 75.5468 | 74.9266 | 76.7838 | 77.5491 | 78.3963 | 79.3673 | 80.297 | 81.3679 | 82.465 | 83.5622 | 85.4958 | 87.4848 | 89.2272 | 90.8655 | 93.0727 | 97.5173 | 101.9079 | 106.8583 | 113.4769 | 119.7487 | 125.6049 | 131.0355 | 136.0995 | 140.9589 | 145.653 | 150.1916 | 154.5576 | 158.7861 | 162.8777 | 165.2655 | 164.7526 |  | 77.72 | 75.3226 | 74.4691 | 76.0869 | 76.6824 | 77.3855 | 78.2627 | 79.1486 | 80.1095 | 81.1193 | 83.5742 | 89.3781 | 95.6061 | 101.4633 | 107.2721 | 112.8605 | 118.2973 | 124.2022 | 130.6703 | 136.9468 | 142.9562 | 148.445 | 153.5202 | 158.3881 | 163.0652 | 165.1182 | 165.0771 | 164.872 | 164.8611 | 164.5009 | 164.1044 | 163.6865
Lytham |  | 32.8654 | 32.5358 | 32.5746 | 33.1429 | 33.7056 | 34.3732 | 35.2166 | 36.0849 | 37.1029 | 38.178 | 39.3896 | 40.8856 | 42.1532 | 43.2156 | 44.1885 | 45.0347 | 46.2397 | 47.3679 | 48.3632 | 49.2705 | 50.0367 | 50.664 | 51.1285 | 51.5334 | 51.881 | 52.1801 | 52.4139 | 52.6207 | 52.812 | 52.9905 | 53.1617 | 53.0273 |  | 32.8654 | 32.6669 | 32.7335 | 33.1717 | 33.6197 | 34.1662 | 34.8636 | 35.6088 | 36.494 | 37.4593 | 38.5715 | 39.7844 | 40.6352 | 41.429 | 42.218 | 42.9838 | 43.7981 | 44.659 | 45.5142 | 46.38 | 47.218 | 48.138 | 48.8903 | 49.5478 | 50.1299 | 50.5933 | 50.9908 | 51.3013 | 51.5353 | 51.6777 | 51.7352 | 51.8656 |  | 32.8654 | 32.5298 | 32.4749 | 32.92 | 33.3667 | 33.9079 | 34.5767 | 35.2596 | 36.0464 | 36.8928 | 37.8767 | 39.0243 | 40.0013 | 40.8792 | 41.7065 | 42.4717 | 43.3634 | 44.1734 | 44.8476 | 45.4255 | 45.9048 | 46.2621 | 46.4953 | 46.6786 | 46.8081 | 46.8947 | 46.9112 | 46.8915 | 46.8525 | 46.7992 | 46.7268 | 46.6423 |  | 32.8654 | 32.5371 | 32.5373 | 33.0359 | 33.49 | 34.0028 | 34.5973 | 35.1731 | 35.8483 | 36.4889 | 37.1692 | 37.9288 | 38.6767 | 39.2825 | 39.8246 | 40.7405 | 43.3704 | 45.9389 | 48.6435 | 51.8331 | 54.8434 | 57.6492 | 60.2447 | 62.68 | 65.0126 | 67.269 | 69.4542 | 71.5627 | 73.614 | 75.6082 | 76.8218 | 76.7866 |  | 32.8654 | 32.3884 | 32.2436 | 32.5957 | 32.9364 | 33.3291 | 33.8482 | 34.3338 | 34.8934 | 35.432 | 36.5178 | 39.4262 | 42.3934 | 45.1215 | 47.8249 | 50.3801 | 52.8473 | 55.5752 | 58.6866 | 61.7004 | 64.5894 | 67.2265 | 69.6554 | 71.9991 | 74.247 | 75.2701 | 75.4053 | 75.4722 | 75.6094 | 75.6137 | 75.602 | 75.5828
Moss Nook |  | 98.7733 | 97.2975 | 96.6191 | 97.9257 | 99.2156 | 100.6942 | 102.4981 | 104.3355 | 106.4108 | 108.5956 | 111.024 | 114.0058 | 116.7461 | 119.0994 | 121.2954 | 123.2287 | 125.4717 | 127.595 | 129.4821 | 131.2039 | 132.6807 | 133.8322 | 134.6186 | 135.2329 | 135.7273 | 136.1158 | 136.3677 | 136.5635 | 136.7096 | 136.8249 | 136.9198 | 136.7976 |  | 98.7733 | 97.5795 | 97.0344 | 97.8905 | 98.7222 | 99.7613 | 101.093 | 102.5079 | 104.1545 | 105.9772 | 108.0749 | 110.3319 | 112.0464 | 113.6545 | 115.2587 | 116.8069 | 118.457 | 120.2131 | 122.0038 | 123.814 | 125.5935 | 127.551 | 129.172 | 130.564 | 131.7957 | 132.7233 | 133.508 | 134.1069 | 134.5347 | 134.7714 | 134.8325 | 135.0433 |  | 98.7733 | 97.2841 | 96.4288 | 97.494 | 98.5603 | 99.7985 | 101.2686 | 102.7407 | 104.3578 | 106.0972 | 108.0893 | 110.3841 | 112.5005 | 114.4439 | 116.3061 | 118.0386 | 120.0447 | 121.9133 | 123.5325 | 124.9647 | 126.2377 | 127.218 | 127.9166 | 128.4672 | 128.9018 | 129.2419 | 129.4317 | 129.5412 | 129.5896 | 129.6009 | 129.5597 | 129.491 |  | 98.7733 | 97.3113 | 96.5158 | 97.6235 | 98.6423 | 99.7571 | 101.004 | 102.2417 | 103.6851 | 105.0945 | 106.5892 | 108.2848 | 110.1387 | 111.7109 | 113.1768 | 115.308 | 120.3084 | 125.2146 | 129.9042 | 134.4059 | 138.8963 | 143.5595 | 148.5752 | 153.3806 | 157.9999 | 162.4803 | 166.8332 | 171.05 | 175.1706 | 179.1959 | 181.7736 | 181.7445 |  | 98.7733 | 97.0091 | 95.9212 | 96.7339 | 97.529 | 98.4259 | 99.5858 | 100.7192 | 102.0046 | 103.3008 | 105.6277 | 111.0611 | 116.7365 | 121.9748 | 127.1909 | 132.5472 | 138.102 | 143.5651 | 148.8649 | 153.9928 | 158.8881 | 163.4804 | 168.3575 | 173.0488 | 177.5688 | 179.9897 | 180.3159 | 180.5686 | 180.9376 | 181.059 | 181.1474 | 181.212
Moss Nook Primary |  | 14.1134 | 13.7053 | 13.9697 | 14.7007 | 14.9048 | 15.0985 | 15.3131 | 15.5381 | 15.7929 | 16.0652 | 16.3655 | 16.7304 | 16.9935 | 17.2162 | 17.4247 | 17.652 | 17.9963 | 18.3159 | 18.5942 | 18.8975 | 19.2132 | 19.4856 | 19.7084 | 19.9098 | 20.0939 | 20.2624 | 20.4094 | 20.5475 | 20.68 | 20.8079 | 20.9328 | 20.8951 |  | 14.1134 | 13.76 | 13.8032 | 14.1736 | 14.268 | 14.3706 | 14.4949 | 14.6369 | 14.8073 | 15.0002 | 15.2244 | 15.6446 | 15.8641 | 16.0656 | 16.2727 | 16.4741 | 16.6747 | 16.8882 | 17.1082 | 17.3305 | 17.5551 | 17.8316 | 18.047 | 18.2251 | 18.3752 | 18.4923 | 18.5893 | 18.6596 | 18.7131 | 18.7497 | 18.7667 | 18.7843 |  | 14.1134 | 13.7047 | 13.9581 | 14.6729 | 14.8598 | 15.0328 | 15.217 | 15.4058 | 15.6119 | 15.8304 | 16.0712 | 16.3432 | 16.5368 | 16.712 | 16.8802 | 17.0413 | 17.233 | 17.406 | 17.5514 | 17.7098 | 17.8708 | 18.0007 | 18.0853 | 18.1512 | 18.1976 | 18.2304 | 18.2434 | 18.242 | 18.2325 | 18.2163 | 18.1902 | 18.159 |  | 14.1134 | 13.7057 | 13.9416 | 14.6428 | 14.8159 | 14.9782 | 15.1592 | 15.3494 | 15.5702 | 15.809 | 16.077 | 16.4134 | 16.638 | 16.8216 | 16.99 | 17.1591 | 17.4374 | 18.2837 | 19.4443 | 20.5679 | 21.6353 | 22.6388 | 23.5714 | 24.4481 | 25.292 | 26.1116 | 26.9089 | 27.6824 | 28.439 | 29.1792 | 29.6302 | 29.6254 |  | 14.1134 | 13.6798 | 13.8901 | 14.5652 | 14.7167 | 14.8622 | 15.037 | 15.2269 | 15.4554 | 15.7099 | 16.0263 | 16.536 | 16.9529 | 17.8058 | 18.7714 | 19.8858 | 21.0472 | 22.198 | 23.3159 | 24.3997 | 25.4483 | 26.4175 | 27.3144 | 28.1796 | 29.0152 | 29.391 | 29.4375 | 29.4727 | 29.5129 | 29.5314 | 29.5434 | 29.5529
Nelson |  | 58.8119 | 56.9328 | 56.5065 | 57.9196 | 58.5062 | 59.1854 | 59.9362 | 60.7356 | 61.5812 | 62.4606 | 63.4357 | 64.624 | 65.5865 | 66.3737 | 67.0985 | 67.7167 | 68.9221 | 70.1271 | 71.2525 | 72.3475 | 73.3343 | 74.1186 | 74.7926 | 75.3354 | 75.8444 | 76.295 | 76.6463 | 76.97 | 77.26 | 77.5292 | 77.7841 | 77.4803 |  | 58.8119 | 57.225 | 56.6257 | 57.335 | 57.6011 | 57.9827 | 58.4618 | 59.073 | 59.7765 | 60.5825 | 61.5299 | 62.558 | 63.0321 | 63.4441 | 63.8555 | 64.2997 | 64.8313 | 65.4649 | 66.1003 | 66.7546 | 67.3999 | 68.1375 | 68.7737 | 69.2867 | 69.7497 | 70.0671 | 70.3316 | 70.5245 | 70.6351 | 70.6665 | 70.6185 | 70.6124 |  | 58.8119 | 56.9288 | 56.4108 | 57.7128 | 58.1934 | 58.7558 | 59.3488 | 59.992 | 60.6479 | 61.3367 | 62.1198 | 63.0314 | 63.7662 | 64.4024 | 64.9994 | 65.5351 | 66.114 | 66.7072 | 67.2326 | 67.7174 | 68.1317 | 68.363 | 68.5156 | 68.558 | 68.5733 | 68.5411 | 68.4122 | 68.255 | 68.0674 | 67.8639 | 67.6426 | 67.4094 |  | 58.8119 | 56.9474 | 56.42 | 57.7097 | 58.1518 | 58.6697 | 59.2124 | 59.7962 | 60.4671 | 61.1257 | 61.7854 | 62.4564 | 63.0321 | 63.4536 | 63.8096 | 64.955 | 69.2529 | 73.6086 | 77.7996 | 81.8374 | 86.5462 | 90.9093 | 94.988 | 98.7219 | 102.2963 | 105.7276 | 109.0227 | 112.1661 | 115.198 | 118.1063 | 119.6757 | 118.9701 |  | 58.8119 | 56.7169 | 55.966 | 57.0306 | 57.2985 | 57.6663 | 58.181 | 58.7249 | 59.306 | 59.9088 | 61.4609 | 66.2109 | 71.0235 | 75.5532 | 79.9887 | 84.228 | 88.2966 | 92.4375 | 96.399 | 100.8378 | 105.3127 | 109.3324 | 113.0857 | 116.6171 | 120.0027 | 121.3145 | 121.0032 | 120.4955 | 120.0609 | 119.4853 | 118.884 | 118.2666
New Mills |  | 23.3146 | 22.4712 | 21.9263 | 22.236 | 22.6432 | 23.1192 | 23.6991 | 24.2956 | 25.0221 | 25.7858 | 26.6254 | 27.6802 | 28.5436 | 29.2731 | 29.9282 | 30.494 | 31.2575 | 31.9622 | 32.619 | 33.2283 | 33.7505 | 34.1368 | 34.3935 | 34.6001 | 34.765 | 34.8892 | 34.9483 | 34.991 | 35.0146 | 35.0285 | 35.0403 | 34.9257 |  | 23.3146 | 22.5836 | 22.1233 | 22.3638 | 22.6731 | 23.0516 | 23.5235 | 24.0401 | 24.6908 | 25.408 | 26.2173 | 27.0987 | 27.619 | 28.1117 | 28.5949 | 29.0744 | 29.6009 | 30.1583 | 30.7533 | 31.3625 | 31.9743 | 32.678 | 33.2554 | 33.7489 | 34.1755 | 34.525 | 34.8294 | 35.0726 | 35.2676 | 35.4122 | 35.5 | 35.581 |  | 23.3146 | 22.4702 | 21.9044 | 22.135 | 22.3986 | 22.7835 | 23.2371 | 23.6978 | 24.2533 | 24.8479 | 25.519 | 26.3134 | 26.96 | 27.5519 | 28.099 | 28.6055 | 29.1942 | 29.7206 | 30.1964 | 30.6193 | 30.9862 | 31.2296 | 31.3723 | 31.4737 | 31.5354 | 31.5606 | 31.5169 | 31.4498 | 31.3608 | 31.261 | 31.1475 | 31.028 |  | 23.3146 | 22.4714 | 21.878 | 22.1365 | 22.4458 | 22.7831 | 23.1607 | 23.5339 | 24.0178 | 24.4744 | 24.9303 | 25.4345 | 25.9131 | 26.2979 | 26.6252 | 27.1679 | 28.7121 | 30.8206 | 33.4694 | 36.0322 | 38.4594 | 40.7077 | 42.7496 | 44.6381 | 46.4442 | 48.186 | 49.8682 | 51.4849 | 53.0515 | 54.5689 | 55.4207 | 55.3019 |  | 23.3146 | 22.396 | 21.7293 | 21.8643 | 21.9827 | 22.1874 | 22.5315 | 22.8585 | 23.2636 | 23.655 | 24.338 | 26.121 | 27.8975 | 29.6908 | 31.7376 | 33.6727 | 36.0265 | 38.4116 | 40.7533 | 43.0253 | 45.1635 | 47.0898 | 48.8561 | 50.534 | 52.1395 | 52.8248 | 52.8064 | 52.8108 | 52.7973 | 52.771 | 52.7296 | 52.6789
Orrell |  | 48.9491 | 47.864 | 47.9019 | 49.2191 | 49.9753 | 50.7992 | 51.7669 | 52.7563 | 53.8908 | 55.0676 | 56.3403 | 57.9113 | 59.2972 | 60.4374 | 61.4831 | 62.3873 | 63.4619 | 64.4565 | 65.3112 | 66.183 | 66.9298 | 67.4906 | 67.8727 | 68.1757 | 68.4133 | 68.5878 | 68.6655 | 68.7114 | 68.7326 | 68.7374 | 68.7334 | 68.4829 |  | 48.9491 | 48.0311 | 47.8494 | 48.5767 | 48.9989 | 49.514 | 50.1495 | 50.839 | 51.6722 | 52.5915 | 53.64 | 54.7798 | 55.6111 | 56.3789 | 57.1568 | 57.9149 | 58.6901 | 59.5289 | 60.3976 | 61.2773 | 62.1572 | 63.1836 | 63.9968 | 64.6696 | 65.2407 | 65.7062 | 66.0927 | 66.3942 | 66.6312 | 66.7626 | 66.7917 | 66.8832 |  | 48.9491 | 47.8572 | 47.7923 | 48.954 | 49.5727 | 50.2488 | 51.011 | 51.7751 | 52.6268 | 53.5283 | 54.5309 | 55.6763 | 56.6874 | 57.5876 | 58.4418 | 59.2373 | 60.187 | 61.0469 | 61.7412 | 62.3165 | 62.8156 | 63.1759 | 63.3824 | 63.5206 | 63.5926 | 63.6345 | 63.5736 | 63.4697 | 63.3363 | 63.1899 | 63.0182 | 62.8282 |  | 48.9491 | 47.8767 | 47.8488 | 49.0208 | 49.5993 | 50.184 | 50.7997 | 51.3861 | 52.0447 | 52.6455 | 53.2361 | 53.9073 | 54.6629 | 55.2455 | 55.76 | 56.7437 | 59.8885 | 62.9832 | 65.9626 | 69.7963 | 73.4716 | 76.8907 | 80.0532 | 83.005 | 85.8368 | 88.5784 | 91.2371 | 93.8057 | 96.3091 | 98.7483 | 100.1125 | 100.0168 |  | 48.9491 | 47.6881 | 47.4792 | 48.5023 | 48.9521 | 49.4073 | 49.9518 | 50.4713 | 51.0657 | 51.6303 | 52.6285 | 56.1156 | 59.6423 | 62.8925 | 66.1184 | 69.1736 | 72.1147 | 75.0095 | 78.4157 | 82.0399 | 85.5311 | 88.7078 | 91.6278 | 94.4311 | 97.125 | 98.3871 | 98.4767 | 98.5349 | 98.6654 | 98.6396 | 98.5912 | 98.5284
Padiham |  | 77.5373 | 76.553 | 76.5835 | 78.1007 | 78.9837 | 80.0456 | 81.1749 | 82.3664 | 83.7072 | 85.3311 | 87.2555 | 89.8537 | 92.128 | 94.114 | 95.9693 | 97.595 | 100.0865 | 102.4822 | 104.9001 | 107.2674 | 109.4091 | 111.0394 | 112.2792 | 113.247 | 114.1322 | 114.9311 | 115.6089 | 116.2672 | 116.8616 | 117.4673 | 118.2597 | 118.2937 |  | 77.5373 | 76.7617 | 76.6282 | 77.5587 | 78.1065 | 78.8421 | 79.6416 | 80.6842 | 82.0529 | 83.5747 | 85.3193 | 87.2189 | 88.3943 | 89.497 | 90.6099 | 91.7708 | 93.2523 | 94.8255 | 96.5037 | 98.2329 | 99.9923 | 101.9339 | 103.645 | 105.1498 | 106.5155 | 107.2104 | 107.8037 | 108.2632 | 108.5972 | 108.7845 | 108.8388 | 109.0282 |  | 77.5373 | 76.5457 | 76.4344 | 77.7786 | 78.503 | 79.3951 | 80.2985 | 81.2705 | 82.3498 | 83.3698 | 84.8072 | 86.8293 | 88.5856 | 90.2322 | 91.8098 | 93.288 | 94.9511 | 96.5135 | 98.0939 | 99.6168 | 100.9847 | 101.8714 | 102.4257 | 102.7386 | 102.9745 | 103.137 | 103.174 | 103.1799 | 103.1196 | 103.0345 | 102.9168 | 102.9748 |  | 77.5373 | 76.5768 | 76.5527 | 78.0027 | 78.8084 | 79.785 | 80.8006 | 81.9243 | 83.3722 | 84.7157 | 86.3148 | 88.2521 | 90.138 | 91.8147 | 93.4556 | 95.5175 | 100.2088 | 104.992 | 109.6859 | 114.215 | 119.0682 | 123.5657 | 127.5004 | 131.1215 | 134.5881 | 137.9262 | 141.1439 | 144.236 | 147.2361 | 150.1426 | 151.973 | 151.7614 |  | 77.5373 | 76.4004 | 76.2031 | 77.4765 | 78.1393 | 79.0404 | 80.2093 | 81.4222 | 82.7847 | 84.1522 | 86.4194 | 91.6481 | 96.8558 | 101.9521 | 106.9932 | 111.766 | 116.42 | 120.9592 | 125.3533 | 129.794 | 134.16 | 138.0719 | 141.6804 | 145.0921 | 148.3647 | 150.0329 | 150.0925 | 150.0855 | 150.0903 | 150.0103 | 149.9012 | 149.7754
Peel |  | 42.9251 | 41.7656 | 41.2273 | 41.9407 | 42.418 | 42.938 | 43.4981 | 44.0083 | 44.591 | 45.1739 | 45.8909 | 46.7509 | 47.402 | 48.0283 | 48.6939 | 49.2896 | 50.1674 | 50.9822 | 51.7435 | 52.4822 | 53.1209 | 53.6135 | 53.996 | 54.3353 | 54.6317 | 54.8874 | 55.074 | 55.2432 | 55.3915 | 55.5442 | 55.7556 | 55.7086 |  | 42.9251 | 41.8937 | 41.3686 | 41.8203 | 42.1242 | 42.4676 | 42.8816 | 43.3018 | 43.8317 | 44.7602 | 45.8793 | 47.1417 | 47.3708 | 47.5838 | 47.7726 | 47.974 | 48.1719 | 48.3613 | 48.8175 | 49.4314 | 50.0146 | 50.6381 | 51.1584 | 51.6177 | 52.022 | 52.3307 | 52.5949 | 52.8002 | 52.946 | 53.0246 | 53.0403 | 53.1061 |  | 42.9251 | 41.764 | 41.1879 | 41.8541 | 42.2861 | 42.7549 | 43.2441 | 43.6797 | 44.1689 | 44.6356 | 45.1283 | 45.717 | 46.2164 | 46.7477 | 47.2223 | 47.6861 | 48.2768 | 48.825 | 49.3185 | 49.7847 | 50.1778 | 50.4358 | 50.608 | 50.7437 | 50.8392 | 50.898 | 50.8852 | 50.85 | 50.8353 | 50.8246 | 50.8006 | 50.766 |  | 42.9251 | 41.7761 | 41.172 | 41.8114 | 42.2009 | 42.5988 | 43.0456 | 43.4532 | 43.9666 | 44.4559 | 45.0087 | 45.7031 | 46.2673 | 46.7591 | 47.1799 | 47.8506 | 49.6906 | 51.5472 | 53.3525 | 55.1211 | 56.7761 | 58.3063 | 59.7289 | 61.0618 | 62.4607 | 64.0713 | 65.6327 | 67.1412 | 68.6115 | 70.0441 | 70.9117 | 70.8095 |  | 42.9251 | 41.6985 | 41.0186 | 41.5814 | 41.9108 | 42.2724 | 42.7269 | 43.1822 | 43.7049 | 44.2256 | 45.1154 | 47.2457 | 49.3394 | 51.3266 | 53.2534 | 55.1211 | 56.9401 | 58.6996 | 60.4165 | 62.1096 | 63.6891 | 65.1127 | 66.4542 | 67.7649 | 69.3025 | 70.1176 | 70.1827 | 70.2499 | 70.3411 | 70.3575 | 70.3569 | 70.3442
Penrith & Shap |  | 70.3469 | 69.1197 | 68.9039 | 70.1963 | 71.152 | 72.2462 | 73.5283 | 74.7975 | 76.2592 | 77.7441 | 79.5285 | 82.4024 | 84.8503 | 87.0426 | 89.1838 | 91.1354 | 94.1397 | 97.1738 | 100.6903 | 104.4487 | 107.8759 | 110.1659 | 111.7515 | 112.734 | 113.6382 | 114.462 | 115.1835 | 115.9327 | 116.5688 | 117.1738 | 117.7554 | 117.42 |  | 70.3469 | 69.4753 | 69.2973 | 70.2099 | 70.9554 | 71.8653 | 72.9545 | 74.1429 | 75.5685 | 77.1091 | 78.8003 | 80.7208 | 81.6863 | 82.5255 | 83.4249 | 84.5224 | 86.4607 | 88.6094 | 90.8708 | 93.3202 | 95.8319 | 98.7003 | 101.4271 | 103.9386 | 106.3167 | 106.779 | 107.168 | 107.4577 | 107.6683 | 107.7864 | 107.8121 | 107.8883 |  | 70.3469 | 69.1109 | 68.714 | 69.7867 | 70.5382 | 71.4121 | 72.3985 | 73.3799 | 74.4961 | 75.6462 | 77.1054 | 79.5081 | 81.5407 | 83.4602 | 85.3789 | 87.1949 | 89.0688 | 90.9407 | 93.319 | 95.9408 | 98.3179 | 99.6041 | 100.2625 | 100.3629 | 100.3968 | 100.3696 | 100.2434 | 100.1413 | 99.9325 | 99.7135 | 99.4658 | 99.276 |  | 70.3469 | 69.1125 | 68.7894 | 69.9196 | 70.6643 | 71.4775 | 72.3628 | 73.4345 | 75.3425 | 77.1616 | 78.9427 | 80.894 | 82.7357 | 84.3153 | 85.875 | 87.6508 | 91.594 | 95.6101 | 99.3494 | 102.9673 | 106.2928 | 109.913 | 112.8978 | 115.545 | 118.068 | 120.4887 | 122.8135 | 125.0424 | 127.1879 | 129.2592 | 130.8739 | 130.6196 |  | 70.3469 | 68.8362 | 68.2425 | 69.0979 | 69.6204 | 70.4387 | 72.0747 | 73.6405 | 75.3243 | 76.9461 | 78.9413 | 83.4282 | 87.9123 | 92.0764 | 96.186 | 100.0698 | 103.7913 | 107.5093 | 111.0014 | 114.4396 | 117.8994 | 120.9317 | 123.715 | 126.2896 | 128.7515 | 131.0695 | 131.0099 | 130.9173 | 130.7917 | 130.6148 | 130.4168 | 130.1985
Preston East |  | 59.2547 | 58.1161 | 57.8493 | 58.8805 | 59.6207 | 60.4657 | 61.5063 | 62.5652 | 63.7908 | 65.0523 | 66.4534 | 68.2167 | 69.6956 | 70.9384 | 72.1036 | 73.1074 | 74.4533 | 75.9295 | 77.4313 | 78.8446 | 80.1085 | 81.131 | 81.9401 | 82.6122 | 83.2227 | 83.7663 | 84.3746 | 85.1349 | 85.8453 | 86.5324 | 87.2034 | 87.0823 |  | 59.2547 | 58.426 | 58.234 | 58.9912 | 59.6686 | 60.5233 | 61.5907 | 62.7949 | 64.214 | 65.7912 | 67.6127 | 70.5842 | 71.0085 | 71.3863 | 71.8963 | 72.604 | 73.4356 | 74.3253 | 75.2712 | 76.2246 | 77.1699 | 78.2353 | 79.1315 | 79.8929 | 80.5737 | 81.0213 | 81.3975 | 81.6783 | 81.8647 | 81.9427 | 81.9206 | 81.9905 |  | 59.2547 | 58.1078 | 57.7202 | 58.5921 | 59.1854 | 59.8736 | 60.6986 | 61.5289 | 62.4715 | 63.4603 | 64.5968 | 65.9941 | 67.0535 | 68.0421 | 69.0025 | 69.8818 | 70.9322 | 71.8932 | 72.7698 | 73.541 | 74.2152 | 74.6926 | 74.9821 | 75.1613 | 75.2769 | 75.337 | 75.3026 | 75.2207 | 75.1044 | 74.9659 | 74.7959 | 74.6102 |  | 59.2547 | 58.1264 | 57.7762 | 58.6756 | 59.2407 | 59.8519 | 60.5501 | 61.2552 | 62.1399 | 63.0351 | 63.998 | 65.0823 | 65.942 | 66.627 | 67.3054 | 68.3467 | 72.0495 | 76.2853 | 81.698 | 86.9183 | 91.8669 | 96.4854 | 100.6998 | 104.6239 | 108.3988 | 112.053 | 115.5938 | 119.0115 | 122.3338 | 125.5615 | 127.5924 | 127.3108 |  | 59.2547 | 57.8948 | 57.3153 | 57.981 | 58.3473 | 58.777 | 59.4042 | 60.0127 | 60.7321 | 61.4261 | 62.7325 | 66.7843 | 70.95 | 74.8646 | 78.7027 | 83.6504 | 88.8841 | 94.0465 | 99.0779 | 103.9345 | 108.5196 | 112.6937 | 116.568 | 120.2779 | 123.8536 | 125.7158 | 125.6881 | 125.5973 | 125.603 | 125.4216 | 125.218 | 125.0015
Radcliffe |  | 27.9288 | 27.0597 | 26.6902 | 27.2986 | 27.7833 | 28.3493 | 29.0603 | 29.7826 | 30.6126 | 31.4828 | 32.4323 | 33.6073 | 34.5952 | 35.414 | 36.1583 | 36.7984 | 37.6506 | 38.4434 | 39.1274 | 39.7323 | 40.243 | 40.6367 | 40.901 | 41.1135 | 41.2761 | 41.3925 | 41.4395 | 41.4607 | 41.4657 | 41.4578 | 41.4423 | 41.2401 |  | 27.9288 | 27.176 | 26.7934 | 27.1081 | 27.3686 | 27.6925 | 28.1041 | 28.5503 | 29.1037 | 29.7494 | 30.4895 | 31.3041 | 31.9197 | 32.4982 | 33.0804 | 33.6484 | 34.231 | 34.8601 | 35.5093 | 36.1652 | 36.816 | 37.5616 | 38.1582 | 38.6562 | 39.0845 | 39.475 | 39.8106 | 40.0718 | 40.2733 | 40.4086 | 40.4735 | 40.5488 |  | 27.9288 | 27.0555 | 26.6221 | 27.1454 | 27.5493 | 27.988 | 28.5201 | 29.0819 | 29.7101 | 30.3806 | 31.1311 | 31.9975 | 32.7291 | 33.3864 | 34.0042 | 34.5756 | 35.2458 | 35.8546 | 36.3726 | 36.8052 | 37.181 | 37.4561 | 37.632 | 37.7672 | 37.8528 | 37.8962 | 37.8654 | 37.7982 | 37.7098 | 37.6055 | 37.4806 | 37.341 |  | 27.9288 | 27.0652 | 26.6352 | 27.1512 | 27.5122 | 27.8839 | 28.331 | 28.7499 | 29.2225 | 29.6627 | 30.0991 | 30.5948 | 31.1343 | 31.5664 | 31.9437 | 32.7213 | 35.0239 | 37.3081 | 39.5602 | 41.7415 | 44.3557 | 46.9827 | 49.4456 | 51.7492 | 53.9635 | 56.1104 | 58.1948 | 60.2094 | 62.1725 | 64.0846 | 65.2747 | 65.1805 |  | 27.9288 | 26.97 | 26.448 | 26.8717 | 27.162 | 27.4825 | 27.9064 | 28.3036 | 28.7556 | 29.1945 | 30.1366 | 32.8163 | 35.5191 | 37.9965 | 40.4691 | 42.8173 | 45.0771 | 47.3308 | 49.5264 | 51.667 | 54.3929 | 56.8818 | 59.1873 | 61.4064 | 63.5443 | 64.6181 | 64.6941 | 64.7292 | 64.8358 | 64.8076 | 64.7655 | 64.7134
Red Bank |  | 81.2786 | 79.3496 | 81.1053 | 86.1956 | 89.6159 | 92.3633 | 93.9051 | 95.419 | 96.9814 | 98.551 | 100.2022 | 102.3017 | 104.2039 | 105.9063 | 107.465 | 108.8622 | 111.2979 | 113.6604 | 115.9328 | 118.1266 | 120.1596 | 121.9674 | 123.5726 | 125.0773 | 126.5131 | 127.8882 | 129.1856 | 130.4506 | 131.6829 | 132.8971 | 134.0992 | 134.2914 |  | 81.2786 | 79.706 | 79.5651 | 81.3005 | 82.1328 | 83.1021 | 84.3866 | 85.8188 | 87.399 | 89.1344 | 91.2643 | 93.7637 | 94.9263 | 96.0414 | 97.0969 | 98.1161 | 99.2864 | 100.5851 | 101.8788 | 103.1795 | 104.4444 | 105.761 | 106.9137 | 107.9763 | 108.9707 | 109.7113 | 110.3695 | 110.9252 | 111.373 | 111.7019 | 111.9278 | 112.2669 |  | 81.2786 | 79.3453 | 80.9855 | 85.9404 | 89.2319 | 91.8378 | 93.1904 | 94.5264 | 95.8781 | 97.2381 | 98.6803 | 100.2565 | 101.6916 | 103.1833 | 104.5689 | 105.8556 | 107.2583 | 108.5815 | 109.811 | 110.953 | 111.9739 | 112.7848 | 113.4322 | 113.9866 | 114.4751 | 114.9075 | 115.2559 | 115.5614 | 115.8301 | 116.0777 | 116.2995 | 116.5015 |  | 81.2786 | 79.3624 | 80.9807 | 85.9154 | 89.1691 | 91.7441 | 93.0862 | 94.4036 | 95.8202 | 97.2238 | 98.6502 | 100.162 | 101.4788 | 102.6455 | 103.6895 | 105.0974 | 108.9377 | 113.2549 | 117.7543 | 122.1271 | 126.2969 | 130.1983 | 133.9194 | 137.4487 | 140.881 | 144.2356 | 147.5222 | 150.7296 | 153.8577 | 156.9216 | 157.9913 | 157.5906 |  | 81.2786 | 79.1577 | 80.5736 | 85.3008 | 88.3818 | 90.8261 | 92.1477 | 93.4482 | 94.8287 | 96.2398 | 98.2093 | 102.7619 | 107.2447 | 111.4916 | 116.2357 | 120.9234 | 125.5077 | 130.0317 | 134.4303 | 138.7187 | 142.8288 | 146.5935 | 150.2083 | 153.743 | 157.1833 | 157.0488 | 156.9722 | 156.8442 | 156.8469 | 156.6131 | 156.3447 | 156.0768
Ribble |  | 121.6213 | 118.9127 | 118.97 | 123.8474 | 128.235 | 133.0044 | 137.2094 | 139.409 | 142.1234 | 144.9742 | 148.257 | 152.4713 | 156.2862 | 159.4829 | 162.4236 | 164.9384 | 168.5098 | 171.876 | 174.9392 | 177.7606 | 180.2162 | 182.0964 | 183.4298 | 184.4215 | 185.2469 | 185.913 | 186.3535 | 186.7128 | 187.0028 | 187.2462 | 187.4612 | 186.79 |  | 121.6213 | 119.3838 | 118.9363 | 120.4585 | 121.2013 | 122.3325 | 123.9857 | 125.8281 | 128.0639 | 130.5234 | 133.4332 | 136.6007 | 138.7794 | 140.7975 | 142.8098 | 144.7578 | 146.9252 | 149.248 | 151.6685 | 154.1198 | 156.5299 | 159.1893 | 161.4121 | 163.2818 | 165.0724 | 166.3659 | 167.4496 | 168.2536 | 168.7862 | 169.0324 | 169.0112 | 169.211 |  | 121.6213 | 118.8973 | 118.7003 | 123.249 | 127.3283 | 131.7618 | 135.5052 | 137.1753 | 139.1174 | 141.2936 | 143.9373 | 147.1118 | 149.8651 | 152.3394 | 154.7341 | 156.9906 | 159.6133 | 162.0188 | 164.114 | 165.9515 | 167.5558 | 168.6387 | 169.2971 | 169.6599 | 169.8678 | 169.9383 | 169.772 | 169.4991 | 169.149 | 168.7515 | 168.2919 | 167.7997 |  | 121.6213 | 118.9427 | 118.8339 | 123.4515 | 127.4832 | 131.7808 | 135.2486 | 136.6152 | 138.4787 | 140.257 | 142.1874 | 144.35 | 146.5041 | 148.2322 | 149.7852 | 152.5964 | 161.0706 | 169.4855 | 177.5692 | 186.7594 | 196.438 | 205.4684 | 213.7485 | 221.4028 | 228.7506 | 235.8614 | 242.7537 | 249.4107 | 255.9011 | 262.2235 | 265.8757 | 265.5381 |  | 121.6213 | 118.4198 | 117.808 | 121.9227 | 125.5773 | 129.5171 | 132.8853 | 134.0978 | 135.5655 | 136.9971 | 140.2536 | 149.5027 | 158.9013 | 167.6401 | 176.4414 | 184.7385 | 192.7499 | 200.6132 | 209.2221 | 218.851 | 228.0468 | 236.4381 | 244.179 | 251.5361 | 258.6146 | 261.5843 | 261.7721 | 261.8749 | 262.2771 | 262.1445 | 261.954 | 261.7386
Risley |  | 14.5857 | 14.1478 | 14.4027 | 15.2484 | 15.6789 | 16.1187 | 16.6158 | 17.1038 | 17.6493 | 18.1874 | 18.746 | 19.3988 | 20.0734 | 20.6555 | 21.2095 | 21.7073 | 22.6287 | 23.517 | 24.3318 | 25.1063 | 25.8187 | 26.4752 | 27.0284 | 27.5519 | 28.0383 | 28.4953 | 28.9185 | 29.3215 | 29.7118 | 30.0904 | 30.4595 | 30.4484 |  | 14.5857 | 14.1946 | 14.2046 | 14.6156 | 14.8041 | 15.0101 | 15.2436 | 15.4905 | 15.782 | 16.0844 | 16.4179 | 16.7648 | 17.0958 | 17.4078 | 17.7276 | 18.0382 | 18.3522 | 18.6884 | 19.034 | 19.3901 | 19.7434 | 20.1559 | 20.4859 | 20.7705 | 21.0169 | 21.2343 | 21.4237 | 21.5747 | 21.6966 | 21.7858 | 21.8414 | 21.9051 |  | 14.5857 | 14.1436 | 14.3218 | 15.0736 | 15.4184 | 15.7672 | 16.1428 | 16.5123 | 16.9168 | 17.3217 | 17.7542 | 18.2228 | 18.7108 | 19.1624 | 19.605 | 20.0268 | 20.5271 | 20.992 | 21.3825 | 21.7281 | 22.039 | 22.3047 | 22.4951 | 22.6643 | 22.8004 | 22.9131 | 22.9904 | 23.0426 | 23.0807 | 23.1071 | 23.1158 | 23.1154 |  | 14.5857 | 14.1526 | 14.3805 | 15.196 | 15.5947 | 16.0029 | 16.4622 | 16.9128 | 17.4288 | 17.9352 | 18.455 | 19.0534 | 19.6768 | 20.2074 | 20.7097 | 21.2773 | 22.6126 | 23.9141 | 25.1435 | 26.3245 | 27.4301 | 28.4647 | 29.3946 | 30.271 | 31.1243 | 31.9766 | 32.8013 | 33.5982 | 34.377 | 35.1376 | 35.6559 | 35.5606 |  | 14.5857 | 14.1217 | 14.3197 | 15.1052 | 15.4812 | 15.8778 | 16.3477 | 16.8076 | 17.3367 | 17.8649 | 18.536 | 20.0945 | 21.67 | 23.094 | 24.5225 | 25.8745 | 27.1764 | 28.439 | 29.6449 | 30.8052 | 31.9106 | 32.9713 | 33.9358 | 34.8661 | 35.7568 | 36.2694 | 36.2477 | 36.2248 | 36.2393 | 36.1843 | 36.1215 | 36.0549
Rochdale Central |  | 30.1186 | 29.4754 | 29.9761 | 31.0512 | 31.5243 | 32.0606 | 32.7333 | 33.4203 | 34.2137 | 35.0588 | 36.0121 | 37.2064 | 38.2925 | 39.2107 | 40.0684 | 40.8745 | 42.0599 | 43.1845 | 44.2084 | 45.1634 | 46.0049 | 46.6984 | 47.2306 | 47.6798 | 48.0759 | 48.4252 | 48.7091 | 48.9677 | 49.2117 | 49.4431 | 49.6774 | 49.5926 |  | 30.1186 | 29.6645 | 29.8778 | 30.5506 | 30.924 | 31.4593 | 32.1012 | 32.7974 | 33.6457 | 34.5419 | 35.5545 | 36.6662 | 37.166 | 37.6417 | 38.1516 | 38.7759 | 39.4483 | 40.1658 | 40.912 | 41.6728 | 42.4162 | 43.2241 | 43.9023 | 44.487 | 45.0143 | 45.4158 | 45.7671 | 46.0579 | 46.2831 | 46.427 | 46.4959 | 46.6332 |  | 30.1186 | 29.471 | 29.8949 | 30.8719 | 31.253 | 31.689 | 32.2245 | 32.77 | 33.3888 | 34.0617 | 34.8443 | 35.768 | 36.5515 | 37.2646 | 37.9822 | 38.6457 | 39.4057 | 40.1113 | 40.7315 | 41.3124 | 41.823 | 42.2032 | 42.468 | 42.6651 | 42.816 | 42.9282 | 42.9733 | 42.9868 | 42.9842 | 42.969 | 42.937 | 42.8944 |  | 30.1186 | 29.4796 | 29.96 | 30.9821 | 31.3762 | 31.8021 | 32.2943 | 32.7814 | 33.3663 | 33.9406 | 34.5554 | 35.243 | 35.8888 | 36.4231 | 36.9728 | 38.0174 | 40.7697 | 43.5891 | 46.3195 | 48.959 | 51.4502 | 53.7523 | 56.3874 | 58.9267 | 61.3637 | 63.722 | 66.0069 | 68.2118 | 70.3604 | 72.4489 | 73.6459 | 73.5535 |  | 30.1186 | 29.3399 | 29.6183 | 30.4707 | 30.7343 | 31.0233 | 31.4352 | 31.8262 | 32.361 | 32.8732 | 33.7959 | 36.803 | 39.8392 | 42.6722 | 45.495 | 48.196 | 50.8468 | 53.4639 | 56.0012 | 58.4653 | 60.8119 | 63.5314 | 66.0475 | 68.4564 | 70.7716 | 71.6827 | 71.7564 | 71.7624 | 71.8451 | 71.7946 | 71.728 | 71.6555
Rossendale |  | 55.9477 | 54.9191 | 55.3639 | 57.0135 | 57.8369 | 58.7368 | 59.8324 | 60.9259 | 62.1957 | 63.5264 | 65.0298 | 66.8426 | 68.3882 | 69.7127 | 70.9295 | 71.974 | 73.7276 | 75.4128 | 76.924 | 78.326 | 79.5815 | 80.6448 | 81.5081 | 82.2922 | 83.0025 | 83.6437 | 84.1832 | 84.6846 | 85.1569 | 85.6082 | 86.0465 | 85.8284 |  | 55.9477 | 55.1721 | 55.3039 | 56.298 | 56.8931 | 57.5851 | 58.4652 | 59.4085 | 60.5445 | 61.7882 | 63.2402 | 64.8172 | 65.7793 | 66.6663 | 67.5499 | 68.3931 | 69.2595 | 70.1976 | 71.1677 | 72.1497 | 73.1049 | 74.1365 | 74.9807 | 75.7115 | 76.388 | 76.961 | 77.452 | 77.8342 | 78.1173 | 78.2839 | 78.3416 | 78.4895 |  | 55.9477 | 54.9134 | 55.2411 | 56.73 | 57.394 | 58.129 | 59.0001 | 59.8656 | 60.8552 | 61.9077 | 63.1324 | 64.534 | 65.6823 | 66.702 | 67.6643 | 68.5484 | 69.6102 | 70.6002 | 71.4158 | 72.1169 | 72.7262 | 73.1674 | 73.4601 | 73.6906 | 73.8539 | 73.958 | 73.9569 | 73.9089 | 73.8298 | 73.7304 | 73.6057 | 73.4633 |  | 55.9477 | 54.9346 | 55.3078 | 56.8373 | 57.4947 | 58.1706 | 58.9229 | 59.6313 | 60.4664 | 61.2614 | 62.1272 | 63.0826 | 63.9496 | 64.6357 | 65.2521 | 66.5862 | 71.0765 | 75.5221 | 80.5201 | 85.686 | 90.5803 | 95.1292 | 99.3856 | 103.3618 | 107.1707 | 110.8468 | 114.3977 | 117.8117 | 121.1165 | 124.3135 | 126.257 | 125.8423 |  | 55.9477 | 54.654 | 54.7556 | 56.0024 | 56.4481 | 56.9022 | 57.5121 | 58.0691 | 58.738 | 59.3963 | 61.0361 | 65.9757 | 70.9509 | 75.6255 | 80.2922 | 84.7244 | 89.6778 | 94.9055 | 99.9712 | 104.8806 | 109.6113 | 113.9161 | 117.905 | 121.7345 | 125.4084 | 127.1703 | 127.1202 | 126.9386 | 126.843 | 126.5651 | 126.2611 | 125.9397
Royton |  | 33.2919 | 32.8023 | 32.7668 | 33.3893 | 33.8968 | 34.4958 | 35.2208 | 36.1346 | 37.2054 | 38.3377 | 39.5785 | 41.0991 | 42.417 | 43.529 | 44.5392 | 45.416 | 46.701 | 47.9042 | 48.9675 | 49.9331 | 50.7909 | 51.5114 | 52.0707 | 52.5592 | 52.9888 | 53.3653 | 53.6659 | 53.9368 | 54.1871 | 54.4236 | 54.6525 | 54.5218 |  | 33.2919 | 32.9447 | 32.898 | 33.3196 | 33.6818 | 34.1293 | 34.6817 | 35.2814 | 35.9907 | 36.7735 | 37.7479 | 39.1413 | 39.7591 | 40.5103 | 41.3172 | 42.1001 | 42.9057 | 43.7587 | 44.6388 | 45.5283 | 46.4147 | 47.4176 | 48.239 | 48.9347 | 49.5463 | 50.0962 | 50.578 | 50.9679 | 51.281 | 51.511 | 51.6562 | 51.8291 |  | 33.2919 | 32.7975 | 32.6794 | 33.1954 | 33.6022 | 34.0908 | 34.6643 | 35.2552 | 36.0157 | 36.8934 | 37.8816 | 39.0162 | 40.008 | 40.9107 | 41.7557 | 42.5396 | 43.4612 | 44.2942 | 44.9821 | 45.5639 | 46.0822 | 46.4815 | 46.7607 | 46.9825 | 47.1474 | 47.2646 | 47.2993 | 47.2931 | 47.2612 | 47.2131 | 47.1431 | 47.0586 |  | 33.2919 | 32.8091 | 32.7378 | 33.294 | 33.7033 | 34.1688 | 34.6739 | 35.1636 | 35.8125 | 36.451 | 37.0998 | 37.8272 | 38.5851 | 39.2015 | 39.7429 | 40.8121 | 44.1132 | 47.376 | 50.7218 | 54.6472 | 58.3863 | 61.8823 | 65.1803 | 68.2756 | 71.2586 | 74.1561 | 76.9745 | 79.7049 | 82.3692 | 84.9692 | 86.503 | 86.4467 |  | 33.2919 | 32.6234 | 32.3734 | 32.75 | 33.0262 | 33.3436 | 33.7433 | 34.1731 | 34.7449 | 35.3013 | 36.5368 | 40.1151 | 43.7604 | 47.1563 | 50.5254 | 53.742 | 56.8965 | 60.069 | 63.8939 | 67.6102 | 71.2256 | 74.5387 | 77.6259 | 80.6012 | 83.4749 | 84.6753 | 84.7985 | 84.8625 | 85.0115 | 85.0035 | 84.9774 | 84.9445
Sale |  | 52.7642 | 52.2151 | 52.3469 | 53.3368 | 54.1736 | 55.1908 | 56.4216 | 57.7176 | 59.2441 | 60.9095 | 62.7596 | 65.0478 | 67.1315 | 68.9303 | 70.563 | 71.9918 | 74.0781 | 76.0615 | 77.8512 | 79.5041 | 80.9729 | 82.2232 | 83.2161 | 84.0902 | 84.8769 | 85.5881 | 86.2002 | 86.7719 | 87.3048 | 87.8201 | 88.3263 | 88.2399 |  | 52.7642 | 52.4394 | 52.5579 | 53.2945 | 53.9616 | 54.7947 | 55.8065 | 56.922 | 58.2092 | 59.6236 | 61.2278 | 62.9704 | 64.2297 | 65.4484 | 66.6618 | 67.8722 | 69.1441 | 70.4977 | 71.9156 | 73.3673 | 74.8047 | 76.4018 | 77.7365 | 78.8966 | 79.9406 | 80.8029 | 81.5564 | 82.1672 | 82.6425 | 82.9803 | 83.1862 | 83.4724 |  | 52.7642 | 52.207 | 52.2014 | 53.0144 | 53.6844 | 54.5192 | 55.5 | 56.5353 | 57.6902 | 58.9497 | 60.4355 | 62.1895 | 63.7336 | 65.1634 | 66.4932 | 67.7696 | 69.2503 | 70.6177 | 71.785 | 72.8031 | 73.7023 | 74.4075 | 74.9178 | 75.3267 | 75.6515 | 75.9087 | 76.0571 | 76.1482 | 76.1949 | 76.2199 | 76.2148 | 76.1912 |  | 52.7642 | 52.2211 | 52.306 | 53.1975 | 53.8854 | 54.6937 | 55.5848 | 56.4869 | 57.5155 | 58.5204 | 59.6207 | 60.8565 | 62.0996 | 63.1597 | 64.1052 | 65.7124 | 70.3291 | 75.0589 | 80.6137 | 85.9951 | 91.1116 | 95.9066 | 100.3751 | 104.571 | 108.6099 | 112.5307 | 116.3428 | 120.0346 | 123.6435 | 127.1681 | 129.0605 | 129.074 |  | 52.7642 | 51.9412 | 51.7554 | 52.3734 | 52.8547 | 53.4361 | 54.1769 | 54.906 | 55.7281 | 56.5647 | 58.3555 | 63.349 | 68.4358 | 73.2467 | 77.9578 | 82.4377 | 87.1841 | 92.5881 | 97.8536 | 102.9581 | 107.895 | 112.4346 | 116.6417 | 120.6987 | 124.6116 | 125.8683 | 126.1404 | 126.3111 | 126.5621 | 126.648 | 126.7033 | 126.7519
Skelmersdale |  | 60.9801 | 59.7186 | 60.3791 | 62.5211 | 63.3463 | 64.2228 | 65.2656 | 66.3244 | 67.5104 | 68.7481 | 70.1447 | 71.9629 | 73.521 | 74.884 | 76.1274 | 77.2166 | 79.0542 | 80.8342 | 82.6342 | 84.4129 | 86.0445 | 87.3116 | 88.3194 | 89.1433 | 89.8952 | 90.6055 | 91.3561 | 92.0754 | 92.7501 | 93.3989 | 94.0283 | 93.9617 |  | 60.9801 | 59.9301 | 60.0106 | 61.1596 | 61.6315 | 62.1863 | 62.8971 | 63.6882 | 64.6181 | 65.6525 | 66.8336 | 68.129 | 68.9825 | 69.7791 | 70.5496 | 71.3514 | 72.4251 | 73.5774 | 74.7864 | 76.037 | 77.2893 | 78.6626 | 79.8827 | 81.0114 | 82.044 | 82.5934 | 83.0596 | 83.4166 | 83.6778 | 83.8253 | 83.8645 | 83.9763 |  | 60.9801 | 59.7125 | 60.2492 | 62.2386 | 62.9204 | 63.6408 | 64.4727 | 65.3216 | 66.2534 | 67.2408 | 68.3898 | 69.8474 | 71.0997 | 72.2629 | 73.3461 | 74.3401 | 75.433 | 76.4672 | 77.5222 | 78.5529 | 79.4797 | 80.0421 | 80.4037 | 80.6057 | 80.7475 | 80.8323 | 80.815 | 80.7794 | 80.6983 | 80.6001 | 80.4811 | 80.4438 |  | 60.9801 | 59.7357 | 60.3323 | 62.3757 | 63.073 | 63.7953 | 64.6142 | 65.4651 | 66.5731 | 67.6647 | 68.7549 | 69.9031 | 70.9844 | 72.1218 | 73.2597 | 74.7481 | 78.4252 | 82.064 | 85.5566 | 88.9198 | 93.1624 | 97.1476 | 100.6998 | 104.0128 | 107.191 | 110.2698 | 113.2572 | 116.1482 | 118.9694 | 121.722 | 123.3614 | 123.249 |  | 60.9801 | 59.5343 | 59.9365 | 61.784 | 62.3314 | 62.9605 | 63.9066 | 64.8244 | 65.8289 | 66.8442 | 68.4756 | 72.7042 | 76.8904 | 80.8224 | 84.642 | 88.2745 | 91.8034 | 95.2802 | 98.8659 | 103.16 | 107.1574 | 110.7634 | 114.1064 | 117.32 | 120.4088 | 121.8094 | 121.9168 | 121.9938 | 122.1225 | 122.1171 | 122.0839 | 122.0387
Spadeadam 11/33kV |  | 2.9752 | 2.9149 | 2.9017 | 2.9701 | 3.0278 | 3.0919 | 3.1631 | 3.2373 | 3.3225 | 3.4111 | 3.5172 | 3.6834 | 3.8177 | 3.9404 | 4.0657 | 4.1989 | 4.3593 | 4.5199 | 4.7352 | 4.9691 | 5.185 | 5.3112 | 5.382 | 5.409 | 5.4314 | 5.4497 | 5.4623 | 5.4789 | 5.4874 | 5.4946 | 5.5007 | 5.4825 |  | 2.9752 | 2.9382 | 2.9368 | 2.9956 | 3.0517 | 3.1184 | 3.1928 | 3.2828 | 3.4368 | 3.6099 | 3.803 | 4.0185 | 4.0604 | 4.0989 | 4.1388 | 4.1827 | 4.2383 | 4.2996 | 4.3654 | 4.4345 | 4.5799 | 4.7503 | 4.9429 | 5.1388 | 5.3252 | 5.3535 | 5.3784 | 5.3983 | 5.4151 | 5.428 | 5.436 | 5.4412 |  | 2.9752 | 2.9143 | 2.8926 | 2.95 | 2.9974 | 3.0506 | 3.1067 | 3.1652 | 3.2308 | 3.3005 | 3.3882 | 3.526 | 3.6354 | 3.7419 | 3.85 | 3.9756 | 4.1025 | 4.2294 | 4.4108 | 4.6105 | 4.7959 | 4.8934 | 4.9387 | 4.9417 | 4.9405 | 4.9358 | 4.9253 | 4.9181 | 4.9028 | 4.8861 | 4.8676 | 4.8546 |  | 2.9752 | 2.9145 | 2.8959 | 2.9558 | 3.002 | 3.0507 | 3.1007 | 3.1648 | 3.2764 | 3.385 | 3.4902 | 3.6098 | 3.7332 | 3.8448 | 3.9511 | 4.0585 | 4.2212 | 4.3917 | 4.5512 | 4.6994 | 4.8738 | 5.045 | 5.134 | 5.2076 | 5.2753 | 5.3385 | 5.3976 | 5.4524 | 5.5046 | 5.5539 | 5.624 | 5.615 |  | 2.9752 | 2.9019 | 2.8705 | 2.9171 | 2.951 | 3.0014 | 3.0963 | 3.1901 | 3.3052 | 3.4226 | 3.5454 | 3.7351 | 3.9272 | 4.1069 | 4.2773 | 4.4388 | 4.5921 | 4.7454 | 4.9009 | 5.0963 | 5.2235 | 5.3198 | 5.401 | 5.4749 | 5.5431 | 5.6751 | 5.6751 | 5.6727 | 5.6661 | 5.6613 | 5.6557 | 5.6488
Spadeadam 132/11kV |  | 11.4314 | 11.0734 | 10.8155 | 10.9029 | 10.9634 | 11.0217 | 11.0784 | 11.1371 | 11.1966 | 11.258 | 11.3131 | 11.3768 | 11.4233 | 11.458 | 11.4821 | 11.5037 | 11.5272 | 11.5448 | 11.5585 | 11.5602 | 11.5547 | 11.543 | 11.5263 | 11.4998 | 11.4702 | 11.4371 | 11.4006 | 11.3615 | 11.3203 | 11.2771 | 11.2321 | 11.1798 |  | 11.4314 | 11.0984 | 10.86 | 10.868 | 10.8552 | 10.8511 | 10.851 | 10.861 | 10.8776 | 10.9036 | 10.9305 | 10.9633 | 10.9804 | 10.9947 | 11.0042 | 11.0168 | 11.0229 | 11.0307 | 11.0437 | 11.0517 | 11.0594 | 11.0746 | 11.0842 | 11.0822 | 11.0762 | 11.0668 | 11.0537 | 11.0357 | 11.0144 | 10.9898 | 10.9614 | 10.9311 |  | 11.4314 | 11.0731 | 10.8109 | 10.8923 | 10.9471 | 10.999 | 11.0466 | 11.0952 | 11.1416 | 11.1898 | 11.2312 | 11.2736 | 11.3033 | 11.3274 | 11.3431 | 11.3602 | 11.3775 | 11.3886 | 11.3955 | 11.3899 | 11.3794 | 11.3638 | 11.3452 | 11.3175 | 11.287 | 11.2531 | 11.2155 | 11.1746 | 11.1314 | 11.0861 | 11.0382 | 10.9887 |  | 11.4314 | 11.0723 | 10.7902 | 10.8483 | 10.8761 | 10.8964 | 10.9065 | 10.9187 | 10.9286 | 10.9382 | 10.9396 | 10.9458 | 10.9454 | 10.9356 | 10.9154 | 10.8961 | 10.8849 | 10.8681 | 10.8494 | 10.8202 | 10.785 | 10.7445 | 10.7024 | 10.6515 | 10.5985 | 10.5427 | 10.4845 | 10.4239 | 10.3614 | 10.2971 | 10.2277 | 10.1466 |  | 11.4314 | 11.0706 | 10.7866 | 10.8428 | 10.869 | 10.8935 | 10.9137 | 10.941 | 10.9717 | 11.0071 | 11.0416 | 11.1027 | 11.1578 | 11.2014 | 11.2319 | 11.2589 | 11.2746 | 11.2835 | 11.291 | 11.2867 | 11.2768 | 11.2604 | 11.2419 | 11.2135 | 11.1825 | 11.1423 | 11.0896 | 11.0343 | 10.9764 | 10.9164 | 10.8544 | 10.7903
Stainburn & Siddick |  | 87.851 | 85.3033 | 84.205 | 85.7846 | 87.0235 | 88.3687 | 90.0759 | 91.7246 | 93.7337 | 95.8071 | 98.1942 | 101.32 | 103.9463 | 106.2445 | 108.339 | 110.1526 | 113.0781 | 115.9234 | 118.7205 | 121.3842 | 123.8068 | 125.5998 | 126.8845 | 127.959 | 128.8908 | 129.6833 | 130.2405 | 130.7553 | 131.1873 | 131.5787 | 131.946 | 131.3151 |  | 87.851 | 85.5741 | 84.4366 | 85.2026 | 85.7904 | 86.5575 | 87.6643 | 88.8326 | 90.3766 | 92.0973 | 94.1291 | 96.3781 | 97.786 | 99.1322 | 100.4528 | 101.7875 | 103.4067 | 105.2022 | 107.1068 | 109.0328 | 110.9951 | 113.1631 | 114.9586 | 116.539 | 117.9168 | 118.7496 | 119.4487 | 119.9653 | 120.3136 | 120.4627 | 120.4134 | 120.4696 |  | 87.851 | 85.2906 | 83.9589 | 85.2468 | 86.2132 | 87.2636 | 88.5695 | 89.8127 | 91.3233 | 92.9072 | 94.8107 | 97.217 | 99.2315 | 101.1328 | 102.911 | 104.5413 | 106.3407 | 108.0608 | 109.7385 | 111.2853 | 112.6829 | 113.4969 | 113.9016 | 114.126 | 114.2274 | 114.2129 | 113.9643 | 113.6651 | 113.2863 | 112.8746 | 112.4246 | 111.9681 |  | 87.851 | 85.3358 | 84.0696 | 85.3806 | 86.2689 | 87.1534 | 88.2013 | 89.222 | 90.7591 | 92.226 | 93.7492 | 95.4205 | 97.0265 | 98.3736 | 99.5369 | 101.4888 | 107.4898 | 113.4186 | 119.1021 | 124.4935 | 129.5882 | 134.2213 | 138.3222 | 142.1045 | 145.7203 | 149.2116 | 152.5898 | 155.8385 | 158.9745 | 163.1438 | 165.8729 | 165.4133 |  | 87.851 | 85.2011 | 83.8001 | 84.9728 | 85.7385 | 86.6386 | 88.0483 | 89.3369 | 90.8692 | 92.3628 | 94.9115 | 101.7908 | 108.5995 | 115.0206 | 121.1538 | 126.9395 | 132.4651 | 137.8985 | 143.123 | 148.0951 | 152.6366 | 156.5866 | 160.2342 | 163.7432 | 167.0956 | 168.5818 | 167.3261 | 166.0906 | 164.8539 | 163.5778 | 162.7573 | 162.4605
Stretford |  | 61.1327 | 59.7116 | 61.9031 | 65.7984 | 66.7611 | 67.6417 | 68.6043 | 69.5375 | 70.5326 | 71.5403 | 72.5961 | 73.8358 | 74.9172 | 75.8724 | 76.7687 | 77.6873 | 79.504 | 81.2746 | 82.9685 | 84.5867 | 86.0995 | 87.4648 | 88.6402 | 89.7337 | 90.7638 | 91.7392 | 92.6445 | 93.5134 | 94.3563 | 95.1768 | 95.9794 | 95.9952 |  | 61.1327 | 59.9304 | 60.7427 | 62.7609 | 63.2671 | 63.7856 | 64.3867 | 65.0339 | 65.7685 | 66.5711 | 67.4615 | 68.4364 | 69.0195 | 69.5747 | 70.1229 | 70.6636 | 71.2446 | 71.8701 | 72.5119 | 73.1521 | 73.8109 | 74.753 | 75.5535 | 76.2656 | 76.9224 | 77.3787 | 77.775 | 78.0939 | 78.3418 | 78.5282 | 78.6489 | 78.8098 |  | 61.1327 | 59.7075 | 61.7958 | 65.5692 | 66.4165 | 67.1706 | 67.9642 | 68.737 | 69.5412 | 70.3595 | 71.227 | 72.2042 | 73.0501 | 73.8386 | 74.5927 | 75.3054 | 76.0946 | 76.8452 | 77.6263 | 78.3823 | 79.0754 | 79.6382 | 80.056 | 80.4055 | 80.6984 | 80.9461 | 81.1216 | 81.253 | 81.3566 | 81.4382 | 81.4891 | 81.5201 |  | 61.1327 | 59.7179 | 61.8093 | 65.5943 | 66.4381 | 67.1975 | 68.0148 | 68.8009 | 69.6813 | 70.5547 | 71.4277 | 72.3803 | 73.2271 | 74.0424 | 74.9288 | 76.161 | 79.513 | 82.8414 | 86.0378 | 89.1054 | 92.017 | 95.536 | 98.7855 | 101.8393 | 104.7729 | 107.6139 | 110.3692 | 113.0322 | 115.624 | 118.1467 | 119.6418 | 119.444 |  | 61.1327 | 59.5888 | 61.5539 | 65.2102 | 65.9514 | 66.6363 | 67.4559 | 68.2411 | 69.1028 | 69.9858 | 71.2987 | 74.7736 | 78.6398 | 82.2945 | 85.8503 | 89.252 | 92.5423 | 95.8017 | 98.9755 | 102.7882 | 106.4561 | 109.8418 | 112.9784 | 116.009 | 118.9272 | 120.1658 | 120.2345 | 120.2219 | 120.2217 | 120.1495 | 120.0524 | 119.9444
Stuart St |  | 80.2932 | 78.0811 | 80.4854 | 86.4016 | 95.794 | 109.1594 | 126.6251 | 146.0567 | 165.5809 | 169.9365 | 174.334 | 176.8757 | 178.3888 | 179.7603 | 181.0029 | 182.127 | 184.4956 | 186.7988 | 189.0522 | 191.2551 | 193.3382 | 195.2634 | 197.0339 | 198.7649 | 200.435 | 202.0535 | 203.6056 | 205.126 | 206.5909 | 208.0333 | 209.4571 | 209.65 |  | 80.2932 | 78.3882 | 79.0911 | 82.1289 | 90.7874 | 103.5708 | 120.4921 | 139.5114 | 158.6904 | 162.8022 | 167.039 | 169.3709 | 170.2914 | 171.1679 | 171.9688 | 172.736 | 173.5738 | 174.4288 | 175.2798 | 176.1364 | 176.9661 | 177.8305 | 178.5864 | 179.3111 | 179.9869 | 180.5153 | 180.992 | 181.4044 | 181.7264 | 181.9732 | 182.1513 | 182.3819 |  | 80.2932 | 78.0767 | 80.3505 | 86.1183 | 95.3722 | 108.5871 | 125.8554 | 145.1112 | 164.4333 | 168.5927 | 172.7999 | 175.0939 | 176.3692 | 177.5666 | 178.6577 | 179.6715 | 180.7604 | 181.7809 | 182.7496 | 183.6618 | 184.4835 | 185.1596 | 185.7124 | 186.2295 | 186.6901 | 187.1039 | 187.4479 | 187.7529 | 188.0017 | 188.2268 | 188.4227 | 188.5956 |  | 80.2932 | 78.0948 | 80.3496 | 86.1008 | 95.3201 | 108.508 | 125.7786 | 145.0214 | 164.4092 | 168.6123 | 172.8071 | 175.0363 | 176.2672 | 177.357 | 178.3139 | 179.5569 | 183.1891 | 186.7671 | 190.2322 | 193.5973 | 196.8072 | 199.8302 | 202.6732 | 205.4119 | 208.0611 | 210.6415 | 213.1595 | 216.1484 | 219.0618 | 221.915 | 223.3272 | 222.979 |  | 80.2932 | 77.9402 | 80.0433 | 85.6398 | 94.7337 | 107.851 | 125.1658 | 144.4598 | 163.885 | 168.1714 | 172.8963 | 178.1188 | 182.4288 | 186.5368 | 190.5171 | 194.3357 | 198.0645 | 201.7205 | 205.2799 | 208.7456 | 212.0684 | 215.1562 | 218.087 | 220.9825 | 223.7882 | 224.9043 | 225.0172 | 225.0743 | 225.1269 | 225.0732 | 224.9856 | 224.8795
Thornton |  | 60.8131 | 59.9632 | 59.5703 | 60.2462 | 60.8327 | 61.4582 | 62.148 | 62.9225 | 63.9733 | 65.0593 | 66.2459 | 67.7282 | 69.052 | 70.4775 | 71.7465 | 72.9113 | 74.6662 | 76.3648 | 78.1061 | 79.8432 | 81.4118 | 82.5982 | 83.4917 | 84.1754 | 84.7907 | 85.3415 | 85.7929 | 86.2301 | 86.5768 | 86.9415 | 87.2996 | 87.1628 |  | 60.8131 | 60.2104 | 59.9789 | 60.5239 | 61.0312 | 61.6096 | 62.2707 | 63.0201 | 63.8775 | 64.9435 | 66.6578 | 68.5552 | 69.1088 | 69.6043 | 70.1228 | 70.6305 | 71.3122 | 72.3274 | 73.5305 | 74.8335 | 76.1364 | 77.5701 | 78.8555 | 79.9745 | 81.0062 | 81.5515 | 82.0318 | 82.4243 | 82.6941 | 82.8672 | 82.95 | 83.1095 |  | 60.8131 | 59.9593 | 59.5001 | 60.091 | 60.5977 | 61.1367 | 61.7081 | 62.2951 | 62.9171 | 63.6138 | 64.5565 | 65.6613 | 66.795 | 68.0266 | 69.1428 | 70.185 | 71.3185 | 72.405 | 73.5514 | 74.7028 | 75.7456 | 76.4333 | 76.8928 | 77.1503 | 77.3553 | 77.5106 | 77.57 | 77.6136 | 77.5793 | 77.5331 | 77.4717 | 77.4161 |  | 60.8131 | 59.9606 | 59.5022 | 60.1038 | 60.6053 | 61.1349 | 61.7131 | 62.2971 | 62.9304 | 63.5417 | 64.1612 | 65.5131 | 66.7009 | 67.7664 | 68.765 | 70.2524 | 74.431 | 78.609 | 82.6258 | 86.524 | 90.2033 | 93.6258 | 96.6277 | 99.429 | 102.1137 | 104.7127 | 107.2326 | 109.6676 | 112.0365 | 114.344 | 115.7452 | 115.6502 |  | 60.8131 | 59.8206 | 59.2214 | 59.6776 | 60.05 | 60.4543 | 60.9365 | 61.4283 | 61.9781 | 62.8331 | 64.5399 | 68.5322 | 72.3388 | 75.978 | 79.5175 | 82.9183 | 86.6977 | 90.5061 | 94.1946 | 97.7907 | 101.0787 | 104.04 | 106.7631 | 109.389 | 111.909 | 113.103 | 113.201 | 113.2696 | 113.3366 | 113.3501 | 113.3428 | 113.3243
Trimpell |  | 3.5118 | 3.41 | 3.4522 | 3.6036 | 3.6491 | 3.7027 | 3.764 | 3.8261 | 3.8962 | 3.9645 | 4.0398 | 4.1329 | 4.2107 | 4.2764 | 4.3354 | 4.3849 | 4.5063 | 4.6237 | 4.7349 | 4.8428 | 4.9501 | 5.0403 | 5.1136 | 5.175 | 5.2313 | 5.2833 | 5.3309 | 5.3755 | 5.4197 | 5.4642 | 5.5074 | 5.485 |  | 3.5118 | 3.423 | 3.4182 | 3.4923 | 3.512 | 3.5402 | 3.5752 | 3.6161 | 3.6657 | 3.7169 | 3.7757 | 3.8397 | 3.8829 | 3.923 | 3.9619 | 3.9995 | 4.0444 | 4.0944 | 4.1482 | 4.2038 | 4.2605 | 4.3234 | 4.3772 | 4.4228 | 4.4678 | 4.493 | 4.5129 | 4.526 | 4.5336 | 4.535 | 4.5306 | 4.5302 |  | 3.5118 | 3.4096 | 3.4432 | 3.5845 | 3.6204 | 3.6634 | 3.7106 | 3.7595 | 3.8138 | 3.8663 | 3.926 | 3.9973 | 4.0577 | 4.1119 | 4.1617 | 4.2057 | 4.2553 | 4.3014 | 4.3421 | 4.38 | 4.4144 | 4.4334 | 4.443 | 4.4431 | 4.4405 | 4.4355 | 4.4271 | 4.4166 | 4.4045 | 4.3912 | 4.3767 | 4.3614 |  | 3.5118 | 3.4103 | 3.4459 | 3.589 | 3.6242 | 3.6654 | 3.7101 | 3.7547 | 3.8094 | 3.858 | 3.9052 | 3.9523 | 3.9955 | 4.0289 | 4.0556 | 4.0996 | 4.3397 | 4.608 | 4.8646 | 5.1127 | 5.3493 | 5.5704 | 5.77 | 5.9547 | 6.132 | 6.3033 | 6.469 | 6.6287 | 6.784 | 6.9353 | 7.0343 | 7.0234 |  | 3.5118 | 3.4012 | 3.4281 | 3.5625 | 3.591 | 3.6284 | 3.6777 | 3.7248 | 3.7768 | 3.8242 | 3.8976 | 4.1235 | 4.3433 | 4.5434 | 4.744 | 4.9639 | 5.2229 | 5.4789 | 5.7256 | 5.9645 | 6.1932 | 6.4033 | 6.5976 | 6.7818 | 6.9591 | 7.0531 | 7.0568 | 7.0608 | 7.0742 | 7.0705 | 7.065 | 7.059
Ulverston |  | 53.9754 | 52.7977 | 52.4427 | 53.2255 | 53.8029 | 54.5469 | 55.4468 | 56.3882 | 57.5039 | 58.6789 | 60.057 | 61.9733 | 63.5851 | 64.977 | 66.2642 | 67.4001 | 69.3735 | 71.2692 | 73.2717 | 75.2651 | 77.0693 | 78.3892 | 79.3696 | 80.1233 | 80.8034 | 81.4023 | 81.8675 | 82.3165 | 82.7023 | 83.0629 | 83.4079 | 83.032 |  | 53.9754 | 53.0519 | 52.6957 | 53.1592 | 53.5147 | 54.0328 | 54.6804 | 55.4897 | 56.5573 | 57.7426 | 59.1045 | 60.6184 | 61.2021 | 61.7451 | 62.2822 | 63.0054 | 64.0893 | 65.2663 | 66.5414 | 67.8688 | 69.221 | 70.7739 | 72.1429 | 73.3464 | 74.4352 | 74.9518 | 75.3948 | 75.7364 | 75.9912 | 76.1514 | 76.2082 | 76.2737 |  | 53.9754 | 52.7898 | 52.2821 | 52.8772 | 53.2797 | 53.8341 | 54.4784 | 55.1655 | 55.9727 | 56.8455 | 57.926 | 59.4058 | 60.645 | 61.7947 | 62.888 | 63.9102 | 65.0498 | 66.1172 | 67.2976 | 68.4708 | 69.5178 | 70.1099 | 70.4186 | 70.5289 | 70.5777 | 70.5622 | 70.4165 | 70.2526 | 70.0305 | 69.7905 | 69.5293 | 69.2773 |  | 53.9754 | 52.8008 | 52.3728 | 53.0337 | 53.4428 | 53.9548 | 54.5177 | 55.1555 | 56.1344 | 57.0674 | 58.0221 | 59.0651 | 60.0792 | 60.9156 | 61.6781 | 62.982 | 67.0529 | 72.1299 | 77.0309 | 81.7538 | 86.2061 | 90.3275 | 93.9213 | 97.2282 | 100.3868 | 103.4242 | 106.3478 | 109.1489 | 111.8477 | 114.4513 | 116.0605 | 115.6304 |  | 53.9754 | 52.5551 | 51.8907 | 52.3149 | 52.5438 | 52.9469 | 53.696 | 54.4295 | 55.2611 | 56.0708 | 57.575 | 62.0234 | 66.4429 | 70.6352 | 74.6675 | 78.7613 | 83.4106 | 88.0146 | 92.4923 | 96.8242 | 100.7525 | 104.2607 | 107.4805 | 110.5336 | 113.4534 | 114.9962 | 114.7728 | 114.5401 | 114.2816 | 113.9867 | 113.6679 | 113.3338
Vernon Park |  | 77.016 | 76.0057 | 75.7314 | 78.8694 | 81.362 | 84.0996 | 87.147 | 90.2664 | 93.6653 | 95.8176 | 98.2189 | 101.2105 | 103.7187 | 105.8137 | 107.7602 | 109.4659 | 112.2808 | 114.938 | 117.4085 | 119.7168 | 121.7986 | 123.5642 | 125.0008 | 126.2565 | 127.4017 | 128.4447 | 129.3437 | 130.1853 | 130.9835 | 131.7538 | 132.5079 | 132.2785 |  | 77.016 | 76.3979 | 76.3001 | 79.2679 | 81.5653 | 84.0863 | 86.8573 | 89.7714 | 92.9594 | 94.9488 | 97.212 | 99.6802 | 101.2733 | 102.7587 | 104.2663 | 105.7548 | 107.3691 | 109.0801 | 110.8409 | 112.6255 | 114.4075 | 116.4316 | 118.1365 | 119.6133 | 120.9537 | 122.0088 | 122.9326 | 123.6823 | 124.2832 | 124.7269 | 125.0099 | 125.338 |  | 77.016 | 75.9936 | 75.5009 | 78.3626 | 80.5952 | 83.0495 | 85.7103 | 88.4322 | 91.342 | 93.0094 | 94.928 | 97.198 | 99.105 | 100.813 | 102.4515 | 103.9805 | 105.7625 | 107.3812 | 108.8097 | 110.067 | 111.185 | 112.0223 | 112.6121 | 113.0494 | 113.3841 | 113.6309 | 113.7262 | 113.7478 | 113.7218 | 113.6671 | 113.5745 | 113.4563 |  | 77.016 | 76.0013 | 75.6398 | 78.6214 | 80.8831 | 83.3048 | 85.8457 | 88.3809 | 91.1246 | 92.4358 | 93.8102 | 95.3619 | 96.8418 | 98.0315 | 99.1312 | 101.3512 | 108.4638 | 115.5205 | 122.3487 | 128.9367 | 135.175 | 141.1154 | 148.0226 | 154.4783 | 160.6869 | 166.7042 | 172.5973 | 178.3013 | 183.8631 | 189.2786 | 192.4982 | 192.2174 |  | 77.016 | 75.5665 | 74.7852 | 77.3439 | 79.2846 | 81.3598 | 83.6755 | 85.9471 | 88.3661 | 89.3877 | 91.8679 | 99.5089 | 107.2356 | 114.5171 | 121.6962 | 128.5546 | 135.211 | 141.8236 | 148.2243 | 154.427 | 162.0402 | 169.0374 | 175.5281 | 181.765 | 187.7778 | 191.0234 | 191.1811 | 191.1734 | 191.2232 | 191.0884 | 190.9219 | 190.7321
West Didsbury |  | 98.5816 | 97.2076 | 98.1508 | 101.4689 | 103.2796 | 105.4217 | 108.0734 | 110.8083 | 113.8682 | 117.1305 | 120.7717 | 125.1805 | 129.0608 | 132.4074 | 135.4808 | 138.1678 | 141.8784 | 145.4079 | 148.6125 | 151.5594 | 154.127 | 156.2875 | 158.0283 | 159.6277 | 161.0716 | 162.3686 | 163.4452 | 164.4489 | 165.3983 | 166.3153 | 167.2174 | 167.1891 |  | 98.5816 | 97.5786 | 97.9725 | 100.0823 | 101.3368 | 102.9518 | 105.0286 | 107.2694 | 109.8249 | 112.6599 | 115.9116 | 119.4373 | 122.0838 | 124.5931 | 127.053 | 129.4154 | 131.9361 | 134.6014 | 137.2356 | 139.8756 | 142.4515 | 145.2179 | 147.5322 | 149.5939 | 151.453 | 153.1172 | 154.5948 | 155.8259 | 156.8229 | 157.5577 | 158.0392 | 158.6799 |  | 98.5816 | 97.1915 | 97.8802 | 100.8642 | 102.3621 | 104.1628 | 106.344 | 108.5809 | 111.0213 | 113.6725 | 116.7067 | 120.1898 | 123.2856 | 126.1274 | 128.7995 | 131.2573 | 134.0465 | 136.6346 | 138.8844 | 140.8516 | 142.5448 | 143.8703 | 144.876 | 145.7633 | 146.4984 | 147.0971 | 147.4572 | 147.7145 | 147.9034 | 148.0511 | 148.147 | 148.202 |  | 98.5816 | 97.2386 | 98.0692 | 101.1662 | 102.6541 | 104.345 | 106.2945 | 108.2357 | 110.4098 | 112.5611 | 114.8439 | 117.3663 | 119.898 | 122.0487 | 123.9909 | 127.1341 | 135.6821 | 144.0955 | 152.1513 | 159.8917 | 167.1843 | 173.892 | 180.2764 | 187.07 | 194.3838 | 201.4704 | 208.3445 | 214.9846 | 221.4405 | 227.7184 | 231.4036 | 231.2845 |  | 98.5816 | 96.8143 | 97.2338 | 99.913 | 101.0827 | 102.4495 | 104.2236 | 105.9566 | 107.8555 | 109.7831 | 113.4558 | 122.7447 | 132.3028 | 141.2582 | 150.0448 | 158.3633 | 166.4232 | 174.3407 | 181.9493 | 189.2719 | 196.2571 | 202.502 | 209.043 | 216.3391 | 223.3593 | 227.1213 | 227.615 | 227.8344 | 228.1474 | 228.1924 | 228.1959 | 228.1563
Westhoughton |  | 58.9234 | 57.633 | 58.1823 | 60.219 | 61.1482 | 62.1658 | 63.3779 | 64.6082 | 66.0471 | 67.55 | 69.1979 | 71.2376 | 73.0516 | 74.5987 | 76.0011 | 77.2307 | 78.9206 | 80.5128 | 81.9372 | 83.2329 | 84.3739 | 85.2937 | 86.1102 | 86.9124 | 87.6349 | 88.2797 | 88.8026 | 89.2843 | 89.7235 | 90.1423 | 90.5503 | 90.3135 |  | 58.9234 | 57.8608 | 57.8823 | 58.8924 | 59.4563 | 60.1396 | 60.9698 | 61.8889 | 62.9818 | 64.1757 | 65.5398 | 67.0196 | 68.1292 | 69.1939 | 70.2357 | 71.2577 | 72.3216 | 73.4647 | 74.6646 | 75.8755 | 77.0931 | 78.4782 | 79.6136 | 80.5583 | 81.3814 | 82.0988 | 82.7193 | 83.2077 | 83.576 | 83.8253 | 83.9513 | 84.11 |  | 58.9234 | 57.6231 | 58.0246 | 59.8679 | 60.6163 | 61.4386 | 62.3819 | 63.3265 | 64.41 | 65.5661 | 66.8731 | 68.3874 | 69.7401 | 70.9867 | 72.1488 | 73.2382 | 74.514 | 75.6826 | 76.6773 | 77.5314 | 78.2951 | 78.8583 | 79.2496 | 79.5566 | 79.7814 | 79.935 | 79.9597 | 79.9251 | 79.836 | 79.7224 | 79.5759 | 79.4084 |  | 58.9234 | 57.6391 | 58.1014 | 60.0025 | 60.7339 | 61.4804 | 62.2871 | 63.0551 | 63.9594 | 64.8011 | 65.6555 | 66.6201 | 67.6848 | 68.569 | 69.3502 | 70.7866 | 74.9613 | 79.093 | 83.1873 | 88.2829 | 93.39 | 98.1525 | 102.6071 | 106.7821 | 110.7991 | 114.6949 | 118.4785 | 122.136 | 125.7004 | 129.1735 | 131.1959 | 131.0409 |  | 58.9234 | 57.391 | 57.6162 | 59.2524 | 59.8007 | 60.3557 | 61.0524 | 61.7144 | 62.5005 | 63.2514 | 64.8308 | 69.2738 | 73.8905 | 78.4248 | 82.956 | 87.2775 | 91.453 | 95.5889 | 100.2584 | 105.247 | 110.0767 | 114.4932 | 118.5958 | 122.5446 | 126.3518 | 127.9653 | 128.0883 | 128.1804 | 128.4175 | 128.3915 | 128.3359 | 128.2676
Wigan |  | 53.4324 | 52.3147 | 52.4405 | 53.9828 | 54.9484 | 56.6862 | 58.6049 | 61.5779 | 64.7329 | 67.3404 | 70.2352 | 73.1309 | 74.9285 | 76.4374 | 77.8116 | 79.0043 | 80.902 | 82.6979 | 84.3051 | 85.7772 | 87.0865 | 88.1755 | 89.0249 | 89.7534 | 90.3945 | 90.9554 | 91.4032 | 91.8043 | 92.1755 | 92.5222 | 92.8531 | 92.5603 |  | 53.4324 | 52.5921 | 52.5806 | 53.5619 | 54.2456 | 55.225 | 56.3657 | 57.8722 | 59.5783 | 61.255 | 63.1293 | 65.0749 | 66.0881 | 67.0346 | 67.9881 | 68.9188 | 69.8721 | 70.9023 | 71.9627 | 73.034 | 74.1057 | 75.3444 | 76.3346 | 77.1615 | 77.8757 | 78.4557 | 78.945 | 79.3132 | 79.585 | 79.7542 | 79.8167 | 79.9019 |  | 53.4324 | 52.3054 | 52.2899 | 53.6331 | 54.4128 | 55.9527 | 57.5998 | 60.287 | 63.0875 | 65.408 | 67.9067 | 70.2188 | 71.5281 | 72.7443 | 73.8854 | 74.9435 | 76.1786 | 77.307 | 78.2444 | 79.0398 | 79.7379 | 80.2441 | 80.5736 | 80.8043 | 80.9549 | 81.0372 | 81.0016 | 80.9078 | 80.7808 | 80.6297 | 80.4468 | 80.2424 |  | 53.4324 | 52.3245 | 52.3626 | 53.7598 | 54.5239 | 55.99 | 57.5053 | 60.0147 | 62.792 | 64.8754 | 67.0001 | 68.8461 | 69.8628 | 70.6839 | 71.406 | 72.8215 | 77.3332 | 81.7879 | 86.0887 | 90.2284 | 94.1449 | 97.7582 | 101.2223 | 104.4288 | 107.5297 | 110.5452 | 113.4845 | 116.3337 | 119.1037 | 121.8019 | 123.3999 | 123.2136 |  | 53.4324 | 52.0881 | 51.8936 | 53.0564 | 53.6321 | 54.9091 | 56.302 | 58.6839 | 61.4203 | 63.3981 | 66.2962 | 72.0705 | 77.0966 | 81.754 | 86.391 | 90.807 | 95.0705 | 99.2835 | 103.352 | 107.2829 | 111.0599 | 114.4498 | 117.6725 | 120.7562 | 123.742 | 124.2265 | 123.5623 | 122.8478 | 122.2624 | 122.116 | 121.9678 | 121.8038
Wrightington |  | 84.0286 | 82.8052 | 83.9038 | 86.9936 | 88.6387 | 90.514 | 92.8329 | 95.2136 | 97.8907 | 100.7117 | 103.9545 | 108.0114 | 111.7828 | 115.2876 | 118.477 | 121.3859 | 124.8669 | 128.3004 | 131.4845 | 134.4974 | 137.1724 | 139.171 | 140.65 | 141.8635 | 142.9169 | 143.8123 | 144.4511 | 145.0393 | 145.5466 | 146.0208 | 146.4823 | 146.2701 |  | 84.0286 | 83.0919 | 83.5937 | 85.4887 | 86.6443 | 88.0348 | 89.8539 | 91.8112 | 94.0614 | 96.5326 | 99.4108 | 102.5115 | 104.7822 | 106.9594 | 109.0458 | 111.1116 | 113.5496 | 116.1646 | 119.0371 | 121.9619 | 124.8399 | 127.8685 | 130.4583 | 132.7195 | 134.7298 | 136.1784 | 137.4308 | 138.425 | 139.1567 | 139.5721 | 139.7122 | 140.2003 |  | 84.0286 | 82.7908 | 83.6696 | 86.4698 | 87.8438 | 89.4253 | 91.3392 | 93.2897 | 95.4313 | 97.7273 | 100.4511 | 103.7124 | 106.5836 | 109.2817 | 111.7774 | 114.1897 | 117.0667 | 119.783 | 122.2674 | 124.6158 | 126.7373 | 128.2431 | 129.3088 | 130.1226 | 130.7681 | 131.2634 | 131.4825 | 131.6095 | 131.6147 | 131.5739 | 131.472 | 131.35 |  | 84.0286 | 82.8659 | 83.8841 | 86.8039 | 88.1924 | 89.6999 | 91.4273 | 93.2016 | 95.3685 | 97.4893 | 99.7613 | 102.2233 | 104.6502 | 106.7519 | 108.6123 | 111.5657 | 121.3103 | 130.9289 | 140.1874 | 149.1297 | 157.6023 | 165.4428 | 172.4927 | 179.0817 | 185.3912 | 191.497 | 197.4156 | 203.1367 | 208.7055 | 214.135 | 217.4243 | 217.4706 |  | 84.0286 | 82.4729 | 83.1082 | 85.6405 | 86.7311 | 87.9959 | 89.7977 | 91.5623 | 93.4894 | 95.4185 | 98.7731 | 106.7873 | 114.7665 | 122.2706 | 129.5689 | 138.4781 | 147.3327 | 156.0059 | 164.4221 | 172.5603 | 180.2208 | 187.1259 | 193.4468 | 199.531 | 205.3646 | 208.1905 | 208.7165 | 209.244 | 209.8568 | 210.1977 | 210.4817 | 210.7318
Maximum demand (MVA) per bulk supply point and primary substation
Click + to view
Click + to view
CLICK HERE TO
RETURN TO CONTENTS
Click + to view
Click + to view
Click + to view
Click + to view
Click + to view

## Minimum Demand
|  | 7 | 8 | 9 | 10 | 11 | 12 | 13 | 14 | 15 | 16 | 17 | 18 | 19 | 20 | 21 | 22 | 23 | 24 | 25 | 26 | 27 | 28 | 29 | 30 | 31 | 32 | 33 | 34 | 35 | 36 | 37 | 38 |  | 7 | 8 | 9 | 10 | 11 | 12 | 13 | 14 | 15 | 16 | 17 | 18 | 19 | 20 | 21 | 22 | 23 | 24 | 25 | 26 | 27 | 28 | 29 | 30 | 31 | 32 | 33 | 34 | 35 | 36 | 37 | 38 |  | 7 | 8 | 9 | 10 | 11 | 12 | 13 | 14 | 15 | 16 | 17 | 18 | 19 | 20 | 21 | 22 | 23 | 24 | 25 | 26 | 27 | 28 | 29 | 30 | 31 | 32 | 33 | 34 | 35 | 36 | 37 | 38 |  | 7 | 8 | 9 | 10 | 11 | 12 | 13 | 14 | 15 | 16 | 17 | 18 | 19 | 20 | 21 | 22 | 23 | 24 | 25 | 26 | 27 | 28 | 29 | 30 | 31 | 32 | 33 | 34 | 35 | 36 | 37 | 38 |  | 7 | 8 | 9 | 10 | 11 | 12 | 13 | 14 | 15 | 16 | 17 | 18 | 19 | 20 | 21 | 22 | 23 | 24 | 25 | 26 | 27 | 28 | 29 | 30 | 31 | 32 | 33 | 34 | 35 | 36 | 37 | 38
| Central Outlook | [32 empty] | Steady Progression | [32 empty] | System Transformation | [32 empty] | Consumer Transformation | [32 empty] | Leading the Way
Primary | (Years as financial years, ie 2051 is FY2050/51) | 2020 | 2021 | 2022 | 2023 | 2024 | 2025 | 2026 | 2027 | 2028 | 2029 | 2030 | 2031 | 2032 | 2033 | 2034 | 2035 | 2036 | 2037 | 2038 | 2039 | 2040 | 2041 | 2042 | 2043 | 2044 | 2045 | 2046 | 2047 | 2048 | 2049 | 2050 | 2051 | (Years as financial years, ie 2051 is FY2050/51) | 2020 | 2021 | 2022 | 2023 | 2024 | 2025 | 2026 | 2027 | 2028 | 2029 | 2030 | 2031 | 2032 | 2033 | 2034 | 2035 | 2036 | 2037 | 2038 | 2039 | 2040 | 2041 | 2042 | 2043 | 2044 | 2045 | 2046 | 2047 | 2048 | 2049 | 2050 | 2051 | (Years as financial years, ie 2051 is FY2050/51) | 2020 | 2021 | 2022 | 2023 | 2024 | 2025 | 2026 | 2027 | 2028 | 2029 | 2030 | 2031 | 2032 | 2033 | 2034 | 2035 | 2036 | 2037 | 2038 | 2039 | 2040 | 2041 | 2042 | 2043 | 2044 | 2045 | 2046 | 2047 | 2048 | 2049 | 2050 | 2051 | (Years as financial years, ie 2051 is FY2050/51) | 2020 | 2021 | 2022 | 2023 | 2024 | 2025 | 2026 | 2027 | 2028 | 2029 | 2030 | 2031 | 2032 | 2033 | 2034 | 2035 | 2036 | 2037 | 2038 | 2039 | 2040 | 2041 | 2042 | 2043 | 2044 | 2045 | 2046 | 2047 | 2048 | 2049 | 2050 | 2051 | (Years as financial years, ie 2051 is FY2050/51) | 2020 | 2021 | 2022 | 2023 | 2024 | 2025 | 2026 | 2027 | 2028 | 2029 | 2030 | 2031 | 2032 | 2033 | 2034 | 2035 | 2036 | 2037 | 2038 | 2039 | 2040 | 2041 | 2042 | 2043 | 2044 | 2045 | 2046 | 2047 | 2048 | 2049 | 2050 | 2051
Albion St |  | 3.7088 | 3.6163 | 3.5619 | 3.624 | 3.693 | 3.7805 | 3.891 | 4.0143 | 4.1692 | 4.3446 | 4.5447 | 4.8001 | 5.0134 | 5.2058 | 5.3969 | 5.5787 | 5.7804 | 5.9781 | 6.1582 | 6.3281 | 6.4827 | 6.6261 | 6.7329 | 6.8296 | 6.9142 | 6.9898 | 7.0568 | 7.1166 | 7.1724 | 7.2239 | 7.2715 | 7.2953 |  | 3.708 | 3.6383 | 3.5982 | 3.6366 | 3.6742 | 3.722 | 3.7811 | 3.8461 | 3.9247 | 4.0139 | 4.1147 | 4.2275 | 4.2793 | 4.3295 | 4.3821 | 4.4356 | 4.4911 | 4.5519 | 4.6166 | 4.6848 | 4.7554 | 4.8424 | 4.9156 | 4.9819 | 5.0426 | 5.0986 | 5.1506 | 5.1963 | 5.2383 | 5.2762 | 5.3088 | 5.3387 |  | 3.7087 | 3.6158 | 3.5549 | 3.6063 | 3.6633 | 3.736 | 3.8243 | 3.9199 | 4.0369 | 4.1704 | 4.3242 | 4.5067 | 4.6562 | 4.8002 | 4.9472 | 5.0954 | 5.2788 | 5.4557 | 5.613 | 5.7569 | 5.8941 | 6.0234 | 6.1257 | 6.2214 | 6.3058 | 6.3834 | 6.4513 | 6.5092 | 6.5618 | 6.6095 | 6.6487 | 6.6734 |  | 3.7088 | 3.6167 | 3.5616 | 3.6332 | 3.725 | 3.8514 | 4.023 | 4.228 | 4.499 | 4.8191 | 5.1976 | 5.6924 | 6.061 | 6.2281 | 6.3557 | 6.4996 | 6.7869 | 7.0656 | 7.326 | 7.5045 | 7.6561 | 7.7933 | 7.9024 | 7.9992 | 8.0851 | 8.1626 | 8.2325 | 8.2952 | 8.353 | 8.4057 | 8.3987 | 8.3655 |  | 3.7088 | 3.5962 | 3.5212 | 3.5726 | 3.6481 | 3.7566 | 3.912 | 4.1016 | 4.3613 | 4.6729 | 5.0636 | 5.6427 | 6.1143 | 6.538 | 6.9493 | 7.2082 | 7.4487 | 7.6714 | 7.8696 | 8.048 | 8.2077 | 8.3419 | 8.4311 | 8.5057 | 8.5653 | 8.4855 | 8.4515 | 8.4124 | 8.3544 | 8.2874 | 8.1515 | 8.0166
Alderley & Chelford |  | 4.0741 | 3.9658 | 3.909 | 4.0045 | 4.1055 | 4.226 | 4.3762 | 4.5429 | 4.7463 | 4.9748 | 5.2411 | 5.5836 | 5.8316 | 6.0063 | 6.1746 | 6.3268 | 6.5475 | 6.7593 | 6.9555 | 7.1412 | 7.31 | 7.4571 | 7.5708 | 7.6687 | 7.7565 | 7.8372 | 7.9118 | 7.9803 | 8.0461 | 8.1084 | 8.1677 | 8.1694 |  | 4.0731 | 3.991 | 3.9512 | 4.0134 | 4.0733 | 4.1457 | 4.2343 | 4.3316 | 4.4446 | 4.5641 | 4.6776 | 4.8026 | 4.8737 | 4.9429 | 5.0164 | 5.0914 | 5.1755 | 5.268 | 5.366 | 5.469 | 5.5759 | 5.701 | 5.8118 | 5.9122 | 6.0058 | 6.0747 | 6.1376 | 6.1915 | 6.238 | 6.275 | 6.3033 | 6.3415 |  | 4.0741 | 3.9652 | 3.9005 | 3.9831 | 4.0695 | 4.1719 | 4.295 | 4.4276 | 4.5845 | 4.7614 | 4.9705 | 5.2231 | 5.4295 | 5.6048 | 5.7406 | 5.8706 | 6.0253 | 6.17 | 6.2979 | 6.4134 | 6.5195 | 6.6069 | 6.6685 | 6.7169 | 6.7559 | 6.7892 | 6.8157 | 6.8342 | 6.8492 | 6.8604 | 6.8658 | 6.8682 |  | 4.0741 | 3.9661 | 3.9072 | 4.0135 | 4.1419 | 4.3102 | 4.5355 | 4.8058 | 5.006 | 5.2126 | 5.449 | 5.747 | 5.9649 | 6.1507 | 6.3285 | 6.5044 | 6.7963 | 7.0778 | 7.3349 | 7.5753 | 7.7944 | 7.9932 | 8.1525 | 8.2951 | 8.4244 | 8.5435 | 8.6537 | 8.7554 | 8.8518 | 8.9428 | 8.9508 | 8.927 |  | 4.0741 | 3.9511 | 3.8769 | 3.9675 | 4.0817 | 4.2386 | 4.4612 | 4.7261 | 4.9289 | 5.1334 | 5.3892 | 5.8364 | 6.2145 | 6.5612 | 6.8893 | 7.1936 | 7.4834 | 7.7602 | 8.0193 | 8.2616 | 8.4823 | 8.6789 | 8.8423 | 8.9924 | 9.1301 | 9.0996 | 9.0982 | 9.0905 | 9.0777 | 9.0639 | 9.0459 | 9.0273
Alston |  | 0.36344 | 0.36115 | 0.36335 | 0.37469 | 0.38778 | 0.40371 | 0.42309 | 0.44471 | 0.47134 | 0.50099 | 0.53522 | 0.58083 | 0.61626 | 0.6483 | 0.68058 | 0.71115 | 0.74449 | 0.77737 | 0.81019 | 0.84269 | 0.87222 | 0.89639 | 0.91344 | 0.92705 | 0.93896 | 0.94963 | 0.95926 | 0.968 | 0.9761 | 0.9836 | 0.99058 | 0.99735 |  | 0.36332 | 0.36712 | 0.37474 | 0.38883 | 0.40155 | 0.41467 | 0.42958 | 0.4458 | 0.46495 | 0.48606 | 0.50938 | 0.5355 | 0.54605 | 0.55584 | 0.56665 | 0.57814 | 0.59131 | 0.60496 | 0.61943 | 0.63518 | 0.65154 | 0.6705 | 0.68776 | 0.70359 | 0.71849 | 0.726 | 0.73293 | 0.73897 | 0.7445 | 0.74947 | 0.75375 | 0.75787 |  | 0.36343 | 0.36106 | 0.36214 | 0.37169 | 0.38283 | 0.39641 | 0.4123 | 0.42962 | 0.45042 | 0.47371 | 0.50099 | 0.53563 | 0.56134 | 0.58605 | 0.61169 | 0.63724 | 0.6679 | 0.69774 | 0.7272 | 0.75604 | 0.78334 | 0.80574 | 0.82231 | 0.83593 | 0.84793 | 0.85898 | 0.86879 | 0.87727 | 0.8849 | 0.89184 | 0.89756 | 0.90286 |  | 0.36344 | 0.36124 | 0.36371 | 0.37675 | 0.39343 | 0.41521 | 0.44356 | 0.47798 | 0.52489 | 0.5788 | 0.6411 | 0.72067 | 0.77839 | 0.82416 | 0.85134 | 0.8765 | 0.91728 | 0.94846 | 0.97507 | 0.99864 | 1.0184 | 1.0345 | 1.0431 | 1.0493 | 1.054 | 1.0574 | 1.0599 | 1.0616 | 1.0628 | 1.0634 | 1.0562 | 1.0413 |  | 0.36344 | 0.35746 | 0.35606 | 0.36507 | 0.37791 | 0.39639 | 0.42404 | 0.45662 | 0.49927 | 0.54898 | 0.60846 | 0.69186 | 0.75931 | 0.8194 | 0.8785 | 0.91954 | 0.9521 | 0.98187 | 1.008 | 1.0316 | 1.0479 | 1.0595 | 1.0676 | 1.074 | 1.0789 | 1.0625 | 1.0484 | 1.0337 | 1.0189 | 1.0039 | 0.98886 | 0.9739
Ambleside |  | 2.2136 | 2.1916 | 2.1849 | 2.2085 | 2.2375 | 2.2773 | 2.3292 | 2.3853 | 2.4536 | 2.528 | 2.6158 | 2.7339 | 2.8402 | 2.9374 | 3.0329 | 3.1224 | 3.2182 | 3.313 | 3.4112 | 3.5087 | 3.5969 | 3.6653 | 3.7154 | 3.7578 | 3.7943 | 3.8232 | 3.8436 | 3.8627 | 3.8791 | 3.8943 | 3.9087 | 3.9231 |  | 2.2134 | 2.2047 | 2.2081 | 2.232 | 2.2591 | 2.2942 | 2.3386 | 2.3867 | 2.443 | 2.5053 | 2.5769 | 2.6553 | 2.6909 | 2.7246 | 2.759 | 2.7959 | 2.8458 | 2.9001 | 2.9582 | 3.0189 | 3.0809 | 3.151 | 3.2142 | 3.272 | 3.3254 | 3.3624 | 3.3967 | 3.4269 | 3.4534 | 3.4755 | 3.4928 | 3.5104 |  | 2.2136 | 2.1912 | 2.1799 | 2.1968 | 2.2193 | 2.2517 | 2.2931 | 2.3371 | 2.3896 | 2.4477 | 2.5187 | 2.6102 | 2.6906 | 2.7686 | 2.8468 | 2.9236 | 3.013 | 3.1005 | 3.1905 | 3.2786 | 3.3609 | 3.4248 | 3.4741 | 3.5172 | 3.5558 | 3.5904 | 3.6159 | 3.6388 | 3.6584 | 3.6764 | 3.6918 | 3.7067 |  | 2.2136 | 2.1915 | 2.1847 | 2.2106 | 2.2458 | 2.2964 | 2.3649 | 2.447 | 2.5616 | 2.6902 | 2.837 | 3.0187 | 3.1688 | 3.3026 | 3.4334 | 3.5916 | 3.8677 | 4.1427 | 4.2468 | 4.3401 | 4.4223 | 4.4965 | 4.5489 | 4.5937 | 4.6313 | 4.6636 | 4.691 | 4.7142 | 4.735 | 4.7532 | 4.7561 | 4.7563 |  | 2.2136 | 2.1791 | 2.16 | 2.1736 | 2.1985 | 2.2407 | 2.3117 | 2.3924 | 2.4963 | 2.6149 | 2.7893 | 3.1151 | 3.4157 | 3.6427 | 3.7787 | 3.9047 | 4.023 | 4.1281 | 4.2267 | 4.3172 | 4.3991 | 4.4726 | 4.5258 | 4.5722 | 4.6118 | 4.6181 | 4.6321 | 4.6421 | 4.6503 | 4.6559 | 4.6595 | 4.662
Ancoats North T11 & T12 |  | 5.7979 | 5.6508 | 5.5531 | 5.6517 | 5.7368 | 5.8269 | 5.9231 | 6.0201 | 6.1204 | 6.2219 | 6.3265 | 6.4439 | 6.5318 | 6.6097 | 6.6843 | 6.7536 | 6.8258 | 6.8951 | 6.9587 | 7.019 | 7.0738 | 7.1244 | 7.162 | 7.1947 | 7.2234 | 7.2502 | 7.2787 | 7.3051 | 7.3299 | 7.353 | 7.374 | 7.3941 |  | 5.7978 | 5.6848 | 5.6196 | 5.6946 | 5.7595 | 5.8344 | 5.9214 | 6.0169 | 6.1217 | 6.2359 | 6.3609 | 6.4981 | 6.5464 | 6.5909 | 6.6337 | 6.6749 | 6.7191 | 6.7638 | 6.8076 | 6.8518 | 6.895 | 6.9408 | 6.9821 | 7.0227 | 7.0615 | 7.0829 | 7.1016 | 7.1124 | 7.1206 | 7.1268 | 7.1321 | 7.1417 |  | 5.7979 | 5.6506 | 5.5513 | 5.6472 | 5.7295 | 5.8162 | 5.9073 | 5.9981 | 6.0901 | 6.1825 | 6.2773 | 6.379 | 6.4569 | 6.5248 | 6.5905 | 6.6532 | 6.7218 | 6.7871 | 6.8463 | 6.9015 | 6.9531 | 7.001 | 7.0381 | 7.0707 | 7.0997 | 7.1272 | 7.1561 | 7.1823 | 7.2067 | 7.2292 | 7.2488 | 7.2671 |  | 5.7979 | 5.6506 | 5.5424 | 5.632 | 5.7104 | 5.7969 | 5.8939 | 5.9959 | 6.11 | 6.2306 | 6.3549 | 6.4983 | 6.5993 | 6.6868 | 6.7697 | 6.8516 | 6.9577 | 7.0601 | 7.1534 | 7.2406 | 7.3189 | 7.3892 | 7.4438 | 7.4938 | 7.5371 | 7.5751 | 7.6084 | 7.6375 | 7.6635 | 7.6865 | 7.6158 | 7.6122 |  | 5.7979 | 5.633 | 5.507 | 5.5785 | 5.641 | 5.7131 | 5.7993 | 5.8914 | 5.9964 | 6.1104 | 6.2419 | 6.4196 | 6.5734 | 6.7136 | 6.8476 | 6.9724 | 7.0921 | 7.2068 | 7.3143 | 7.415 | 7.5081 | 7.5917 | 7.6603 | 7.7249 | 7.7828 | 7.6322 | 7.6593 | 7.6814 | 7.7048 | 7.7195 | 7.7296 | 7.7389
Ancoats North T14 |  | 1.6593 | 1.6257 | 1.6063 | 1.6426 | 1.6753 | 1.7097 | 1.746 | 1.7826 | 1.8201 | 1.8578 | 1.8962 | 1.9379 | 1.9645 | 1.9881 | 2.0105 | 2.0311 | 2.0522 | 2.0724 | 2.0921 | 2.111 | 2.1275 | 2.1417 | 2.1543 | 2.1673 | 2.1792 | 2.1897 | 2.1975 | 2.2045 | 2.211 | 2.217 | 2.2226 | 2.2278 |  | 1.6598 | 1.6431 | 1.6418 | 1.682 | 1.7216 | 1.7664 | 1.8173 | 1.8736 | 1.936 | 2.0047 | 2.0807 | 2.1648 | 2.1807 | 2.1956 | 2.2099 | 2.2237 | 2.2387 | 2.2541 | 2.2689 | 2.2836 | 2.2982 | 2.314 | 2.3281 | 2.3417 | 2.3543 | 2.3713 | 2.3878 | 2.4033 | 2.4181 | 2.4323 | 2.4452 | 2.4546 |  | 1.6593 | 1.6256 | 1.6055 | 1.6407 | 1.6724 | 1.7056 | 1.7404 | 1.7751 | 1.8102 | 1.8455 | 1.8815 | 1.9193 | 1.9422 | 1.9633 | 1.9834 | 2.0024 | 2.023 | 2.0424 | 2.0613 | 2.0792 | 2.0952 | 2.1091 | 2.1219 | 2.1353 | 2.1476 | 2.1586 | 2.1668 | 2.1741 | 2.1807 | 2.1869 | 2.1925 | 2.1975 |  | 1.6593 | 1.6257 | 1.6034 | 1.637 | 1.6672 | 1.6993 | 1.7341 | 1.7694 | 1.8069 | 1.8452 | 1.8842 | 1.9268 | 1.9524 | 1.9745 | 1.9952 | 2.0258 | 2.0924 | 2.1592 | 2.2232 | 2.2845 | 2.3418 | 2.394 | 2.4426 | 2.4877 | 2.5303 | 2.5707 | 2.6092 | 2.6453 | 2.6794 | 2.7115 | 2.7053 | 2.6974 |  | 1.6593 | 1.6174 | 1.5864 | 1.6109 | 1.6323 | 1.6558 | 1.6831 | 1.7112 | 1.7415 | 1.7731 | 1.8185 | 1.9019 | 1.9811 | 2.054 | 2.1268 | 2.1963 | 2.2637 | 2.3313 | 2.3961 | 2.4584 | 2.5177 | 2.5706 | 2.6192 | 2.6659 | 2.7099 | 2.707 | 2.7086 | 2.7073 | 2.7074 | 2.7036 | 2.6988 | 2.6934
Annie Pit |  | 5.4444 | 5.2849 | 5.1897 | 5.2587 | 5.3316 | 5.4232 | 5.5379 | 5.663 | 5.8216 | 5.997 | 6.197 | 6.4513 | 6.6608 | 6.8463 | 7.0315 | 7.2055 | 7.3963 | 7.5861 | 7.7564 | 7.9131 | 8.0571 | 8.1878 | 8.2809 | 8.3664 | 8.4388 | 8.5019 | 8.5555 | 8.6018 | 8.644 | 8.6819 | 8.7159 | 8.7473 |  | 5.4436 | 5.3155 | 5.2433 | 5.2829 | 5.3204 | 5.3707 | 5.4352 | 5.5062 | 5.5962 | 5.6969 | 5.8131 | 5.9442 | 5.9914 | 6.0349 | 6.0822 | 6.129 | 6.1748 | 6.2293 | 6.2873 | 6.346 | 6.4097 | 6.4874 | 6.5491 | 6.6054 | 6.655 | 6.7027 | 6.7459 | 6.7823 | 6.8143 | 6.8414 | 6.8624 | 6.8811 |  | 5.4443 | 5.2843 | 5.182 | 5.2396 | 5.2999 | 5.3762 | 5.468 | 5.5647 | 5.6848 | 5.818 | 5.9716 | 6.1528 | 6.2978 | 6.4345 | 6.5755 | 6.7158 | 6.8886 | 7.0579 | 7.2056 | 7.3365 | 7.4634 | 7.5803 | 7.6695 | 7.7543 | 7.8271 | 7.8926 | 7.9475 | 7.9922 | 8.0316 | 8.066 | 8.092 | 8.114 |  | 5.4444 | 5.2861 | 5.1867 | 5.2612 | 5.3525 | 5.4786 | 5.649 | 5.8496 | 6.117 | 6.4289 | 6.7975 | 7.2787 | 7.6342 | 7.9446 | 8.2505 | 8.5316 | 8.9181 | 9.2792 | 9.5433 | 9.7277 | 9.89 | 10.0303 | 10.1333 | 10.2224 | 10.2971 | 10.3617 | 10.4174 | 10.4651 | 10.508 | 10.5459 | 10.546 | 10.4355 |  | 5.4444 | 5.2622 | 5.139 | 5.1896 | 5.2612 | 5.3662 | 5.5181 | 5.7017 | 5.9571 | 6.2605 | 6.6411 | 7.2041 | 7.6638 | 8.0737 | 8.4072 | 8.6508 | 8.8763 | 9.0873 | 9.2774 | 9.4468 | 9.6019 | 9.7344 | 9.8294 | 9.9127 | 9.9827 | 9.9816 | 9.9508 | 9.914 | 9.8742 | 9.8317 | 9.7866 | 9.7407
Ansdell |  | 2.1585 | 2.1137 | 2.0942 | 2.1364 | 2.1859 | 2.248 | 2.3293 | 2.4212 | 2.5385 | 2.6708 | 2.8249 | 3.0204 | 3.1875 | 3.3387 | 3.458 | 3.5305 | 3.6183 | 3.7016 | 3.7747 | 3.8423 | 3.9006 | 3.9518 | 3.9877 | 4.0184 | 4.0442 | 4.0668 | 4.0873 | 4.1052 | 4.1218 | 4.1369 | 4.1508 | 4.1547 |  | 2.1578 | 2.1221 | 2.1056 | 2.1276 | 2.1502 | 2.1779 | 2.2139 | 2.2524 | 2.2996 | 2.3515 | 2.4117 | 2.4788 | 2.5246 | 2.5692 | 2.6152 | 2.6623 | 2.7093 | 2.7592 | 2.8117 | 2.8675 | 2.9247 | 2.9935 | 3.0527 | 3.1071 | 3.1573 | 3.1972 | 3.2336 | 3.265 | 3.2932 | 3.3178 | 3.3384 | 3.36 |  | 2.1584 | 2.1133 | 2.0892 | 2.1234 | 2.164 | 2.2149 | 2.2794 | 2.3502 | 2.4385 | 2.5385 | 2.6543 | 2.793 | 2.9106 | 3.0242 | 3.1404 | 3.2581 | 3.4033 | 3.4731 | 3.5317 | 3.5837 | 3.63 | 3.6704 | 3.6992 | 3.7237 | 3.7437 | 3.7611 | 3.7759 | 3.7872 | 3.7967 | 3.8046 | 3.8097 | 3.8137 |  | 2.1585 | 2.1136 | 2.0941 | 2.1444 | 2.2128 | 2.3067 | 2.4369 | 2.5946 | 2.8046 | 2.9969 | 3.1201 | 3.2778 | 3.3875 | 3.4807 | 3.5682 | 3.6657 | 3.8336 | 3.9954 | 4.1446 | 4.2191 | 4.25 | 4.2707 | 4.2769 | 4.2768 | 4.2704 | 4.2593 | 4.2439 | 4.225 | 4.2034 | 4.1794 | 3.9681 | 3.9035 |  | 2.1585 | 2.1059 | 2.0788 | 2.1214 | 2.1836 | 2.2711 | 2.3951 | 2.5452 | 2.7506 | 2.9047 | 3.0415 | 3.2873 | 3.493 | 3.6815 | 3.8606 | 4.0011 | 4.0735 | 4.1349 | 4.1843 | 4.223 | 4.2513 | 4.2687 | 4.2721 | 4.2702 | 4.2624 | 3.8781 | 3.819 | 3.7566 | 3.7003 | 3.6337 | 3.5628 | 3.4954
Ardwick |  | 4.5847 | 4.4573 | 4.3743 | 4.4616 | 4.5364 | 4.6139 | 4.6954 | 4.7764 | 4.8602 | 4.9433 | 5.0279 | 5.1217 | 5.196 | 5.2621 | 5.3253 | 5.3836 | 5.4445 | 5.5024 | 5.556 | 5.6069 | 5.6526 | 5.6929 | 5.7219 | 5.7463 | 5.7669 | 5.7854 | 5.8037 | 5.8199 | 5.8347 | 5.8479 | 5.8594 | 5.8698 |  | 4.5845 | 4.4855 | 4.4291 | 4.4934 | 4.5485 | 4.6117 | 4.6843 | 4.7637 | 4.8517 | 4.9473 | 5.0523 | 5.1676 | 5.2032 | 5.2356 | 5.267 | 5.297 | 5.3286 | 5.3605 | 5.3921 | 5.4241 | 5.4556 | 5.4902 | 5.5203 | 5.5491 | 5.5759 | 5.5889 | 5.5996 | 5.6077 | 5.6141 | 5.6185 | 5.6216 | 5.6266 |  | 4.5846 | 4.4571 | 4.372 | 4.4559 | 4.5275 | 4.6015 | 4.6778 | 4.7527 | 4.8285 | 4.9033 | 4.9793 | 5.0595 | 5.1209 | 5.1775 | 5.2321 | 5.2842 | 5.342 | 5.3964 | 5.4461 | 5.4925 | 5.5353 | 5.5735 | 5.6023 | 5.6271 | 5.6484 | 5.6678 | 5.6869 | 5.7033 | 5.718 | 5.7309 | 5.7413 | 5.7504 |  | 4.5847 | 4.4574 | 4.3655 | 4.4452 | 4.5141 | 4.5883 | 4.6699 | 4.754 | 4.847 | 4.9432 | 5.0442 | 5.1603 | 5.2447 | 5.3173 | 5.3859 | 5.4514 | 5.5317 | 5.6082 | 5.6764 | 5.7393 | 5.7946 | 5.8432 | 5.8772 | 5.9069 | 5.9309 | 5.9505 | 5.9662 | 5.9784 | 5.9881 | 5.9953 | 5.9515 | 5.9432 |  | 4.5847 | 4.4446 | 4.3397 | 4.4058 | 4.4623 | 4.526 | 4.6015 | 4.6811 | 4.7713 | 4.8672 | 4.9748 | 5.1145 | 5.2372 | 5.3474 | 5.4525 | 5.5492 | 5.6413 | 5.7283 | 5.8088 | 5.8835 | 5.9509 | 6.0107 | 6.0571 | 6.0999 | 6.1368 | 6.0608 | 6.0779 | 6.0911 | 6.1041 | 6.1116 | 6.116 | 6.1191
Arnside |  | 0.36678 | 0.3694 | 0.37927 | 0.39896 | 0.42447 | 0.45448 | 0.49239 | 0.53627 | 0.59248 | 0.65652 | 0.73163 | 0.83024 | 0.91184 | 0.98612 | 1.0606 | 1.1316 | 1.2102 | 1.2875 | 1.3612 | 1.4322 | 1.4974 | 1.5549 | 1.5976 | 1.6352 | 1.6684 | 1.6983 | 1.7248 | 1.7488 | 1.7713 | 1.7924 | 1.8122 | 1.8313 |  | 0.36648 | 0.37492 | 0.38748 | 0.4052 | 0.42585 | 0.45003 | 0.47657 | 0.5051 | 0.53879 | 0.57649 | 0.61928 | 0.66702 | 0.68582 | 0.7043 | 0.72424 | 0.74532 | 0.76991 | 0.79713 | 0.8265 | 0.85766 | 0.89053 | 0.93024 | 0.96529 | 0.99749 | 1.0274 | 1.0505 | 1.0721 | 1.0915 | 1.1097 | 1.1266 | 1.1415 | 1.155 |  | 0.36676 | 0.36914 | 0.37587 | 0.3906 | 0.41082 | 0.43658 | 0.46679 | 0.5001 | 0.54191 | 0.59004 | 0.64759 | 0.71857 | 0.77592 | 0.83179 | 0.88955 | 0.94779 | 1.0194 | 1.0889 | 1.1539 | 1.2151 | 1.2737 | 1.3258 | 1.3668 | 1.4041 | 1.4373 | 1.468 | 1.4948 | 1.518 | 1.5394 | 1.5591 | 1.5758 | 1.5911 |  | 0.36678 | 0.36944 | 0.38075 | 0.40565 | 0.44125 | 0.48823 | 0.55109 | 0.62852 | 0.73354 | 0.85706 | 1.0037 | 1.1945 | 1.3366 | 1.4633 | 1.5889 | 1.7097 | 1.852 | 1.991 | 2.1175 | 2.2359 | 2.296 | 2.3365 | 2.3652 | 2.3812 | 2.3737 | 2.3641 | 2.3526 | 2.3397 | 2.3258 | 2.3111 | 2.2878 | 2.2559 |  | 0.36678 | 0.36523 | 0.37225 | 0.39268 | 0.42409 | 0.46789 | 0.52914 | 0.60368 | 0.70405 | 0.82314 | 0.96899 | 1.1772 | 1.3447 | 1.4943 | 1.6411 | 1.7778 | 1.9094 | 2.0358 | 2.1542 | 2.2643 | 2.3654 | 2.3864 | 2.3865 | 2.3831 | 2.3768 | 2.352 | 2.3244 | 2.2957 | 2.2664 | 2.2366 | 2.2064 | 2.1761
Ashton (Golborne) |  | 4.7185 | 4.5977 | 4.5332 | 4.6179 | 4.7132 | 4.833 | 4.9847 | 5.1586 | 5.3771 | 5.6252 | 5.9116 | 6.28 | 6.5923 | 6.8737 | 7.1551 | 7.4235 | 7.7199 | 8.0122 | 8.2789 | 8.5309 | 8.7617 | 8.974 | 9.1341 | 9.2285 | 9.2816 | 9.3272 | 9.3641 | 9.3955 | 9.4237 | 9.4487 | 9.4695 | 9.4636 |  | 4.7173 | 4.6208 | 4.5677 | 4.6117 | 4.6539 | 4.7075 | 4.7732 | 4.8479 | 4.9379 | 5.0398 | 5.1567 | 5.2874 | 5.3618 | 5.4333 | 5.5097 | 5.5883 | 5.669 | 5.7591 | 5.8549 | 5.9555 | 6.0612 | 6.1895 | 6.2998 | 6.3992 | 6.4909 | 6.5751 | 6.654 | 6.7239 | 6.7888 | 6.8483 | 6.9004 | 6.9475 |  | 4.7185 | 4.597 | 4.5232 | 4.5924 | 4.6703 | 4.7686 | 4.8879 | 5.021 | 5.1839 | 5.3702 | 5.5881 | 5.8486 | 6.0669 | 6.277 | 6.4933 | 6.712 | 6.9813 | 7.2428 | 7.4757 | 7.6891 | 7.8941 | 8.0854 | 8.2389 | 8.3814 | 8.5077 | 8.6241 | 8.6879 | 8.7018 | 8.7118 | 8.7182 | 8.7178 | 8.7126 |  | 4.7185 | 4.5986 | 4.5329 | 4.6318 | 4.761 | 4.9391 | 5.1816 | 5.477 | 5.8688 | 6.3326 | 6.8848 | 7.3313 | 7.4977 | 7.6166 | 7.7166 | 7.8084 | 7.9822 | 8.1378 | 8.2659 | 8.3738 | 8.46 | 8.5265 | 8.5678 | 8.5959 | 8.6142 | 8.6256 | 8.6312 | 8.6319 | 8.6293 | 8.6239 | 8.569 | 8.4739 |  | 4.7185 | 4.5775 | 4.4911 | 4.569 | 4.6815 | 4.8416 | 5.0689 | 5.3498 | 5.7321 | 6.1902 | 6.7038 | 6.9959 | 7.2799 | 7.5206 | 7.7329 | 7.9156 | 8.076 | 8.218 | 8.338 | 8.4385 | 8.5221 | 8.5845 | 8.6217 | 8.6481 | 8.6655 | 8.5866 | 8.4955 | 8.4017 | 8.3049 | 8.209 | 8.1119 | 8.0151
Ashton (Ribble) |  | 1.0445 | 1.0446 | 1.0327 | 1.0602 | 1.0939 | 1.1369 | 1.1936 | 1.2586 | 1.3424 | 1.4375 | 1.5487 | 1.6935 | 1.8171 | 1.9287 | 2.0406 | 2.147 | 2.2651 | 2.3811 | 2.4886 | 2.5909 | 2.6842 | 2.7691 | 2.8324 | 2.8873 | 2.9032 | 2.9155 | 2.9242 | 2.9297 | 2.9342 | 2.9372 | 2.9389 | 2.9338 |  | 1.0446 | 1.0506 | 1.0405 | 1.0553 | 1.0714 | 1.0918 | 1.1174 | 1.1458 | 1.1809 | 1.2201 | 1.2656 | 1.3165 | 1.345 | 1.3725 | 1.4021 | 1.4326 | 1.4656 | 1.502 | 1.5414 | 1.583 | 1.6264 | 1.6794 | 1.7252 | 1.7667 | 1.8051 | 1.8382 | 1.8692 | 1.8966 | 1.922 | 1.9453 | 1.9657 | 1.984 |  | 1.0443 | 1.0443 | 1.0286 | 1.0497 | 1.0765 | 1.1108 | 1.1544 | 1.2032 | 1.2649 | 1.3354 | 1.4196 | 1.5217 | 1.6078 | 1.691 | 1.777 | 1.8636 | 1.9709 | 2.0746 | 2.1687 | 2.2556 | 2.3386 | 2.4151 | 2.4758 | 2.5318 | 2.5813 | 2.6123 | 2.6212 | 2.6262 | 2.6295 | 2.6267 | 2.6164 | 2.6048 |  | 1.0445 | 1.0449 | 1.0339 | 1.0683 | 1.1168 | 1.1842 | 1.278 | 1.393 | 1.5482 | 1.7314 | 1.8553 | 1.9552 | 2.0461 | 2.1197 | 2.188 | 2.2522 | 2.3427 | 2.4271 | 2.5002 | 2.5654 | 2.6206 | 2.6676 | 2.6841 | 2.6593 | 2.6282 | 2.593 | 2.5545 | 2.5134 | 2.471 | 2.4275 | 2.3582 | 2.2895 |  | 1.0445 | 1.0379 | 1.0241 | 1.0534 | 1.0976 | 1.1608 | 1.252 | 1.3638 | 1.516 | 1.6504 | 1.7285 | 1.849 | 1.976 | 2.0844 | 2.1859 | 2.2759 | 2.3586 | 2.4346 | 2.5024 | 2.5622 | 2.6142 | 2.6575 | 2.6613 | 2.6346 | 2.6023 | 2.518 | 2.4524 | 2.3845 | 2.3161 | 2.2467 | 2.1767 | 2.1072
Ashton On Mersey |  | 3.3133 | 3.2527 | 3.2284 | 3.2953 | 3.3706 | 3.4658 | 3.5888 | 3.7275 | 3.9007 | 4.0972 | 4.3218 | 4.6084 | 4.8507 | 5.0697 | 5.2892 | 5.4981 | 5.7281 | 5.9548 | 6.1637 | 6.3617 | 6.5435 | 6.7103 | 6.8358 | 6.948 | 7.0467 | 7.1361 | 7.218 | 7.2489 | 7.2733 | 7.2948 | 7.3136 | 7.3197 |  | 3.3124 | 3.272 | 3.2588 | 3.3017 | 3.3453 | 3.3995 | 3.4664 | 3.539 | 3.6241 | 3.7197 | 3.8284 | 3.9491 | 4.0189 | 4.0865 | 4.1577 | 4.2307 | 4.3015 | 4.3795 | 4.4618 | 4.5477 | 4.6375 | 4.7451 | 4.8387 | 4.9246 | 5.0047 | 5.0693 | 5.1291 | 5.1817 | 5.2299 | 5.2733 | 5.3111 | 5.3483 |  | 3.3132 | 3.2521 | 3.2206 | 3.2756 | 3.3382 | 3.4172 | 3.5159 | 3.6242 | 3.7559 | 3.9055 | 4.0783 | 4.2846 | 4.4565 | 4.6221 | 4.7931 | 4.9649 | 5.1748 | 5.3788 | 5.5625 | 5.7319 | 5.8946 | 6.046 | 6.1667 | 6.2777 | 6.3764 | 6.4682 | 6.551 | 6.6231 | 6.6897 | 6.7447 | 6.7531 | 6.7592 |  | 3.3133 | 3.2525 | 3.228 | 3.3059 | 3.4088 | 3.5492 | 3.7396 | 3.9683 | 4.271 | 4.6273 | 5.0487 | 5.598 | 5.913 | 6.0771 | 6.2337 | 6.3908 | 6.6179 | 6.8364 | 7.0333 | 7.2146 | 7.3767 | 7.5217 | 7.633 | 7.7304 | 7.8152 | 7.8905 | 7.9573 | 8.0163 | 8.07 | 8.1187 | 8.0364 | 8.0136 |  | 3.3133 | 3.2364 | 3.1959 | 3.2575 | 3.3468 | 3.4728 | 3.6514 | 3.8679 | 4.1603 | 4.5085 | 4.9395 | 5.564 | 6.0477 | 6.3284 | 6.5904 | 6.8321 | 7.0605 | 7.2792 | 7.4819 | 7.6686 | 7.8376 | 7.9849 | 8.0999 | 8.2042 | 8.2967 | 8.0242 | 7.9539 | 7.878 | 7.8098 | 7.7271 | 7.6388 | 7.5382
Ashton Under Lyne T11 & T12 |  | 5.819 | 5.6697 | 5.5821 | 5.6724 | 5.7615 | 5.868 | 5.9946 | 6.1342 | 6.2984 | 6.4806 | 6.6846 | 6.9378 | 7.1409 | 7.316 | 7.49 | 7.6554 | 7.8363 | 8.0146 | 8.175 | 8.3268 | 8.4632 | 8.5891 | 8.6829 | 8.7659 | 8.8379 | 8.9018 | 8.9582 | 9.0079 | 9.0538 | 9.0956 | 9.1337 | 9.1692 |  | 5.8183 | 5.7092 | 5.655 | 5.7248 | 5.7905 | 5.8713 | 5.9674 | 6.0767 | 6.2019 | 6.344 | 6.5046 | 6.6839 | 6.7414 | 6.7953 | 6.8522 | 6.9101 | 6.9687 | 7.0343 | 7.1014 | 7.1724 | 7.244 | 7.3298 | 7.4031 | 7.4681 | 7.5275 | 7.5823 | 7.6322 | 7.675 | 7.7122 | 7.7425 | 7.766 | 7.7932 |  | 5.819 | 5.6692 | 5.5751 | 5.655 | 5.7328 | 5.8255 | 5.9315 | 6.0457 | 6.1754 | 6.3199 | 6.4824 | 6.6703 | 6.816 | 6.9514 | 7.0866 | 7.2228 | 7.3881 | 7.5487 | 7.6895 | 7.819 | 7.9408 | 8.0549 | 8.1457 | 8.2284 | 8.3011 | 8.3675 | 8.4253 | 8.474 | 8.5177 | 8.5568 | 8.5881 | 8.6157 |  | 5.819 | 5.6701 | 5.5763 | 5.6685 | 5.7707 | 5.9039 | 6.0752 | 6.2767 | 6.5324 | 6.8299 | 7.1761 | 7.6177 | 7.9349 | 8.2123 | 8.4852 | 8.7533 | 9.086 | 9.4108 | 9.7039 | 9.9785 | 10.2246 | 10.4479 | 10.6159 | 10.7637 | 10.8914 | 11.0043 | 11.1037 | 11.1909 | 11.2708 | 11.3431 | 11.301 | 11.2606 |  | 5.819 | 5.6438 | 5.5238 | 5.5892 | 5.6682 | 5.7773 | 5.9265 | 6.1055 | 6.3419 | 6.6226 | 6.97 | 7.4783 | 7.8923 | 8.2625 | 8.6236 | 8.9606 | 9.2824 | 9.5925 | 9.8804 | 10.1484 | 10.398 | 10.6244 | 10.7959 | 10.9488 | 11.0832 | 11.1039 | 11.1255 | 11.1056 | 11.0848 | 11.0543 | 11.0184 | 10.9776
Ashton Under Lyne T13 |  | 2.1723 | 2.1099 | 2.0704 | 2.1013 | 2.1286 | 2.1595 | 2.1935 | 2.2296 | 2.2696 | 2.3126 | 2.3585 | 2.4136 | 2.4565 | 2.4941 | 2.5312 | 2.5665 | 2.6043 | 2.6417 | 2.6748 | 2.706 | 2.7335 | 2.7587 | 2.7773 | 2.7932 | 2.8068 | 2.8186 | 2.8285 | 2.8369 | 2.8444 | 2.8509 | 2.8564 | 2.8613 |  | 2.1722 | 2.1237 | 2.0964 | 2.1189 | 2.1382 | 2.1618 | 2.1893 | 2.221 | 2.2568 | 2.2976 | 2.3433 | 2.3852 | 2.3991 | 2.4102 | 2.4219 | 2.434 | 2.4457 | 2.4581 | 2.4701 | 2.483 | 2.4957 | 2.5115 | 2.5247 | 2.536 | 2.5461 | 2.5552 | 2.5634 | 2.5701 | 2.576 | 2.581 | 2.5848 | 2.5879 |  | 2.1723 | 2.1098 | 2.0687 | 2.0972 | 2.122 | 2.1499 | 2.1794 | 2.2102 | 2.243 | 2.2782 | 2.3159 | 2.3578 | 2.3889 | 2.4177 | 2.4468 | 2.4761 | 2.5109 | 2.5448 | 2.5739 | 2.6007 | 2.6253 | 2.6483 | 2.6663 | 2.6824 | 2.6963 | 2.7087 | 2.7191 | 2.7274 | 2.7346 | 2.7406 | 2.7449 | 2.7483 |  | 2.1723 | 2.11 | 2.0672 | 2.0963 | 2.124 | 2.1577 | 2.1981 | 2.2437 | 2.2983 | 2.3603 | 2.4302 | 2.5182 | 2.5811 | 2.6353 | 2.6883 | 2.7416 | 2.8114 | 2.8797 | 2.941 | 2.9985 | 3.0494 | 3.0954 | 3.1302 | 3.1603 | 3.186 | 3.2085 | 3.228 | 3.2448 | 3.2597 | 3.2728 | 3.2731 | 3.2704 |  | 2.1723 | 2.1017 | 2.0506 | 2.0712 | 2.0915 | 2.1179 | 2.1521 | 2.1923 | 2.2432 | 2.3026 | 2.3758 | 2.4844 | 2.5757 | 2.6575 | 2.7369 | 2.8112 | 2.8817 | 2.9499 | 3.0128 | 3.0715 | 3.1258 | 3.1748 | 3.2125 | 3.2458 | 3.2751 | 3.2797 | 3.2882 | 3.2941 | 3.2966 | 3.2913 | 3.2846 | 3.2773
Ashwood Dale |  | 5.2319 | 5.1147 | 5.0523 | 5.1261 | 5.2076 | 5.3072 | 5.4331 | 5.5728 | 5.7485 | 5.9449 | 6.1667 | 6.4471 | 6.6751 | 6.8816 | 7.0851 | 7.2782 | 7.4917 | 7.6991 | 7.8902 | 8.0702 | 8.2344 | 8.3852 | 8.4954 | 8.5922 | 8.676 | 8.751 | 8.82 | 8.8814 | 8.9387 | 8.9915 | 9.0398 | 9.0857 |  | 5.2311 | 5.1493 | 5.1142 | 5.1727 | 5.2328 | 5.3046 | 5.3925 | 5.4897 | 5.6071 | 5.7385 | 5.8844 | 6.0066 | 6.0658 | 6.1246 | 6.1837 | 6.2438 | 6.3079 | 6.3764 | 6.4512 | 6.5294 | 6.6108 | 6.7079 | 6.7912 | 6.8666 | 6.9338 | 6.9826 | 7.0264 | 7.063 | 7.0952 | 7.1214 | 7.1411 | 7.1622 |  | 5.2319 | 5.1141 | 5.0446 | 5.1068 | 5.1754 | 5.2591 | 5.3612 | 5.4712 | 5.6064 | 5.7582 | 5.9307 | 6.1336 | 6.2935 | 6.4484 | 6.6051 | 6.7625 | 6.9566 | 7.1421 | 7.309 | 7.4614 | 7.6072 | 7.7432 | 7.8489 | 7.9447 | 8.0286 | 8.1059 | 8.1759 | 8.2354 | 8.2895 | 8.299 | 8.2983 | 8.2951 |  | 5.2319 | 5.1139 | 5.0475 | 5.128 | 5.2302 | 5.3676 | 5.5544 | 5.777 | 6.0727 | 6.4195 | 6.8267 | 7.2272 | 7.4528 | 7.6431 | 7.821 | 7.9947 | 8.264 | 8.5189 | 8.7492 | 8.9603 | 9.1485 | 9.3161 | 9.443 | 9.5537 | 9.6485 | 9.7312 | 9.8031 | 9.8649 | 9.9201 | 9.9685 | 9.8244 | 9.781 |  | 5.2319 | 5.0894 | 4.9986 | 5.054 | 5.1348 | 5.2492 | 5.4157 | 5.6182 | 5.8973 | 6.2301 | 6.6396 | 7.1736 | 7.5381 | 7.8726 | 8.1792 | 8.4611 | 8.727 | 8.9764 | 9.2086 | 9.4212 | 9.6149 | 9.7847 | 9.9149 | 10.0314 | 10.1331 | 9.8476 | 9.8207 | 9.7907 | 9.7578 | 9.7201 | 9.6717 | 9.5248
Askam & Dalton |  | 4.6506 | 4.574 | 4.5345 | 4.5708 | 4.6265 | 4.7138 | 4.8379 | 4.9851 | 5.175 | 5.3955 | 5.674 | 6.0785 | 6.4299 | 6.7551 | 7.0777 | 7.3856 | 7.7145 | 8.0457 | 8.312 | 8.5371 | 8.7436 | 8.9219 | 9.0512 | 9.1611 | 9.2554 | 9.3375 | 9.4068 | 9.4669 | 9.5216 | 9.5707 | 9.6149 | 9.6562 |  | 4.6495 | 4.599 | 4.576 | 4.5997 | 4.6298 | 4.6761 | 4.7431 | 4.8222 | 4.9185 | 5.0305 | 5.1646 | 5.3142 | 5.3911 | 5.4637 | 5.5386 | 5.6312 | 5.7861 | 5.9593 | 6.1507 | 6.3548 | 6.4637 | 6.5787 | 6.6792 | 6.7649 | 6.843 | 6.9033 | 6.958 | 7.0038 | 7.0442 | 7.0791 | 7.1064 | 7.1285 |  | 4.6505 | 4.5733 | 4.5246 | 4.5462 | 4.5857 | 4.653 | 4.7475 | 4.8578 | 4.9976 | 5.163 | 5.381 | 5.6901 | 5.9571 | 6.2185 | 6.483 | 6.7466 | 7.0516 | 7.3556 | 7.5724 | 7.7631 | 7.9469 | 8.107 | 8.2313 | 8.3404 | 8.4354 | 8.521 | 8.5922 | 8.6504 | 8.7014 | 8.7461 | 8.7606 | 8.7265 |  | 4.6506 | 4.577 | 4.5427 | 4.5964 | 4.6871 | 4.8308 | 5.0392 | 5.3153 | 5.7304 | 6.213 | 6.779 | 7.4972 | 8.059 | 8.5221 | 8.6685 | 8.8178 | 9.0908 | 9.3576 | 9.5962 | 9.815 | 10.014 | 10.186 | 10.3172 | 10.4266 | 10.5223 | 10.6065 | 10.6541 | 10.6335 | 10.5725 | 10.5072 | 10.3967 | 10.2133 |  | 4.6506 | 4.542 | 4.4739 | 4.4939 | 4.5587 | 4.6882 | 4.9342 | 5.23 | 5.6181 | 6.0772 | 6.7495 | 7.6248 | 8.1349 | 8.547 | 8.9364 | 9.2849 | 9.5999 | 9.8831 | 10.1291 | 10.3426 | 10.5276 | 10.6357 | 10.7149 | 10.777 | 10.8279 | 10.8045 | 10.7314 | 10.6533 | 10.5715 | 10.488 | 10.3734 | 10.189
Askerton Castle |  | 0.12973 | 0.13083 | 0.13425 | 0.13922 | 0.14457 | 0.15072 | 0.15802 | 0.16607 | 0.17576 | 0.18642 | 0.19836 | 0.21358 | 0.22656 | 0.23829 | 0.2499 | 0.26095 | 0.27307 | 0.28493 | 0.29608 | 0.30662 | 0.3162 | 0.32462 | 0.33075 | 0.33601 | 0.34055 | 0.34454 | 0.348 | 0.35105 | 0.35384 | 0.35639 | 0.35871 | 0.3609 |  | 0.12981 | 0.13467 | 0.13612 | 0.13983 | 0.14371 | 0.14822 | 0.15335 | 0.15904 | 0.1657 | 0.17317 | 0.18149 | 0.19071 | 0.19439 | 0.19771 | 0.20119 | 0.20485 | 0.20881 | 0.21319 | 0.21796 | 0.2229 | 0.22807 | 0.23442 | 0.23985 | 0.24461 | 0.24891 | 0.25222 | 0.25523 | 0.25779 | 0.26007 | 0.26207 | 0.26369 | 0.2651 |  | 0.12972 | 0.13073 | 0.13356 | 0.13779 | 0.14228 | 0.14742 | 0.15325 | 0.15952 | 0.16686 | 0.175 | 0.18425 | 0.19523 | 0.20428 | 0.21307 | 0.22202 | 0.23107 | 0.24213 | 0.25279 | 0.26261 | 0.27164 | 0.28023 | 0.28786 | 0.2938 | 0.29906 | 0.30367 | 0.30785 | 0.31142 | 0.31441 | 0.31707 | 0.31945 | 0.3175 | 0.31508 |  | 0.12973 | 0.13092 | 0.13426 | 0.13974 | 0.14623 | 0.15433 | 0.16471 | 0.17684 | 0.19249 | 0.20988 | 0.22239 | 0.23613 | 0.24583 | 0.25337 | 0.25993 | 0.26642 | 0.2794 | 0.29145 | 0.30197 | 0.30808 | 0.31311 | 0.31717 | 0.31953 | 0.32119 | 0.32232 | 0.32306 | 0.32346 | 0.32357 | 0.3235 | 0.32324 | 0.32233 | 0.31831 |  | 0.12973 | 0.12896 | 0.1312 | 0.13773 | 0.14359 | 0.15112 | 0.16125 | 0.1712 | 0.18142 | 0.19121 | 0.20218 | 0.22184 | 0.24067 | 0.25574 | 0.26686 | 0.27664 | 0.28535 | 0.29317 | 0.30005 | 0.30592 | 0.31069 | 0.31443 | 0.3168 | 0.31856 | 0.31983 | 0.31975 | 0.31632 | 0.3127 | 0.3089 | 0.30511 | 0.30126 | 0.29738
Aspatria |  | 2.9697 | 2.8998 | 2.8735 | 2.9373 | 3.0078 | 3.0904 | 3.19 | 3.2949 | 3.4254 | 3.5635 | 3.716 | 3.8642 | 3.98 | 4.0833 | 4.1866 | 4.2837 | 4.3889 | 4.4941 | 4.5956 | 4.6924 | 4.781 | 4.8537 | 4.9012 | 4.94 | 4.9721 | 4.9999 | 5.0244 | 5.0448 | 5.0625 | 5.0779 | 5.0911 | 5.1035 |  | 2.9694 | 2.916 | 2.8955 | 2.9359 | 2.9784 | 3.0291 | 3.0879 | 3.1499 | 3.2281 | 3.3128 | 3.4066 | 3.5094 | 3.5679 | 3.5888 | 3.6121 | 3.6374 | 3.6693 | 3.7074 | 3.7486 | 3.7911 | 3.8378 | 3.895 | 3.9434 | 3.9885 | 4.0294 | 4.048 | 4.064 | 4.0764 | 4.0865 | 4.0943 | 4.0994 | 4.1044 |  | 2.9696 | 2.8989 | 2.8625 | 2.9116 | 2.9678 | 3.0343 | 3.111 | 3.1892 | 3.2851 | 3.3877 | 3.5037 | 3.6432 | 3.7665 | 3.8629 | 3.9428 | 4.0223 | 4.118 | 4.2126 | 4.3024 | 4.3857 | 4.4663 | 4.5331 | 4.579 | 4.6176 | 4.6498 | 4.6784 | 4.7029 | 4.7225 | 4.7389 | 4.7527 | 4.7619 | 4.7694 |  | 2.9697 | 2.8996 | 2.8701 | 2.9334 | 3.0071 | 3.0974 | 3.211 | 3.3376 | 3.5054 | 3.6479 | 3.7938 | 3.9699 | 4.1222 | 4.2486 | 4.3698 | 4.4807 | 4.6107 | 4.7353 | 4.8419 | 4.9241 | 4.9893 | 5.0418 | 5.0642 | 5.079 | 5.0855 | 5.0862 | 5.082 | 5.0737 | 5.0633 | 5.0506 | 5.0009 | 4.9769 |  | 2.9697 | 2.8868 | 2.8447 | 2.8953 | 2.9586 | 3.0397 | 3.1515 | 3.2584 | 3.3778 | 3.5022 | 3.6385 | 3.826 | 4.0086 | 4.1639 | 4.3115 | 4.4424 | 4.5628 | 4.6756 | 4.7758 | 4.8632 | 4.935 | 4.992 | 5.0236 | 5.048 | 5.0639 | 4.9745 | 4.9631 | 4.9465 | 4.9297 | 4.9089 | 4.8776 | 4.8352
Atherton Town Centre |  | 5.4673 | 5.3571 | 5.3135 | 5.4284 | 5.5629 | 5.7374 | 5.9669 | 6.2319 | 6.5666 | 6.9506 | 7.4001 | 7.9705 | 8.4416 | 8.8674 | 9.2938 | 9.7 | 10.15 | 10.5933 | 10.8973 | 11.0825 | 11.246 | 11.3895 | 11.4905 | 11.5773 | 11.6495 | 11.7107 | 11.7609 | 11.8028 | 11.8401 | 11.8726 | 11.9009 | 11.8981 |  | 5.4655 | 5.395 | 5.3715 | 5.4455 | 5.5241 | 5.6234 | 5.7476 | 5.8871 | 6.0521 | 6.2399 | 6.4579 | 6.7015 | 6.8259 | 6.9474 | 7.0752 | 7.2045 | 7.339 | 7.4874 | 7.635 | 7.7893 | 7.9514 | 8.1476 | 8.3165 | 8.4694 | 8.6103 | 8.7419 | 8.865 | 8.9744 | 9.0758 | 9.1685 | 9.2495 | 9.3243 |  | 5.4672 | 5.356 | 5.2984 | 5.391 | 5.4998 | 5.6422 | 5.8232 | 6.0272 | 6.2783 | 6.5693 | 6.9115 | 7.3152 | 7.6435 | 7.961 | 8.2885 | 8.6194 | 9.0281 | 9.4249 | 9.7789 | 10.103 | 10.3937 | 10.5037 | 10.5825 | 10.6505 | 10.7049 | 10.7505 | 10.7835 | 10.8054 | 10.8213 | 10.832 | 10.834 | 10.8321 |  | 5.4673 | 5.3582 | 5.3169 | 5.4594 | 5.6509 | 5.9201 | 6.2931 | 6.7494 | 7.3508 | 8.0621 | 8.9103 | 9.4879 | 9.7935 | 10.05 | 10.2932 | 10.5469 | 10.9524 | 11.343 | 11.6992 | 12.0292 | 12.3282 | 12.5963 | 12.8134 | 13.0062 | 13.1784 | 13.3355 | 13.4789 | 13.6093 | 13.7312 | 13.8444 | 13.8483 | 13.8051 |  | 5.4673 | 5.3262 | 5.253 | 5.3637 | 5.5284 | 5.7679 | 6.1139 | 6.5387 | 7.1165 | 7.8091 | 8.6755 | 9.5083 | 10.0585 | 10.5856 | 11.0517 | 11.4845 | 11.8951 | 12.2894 | 12.658 | 13.0002 | 13.3205 | 13.6036 | 13.8346 | 14.0463 | 14.239 | 14.218 | 14.1926 | 14.1605 | 14.0963 | 14.0637 | 14.0257 | 13.9156
Athletic St |  | 2.7262 | 2.7018 | 2.6971 | 2.7286 | 2.7751 | 2.8425 | 2.9391 | 3.05 | 3.1843 | 3.327 | 3.4948 | 3.7152 | 3.8989 | 4.065 | 4.2234 | 4.3722 | 4.5378 | 4.7018 | 4.8376 | 4.9056 | 4.9647 | 5.0169 | 5.0523 | 5.0794 | 5.102 | 5.1207 | 5.1359 | 5.1476 | 5.1579 | 5.1665 | 5.1733 | 5.166 |  | 2.7255 | 2.7131 | 2.7146 | 2.7369 | 2.7649 | 2.8039 | 2.8605 | 2.9229 | 2.9939 | 3.0637 | 3.1405 | 3.2116 | 3.2527 | 3.2919 | 3.3341 | 3.3767 | 3.4241 | 3.4781 | 3.5342 | 3.5898 | 3.6472 | 3.7191 | 3.7806 | 3.8347 | 3.8849 | 3.9273 | 3.9664 | 4.0002 | 4.0308 | 4.0578 | 4.0803 | 4.1015 |  | 2.7261 | 2.7013 | 2.6898 | 2.7106 | 2.7455 | 2.799 | 2.8749 | 2.9603 | 3.0658 | 3.1835 | 3.3125 | 3.4719 | 3.6023 | 3.7279 | 3.8493 | 3.9697 | 4.1197 | 4.2661 | 4.3959 | 4.5155 | 4.6299 | 4.6776 | 4.7022 | 4.7199 | 4.7335 | 4.7441 | 4.7507 | 4.7528 | 4.7532 | 4.7516 | 4.7468 | 4.7403 |  | 2.7262 | 2.7045 | 2.7044 | 2.7482 | 2.8181 | 2.9232 | 3.0731 | 3.2488 | 3.4792 | 3.7521 | 4.0777 | 4.3364 | 4.4454 | 4.5347 | 4.6198 | 4.7087 | 4.8614 | 5.0094 | 5.1422 | 5.2656 | 5.3762 | 5.4764 | 5.5542 | 5.6133 | 5.6649 | 5.7103 | 5.7501 | 5.7846 | 5.8155 | 5.8427 | 5.7846 | 5.7572 |  | 2.7262 | 2.6834 | 2.663 | 2.6864 | 2.7408 | 2.8301 | 2.9747 | 3.1498 | 3.3789 | 3.6427 | 3.9692 | 4.3386 | 4.5414 | 4.724 | 4.8935 | 5.0482 | 5.1947 | 5.3353 | 5.4636 | 5.5823 | 5.6898 | 5.7842 | 5.8587 | 5.9223 | 5.9587 | 5.825 | 5.7952 | 5.7618 | 5.7299 | 5.6923 | 5.6518 | 5.612
Avenham |  | 2.7924 | 2.7293 | 2.6943 | 2.7329 | 2.7699 | 2.8118 | 2.8611 | 2.9119 | 2.9701 | 3.0302 | 3.0947 | 3.17 | 3.2141 | 3.2505 | 3.2867 | 3.3192 | 3.3552 | 3.3898 | 3.4208 | 3.4481 | 3.4716 | 3.493 | 3.5054 | 3.5137 | 3.5196 | 3.5239 | 3.5274 | 3.5294 | 3.5305 | 3.5296 | 3.5268 | 3.5235 |  | 2.7923 | 2.759 | 2.7524 | 2.8012 | 2.8536 | 2.9159 | 2.9832 | 3.0358 | 3.0985 | 3.168 | 3.2471 | 3.3357 | 3.3504 | 3.3618 | 3.3749 | 3.3869 | 3.3999 | 3.4148 | 3.4311 | 3.4472 | 3.4638 | 3.4863 | 3.5037 | 3.5158 | 3.5237 | 3.5248 | 3.5243 | 3.5216 | 3.5176 | 3.5119 | 3.5048 | 3.4987 |  | 2.7924 | 2.729 | 2.6901 | 2.7237 | 2.7576 | 2.7966 | 2.8416 | 2.8861 | 2.9357 | 2.987 | 3.0423 | 3.1033 | 3.1336 | 3.1599 | 3.1871 | 3.213 | 3.2459 | 3.2769 | 3.3038 | 3.3265 | 3.3471 | 3.3664 | 3.3787 | 3.3876 | 3.3942 | 3.3996 | 3.404 | 3.4063 | 3.4075 | 3.4064 | 3.4026 | 3.3979 |  | 2.7924 | 2.7287 | 2.6895 | 2.7256 | 2.7619 | 2.8057 | 2.8601 | 2.9191 | 2.9906 | 3.0681 | 3.1542 | 3.2591 | 3.3208 | 3.3714 | 3.4211 | 3.4681 | 3.5288 | 3.5851 | 3.6338 | 3.6768 | 3.7133 | 3.7454 | 3.7648 | 3.7789 | 3.7886 | 3.7946 | 3.7972 | 3.7968 | 3.7943 | 3.7899 | 3.7287 | 3.7128 |  | 2.7924 | 2.7135 | 2.6567 | 2.6737 | 2.6923 | 2.7178 | 2.7545 | 2.7957 | 2.8497 | 2.91 | 2.9825 | 3.0865 | 3.1719 | 3.2454 | 3.3169 | 3.3813 | 3.4421 | 3.4996 | 3.5527 | 3.5997 | 3.6421 | 3.6795 | 3.7047 | 3.7249 | 3.7408 | 3.6367 | 3.6347 | 3.6295 | 3.6256 | 3.6165 | 3.6048 | 3.5933
Baguley |  | 7.84 | 7.6882 | 7.6382 | 7.8401 | 8.0318 | 8.1987 | 8.3957 | 8.6092 | 8.8595 | 9.1319 | 9.4346 | 9.8064 | 10.125 | 10.4115 | 10.6949 | 10.9623 | 11.2543 | 11.5393 | 11.7985 | 12.0431 | 12.2661 | 12.4725 | 12.6282 | 12.7693 | 12.893 | 13.0053 | 13.1094 | 13.2037 | 13.2923 | 13.3746 | 13.4508 | 13.5235 |  | 7.8393 | 7.7226 | 7.6791 | 7.8034 | 7.9295 | 8.0679 | 8.1804 | 8.3041 | 8.4454 | 8.6008 | 8.7742 | 8.9652 | 9.0697 | 9.1681 | 9.2687 | 9.3674 | 9.4679 | 9.5745 | 9.6842 | 9.7978 | 9.9134 | 10.0477 | 10.1634 | 10.2711 | 10.3705 | 10.4498 | 10.5221 | 10.5847 | 10.6411 | 10.6906 | 10.733 | 10.7762 |  | 7.8398 | 7.6859 | 7.6092 | 7.7727 | 7.9524 | 8.1381 | 8.3056 | 8.4825 | 8.6832 | 8.9012 | 9.144 | 9.4217 | 9.657 | 9.8805 | 10.1066 | 10.3304 | 10.5989 | 10.8573 | 11.0871 | 11.2982 | 11.4989 | 11.6874 | 11.8378 | 11.9778 | 12.1019 | 12.2171 | 12.3227 | 12.4148 | 12.4996 | 12.5773 | 12.643 | 12.7034 |  | 7.84 | 7.6877 | 7.6287 | 7.8286 | 8.0451 | 8.2524 | 8.5175 | 8.8249 | 9.2129 | 9.6592 | 10.1774 | 10.8404 | 11.344 | 11.7463 | 12.0828 | 12.3968 | 12.7775 | 13.1351 | 13.4461 | 13.7099 | 13.9148 | 14.0884 | 14.1997 | 14.2905 | 14.3577 | 14.4074 | 14.4419 | 14.4629 | 14.4755 | 14.4797 | 14.1785 | 14.1237 |  | 7.84 | 7.6569 | 7.568 | 7.7373 | 7.9374 | 8.1308 | 8.3786 | 8.6714 | 9.0518 | 9.4959 | 10.0326 | 10.7708 | 11.2995 | 11.7569 | 12.1894 | 12.5772 | 12.9384 | 13.2728 | 13.5736 | 13.8415 | 14.0817 | 14.268 | 14.3883 | 14.4901 | 14.5698 | 14.0197 | 14.0017 | 13.97 | 13.9397 | 13.8942 | 13.8378 | 13.7843
Bamber Bridge |  | 4.1089 | 4.0052 | 3.9477 | 4.0248 | 4.1067 | 4.2085 | 4.329 | 4.4609 | 4.6244 | 4.808 | 5.0246 | 5.2929 | 5.5224 | 5.727 | 5.9317 | 6.1232 | 6.3346 | 6.5412 | 6.7291 | 6.9039 | 7.0625 | 7.2068 | 7.3144 | 7.4082 | 7.4892 | 7.5609 | 7.6243 | 7.68 | 7.7315 | 7.7785 | 7.8213 | 7.8616 |  | 4.1082 | 4.0261 | 3.9794 | 4.0231 | 4.0636 | 4.1071 | 4.1616 | 4.2212 | 4.2921 | 4.3712 | 4.4666 | 4.5699 | 4.6434 | 4.7135 | 4.7867 | 4.8578 | 4.9324 | 5.0079 | 5.0835 | 5.1613 | 5.2424 | 5.341 | 5.4256 | 5.4993 | 5.5663 | 5.624 | 5.6766 | 5.7216 | 5.7617 | 5.7968 | 5.8256 | 5.8529 |  | 4.1089 | 4.0044 | 3.9382 | 4.0016 | 4.0691 | 4.1537 | 4.2519 | 4.3573 | 4.4839 | 4.6229 | 4.7841 | 4.9709 | 5.1317 | 5.2847 | 5.4429 | 5.5995 | 5.7926 | 5.9784 | 6.1432 | 6.2916 | 6.433 | 6.5638 | 6.6681 | 6.7622 | 6.8445 | 6.9196 | 6.9851 | 7.04 | 7.0894 | 7.1335 | 7.1687 | 7.1999 |  | 4.1089 | 4.0055 | 3.9459 | 4.0306 | 4.1327 | 4.2702 | 4.4502 | 4.6622 | 4.9382 | 5.2565 | 5.6315 | 6.1157 | 6.4885 | 6.816 | 7.1397 | 7.4502 | 7.8239 | 8.1864 | 8.5152 | 8.8203 | 9.0951 | 9.3434 | 9.4588 | 9.546 | 9.6143 | 9.6689 | 9.7115 | 9.7434 | 9.7694 | 9.7892 | 9.7159 | 9.6542 |  | 4.1089 | 3.987 | 3.9092 | 3.9755 | 4.0629 | 4.1846 | 4.351 | 4.5503 | 4.818 | 5.131 | 5.5165 | 6.0694 | 6.5287 | 6.9378 | 7.3384 | 7.7086 | 8.0631 | 8.4019 | 8.7188 | 9.0103 | 9.2831 | 9.449 | 9.5543 | 9.6405 | 9.7092 | 9.6055 | 9.5949 | 9.5745 | 9.554 | 9.4983 | 9.4366 | 9.375
Barbara St |  | 3.7774 | 3.7006 | 3.6578 | 3.7088 | 3.7655 | 3.8382 | 3.9286 | 4.0309 | 4.1583 | 4.3015 | 4.4653 | 4.6729 | 4.8422 | 4.9943 | 5.1458 | 5.29 | 5.4492 | 5.6056 | 5.7492 | 5.8841 | 6.0081 | 6.1213 | 6.207 | 6.2838 | 6.351 | 6.4115 | 6.4658 | 6.5146 | 6.5604 | 6.6029 | 6.6423 | 6.6798 |  | 3.7768 | 3.7252 | 3.7015 | 3.7415 | 3.7819 | 3.8326 | 3.8849 | 3.9326 | 3.9906 | 4.056 | 4.1316 | 4.2158 | 4.2612 | 4.3048 | 4.3504 | 4.3967 | 4.4455 | 4.499 | 4.5563 | 4.6154 | 4.6774 | 4.7496 | 4.8125 | 4.8695 | 4.922 | 4.9704 | 5.0132 | 5.0485 | 5.0806 | 5.109 | 5.1331 | 5.1564 |  | 3.7774 | 3.7002 | 3.6523 | 3.6948 | 3.7422 | 3.8033 | 3.8762 | 3.9568 | 4.0547 | 4.1651 | 4.2928 | 4.4434 | 4.563 | 4.6773 | 4.7945 | 4.9126 | 5.0576 | 5.198 | 5.324 | 5.4386 | 5.5492 | 5.6516 | 5.734 | 5.8101 | 5.8576 | 5.8896 | 5.9156 | 5.9361 | 5.9537 | 5.9687 | 5.9795 | 5.9884 |  | 3.7774 | 3.7006 | 3.6558 | 3.7125 | 3.7851 | 3.8861 | 4.0217 | 4.1853 | 4.4009 | 4.6545 | 4.9026 | 5.1187 | 5.2804 | 5.4173 | 5.5466 | 5.6911 | 6.0154 | 6.3318 | 6.6308 | 6.9143 | 7.1802 | 7.426 | 7.6148 | 7.6805 | 7.7138 | 7.7403 | 7.761 | 7.7764 | 7.7879 | 7.7958 | 7.6682 | 7.5788 |  | 3.7774 | 3.6803 | 3.6156 | 3.6519 | 3.7077 | 3.7901 | 3.9089 | 4.0561 | 4.2583 | 4.5006 | 4.7817 | 5.2283 | 5.6203 | 5.9772 | 6.3061 | 6.6133 | 6.9086 | 7.193 | 7.4604 | 7.6698 | 7.7787 | 7.8533 | 7.908 | 7.9533 | 7.9901 | 7.7562 | 7.6631 | 7.5723 | 7.4795 | 7.3873 | 7.2923 | 7.1995
Barrow |  | 3.2133 | 3.163 | 3.17 | 3.2559 | 3.3673 | 3.5074 | 3.6873 | 3.8856 | 4.1288 | 4.2965 | 4.4936 | 4.7505 | 4.9637 | 5.1542 | 5.3444 | 5.526 | 5.7053 | 5.8152 | 5.9123 | 6.0007 | 6.0807 | 6.1432 | 6.1853 | 6.2167 | 6.2414 | 6.2599 | 6.2712 | 6.2781 | 6.2825 | 6.2844 | 6.2842 | 6.2655 |  | 3.213 | 3.1769 | 3.1759 | 3.2197 | 3.2747 | 3.3445 | 3.4291 | 3.5203 | 3.6367 | 3.7634 | 3.9089 | 4.0652 | 4.1395 | 4.1839 | 4.2319 | 4.2814 | 4.3273 | 4.382 | 4.4393 | 4.5 | 4.5678 | 4.6503 | 4.7219 | 4.7834 | 4.8398 | 4.8892 | 4.9345 | 4.9733 | 5.0083 | 5.0392 | 5.0646 | 5.0861 |  | 3.2131 | 3.1611 | 3.1468 | 3.2017 | 3.2829 | 3.389 | 3.5203 | 3.662 | 3.8387 | 4.0348 | 4.2577 | 4.436 | 4.5807 | 4.7192 | 4.8619 | 5.0075 | 5.1896 | 5.3679 | 5.515 | 5.5758 | 5.6336 | 5.6764 | 5.7044 | 5.7239 | 5.7372 | 5.7455 | 5.7461 | 5.741 | 5.7329 | 5.7222 | 5.7074 | 5.6906 |  | 3.2133 | 3.1642 | 3.1727 | 3.266 | 3.3927 | 3.5554 | 3.7473 | 3.9617 | 4.2407 | 4.5432 | 4.8814 | 5.2966 | 5.4378 | 5.5531 | 5.6606 | 5.7984 | 6.0831 | 6.3565 | 6.5901 | 6.7427 | 6.8821 | 6.9979 | 6.9899 | 6.9673 | 6.936 | 6.8983 | 6.8554 | 6.8077 | 6.7565 | 6.7024 | 6.5886 | 6.4488 |  | 3.2133 | 3.1397 | 3.1249 | 3.1952 | 3.3049 | 3.434 | 3.6126 | 3.811 | 4.072 | 4.3595 | 4.7713 | 5.3463 | 5.6907 | 6.0039 | 6.2345 | 6.4389 | 6.6301 | 6.8149 | 6.9836 | 7.1374 | 7.2239 | 7.2347 | 7.2252 | 7.2042 | 7.1753 | 7.0305 | 6.8854 | 6.7443 | 6.5982 | 6.4573 | 6.3156 | 6.1748
Barton Dock Rd |  | 3.9879 | 3.8618 | 3.7871 | 3.8592 | 3.9229 | 3.9876 | 4.0468 | 4.1046 | 4.1685 | 4.2344 | 4.3026 | 4.3832 | 4.4529 | 4.5149 | 4.576 | 4.6331 | 4.6942 | 4.7543 | 4.808 | 4.8568 | 4.9005 | 4.9412 | 4.9693 | 4.9941 | 5.0145 | 5.0319 | 5.0468 | 5.0591 | 5.0696 | 5.0784 | 5.0855 | 5.0913 |  | 3.9894 | 3.8776 | 3.8084 | 3.8411 | 3.8642 | 3.8919 | 3.9236 | 3.9587 | 4.0005 | 4.0435 | 4.0843 | 4.1294 | 4.1509 | 4.1709 | 4.1917 | 4.212 | 4.2311 | 4.2527 | 4.275 | 4.2969 | 4.3193 | 4.3477 | 4.3698 | 4.3892 | 4.4059 | 4.4188 | 4.4296 | 4.4377 | 4.4441 | 4.4484 | 4.4507 | 4.4524 |  | 3.9878 | 3.8616 | 3.7798 | 3.8431 | 3.8977 | 3.9559 | 4.0173 | 4.0724 | 4.1248 | 4.1784 | 4.2336 | 4.2936 | 4.3443 | 4.392 | 4.4402 | 4.4877 | 4.5438 | 4.5982 | 4.6456 | 4.6871 | 4.7262 | 4.7631 | 4.7905 | 4.8153 | 4.8362 | 4.8546 | 4.8701 | 4.8822 | 4.8922 | 4.9003 | 4.9053 | 4.9087 |  | 3.9879 | 3.8621 | 3.7793 | 3.8452 | 3.9036 | 3.9631 | 4.029 | 4.0945 | 4.1695 | 4.2493 | 4.3359 | 4.4161 | 4.484 | 4.538 | 4.5801 | 4.6257 | 4.7095 | 4.7845 | 4.839 | 4.8847 | 4.9152 | 4.9398 | 4.9508 | 4.9572 | 4.9583 | 4.9556 | 4.9494 | 4.9401 | 4.9286 | 4.9151 | 4.8546 | 4.8275 |  | 3.9879 | 3.8564 | 3.7679 | 3.8282 | 3.8793 | 3.9358 | 4.0021 | 4.0694 | 4.1491 | 4.2173 | 4.2871 | 4.3964 | 4.5061 | 4.5987 | 4.6809 | 4.754 | 4.82 | 4.8811 | 4.9351 | 4.9812 | 5.0218 | 5.0561 | 5.0767 | 5.0927 | 5.1037 | 5.02 | 5.0092 | 4.9952 | 4.9798 | 4.9621 | 4.9418 | 4.9212
Bedford |  | 4.5108 | 4.4135 | 4.3669 | 4.4472 | 4.5376 | 4.6509 | 4.7953 | 4.959 | 5.1618 | 5.3889 | 5.6488 | 5.9804 | 6.2619 | 6.5146 | 6.7666 | 7.0063 | 7.2708 | 7.5309 | 7.769 | 7.9937 | 8.1991 | 8.3864 | 8.5268 | 8.6526 | 8.7625 | 8.8608 | 8.9479 | 9.0257 | 9.0984 | 9.1658 | 9.2283 | 9.2876 |  | 4.5098 | 4.4414 | 4.4105 | 4.4597 | 4.509 | 4.5713 | 4.6483 | 4.7346 | 4.8367 | 4.9519 | 5.0841 | 5.2309 | 5.307 | 5.3802 | 5.4574 | 5.5365 | 5.6207 | 5.7142 | 5.8135 | 5.9173 | 6.0188 | 6.1408 | 6.2454 | 6.3396 | 6.4263 | 6.5035 | 6.5752 | 6.6383 | 6.6962 | 6.7484 | 6.7934 | 6.8352 |  | 4.5107 | 4.4127 | 4.3566 | 4.4215 | 4.4959 | 4.5896 | 4.7041 | 4.8297 | 4.9819 | 5.1542 | 5.354 | 5.591 | 5.7884 | 5.9775 | 6.172 | 6.3679 | 6.6089 | 6.8424 | 7.0512 | 7.2423 | 7.4255 | 7.595 | 7.7303 | 7.8553 | 7.9658 | 8.0674 | 8.1561 | 8.2319 | 8.3011 | 8.364 | 8.4161 | 8.4633 |  | 4.5108 | 4.4141 | 4.3666 | 4.4587 | 4.5784 | 4.742 | 4.9627 | 5.2284 | 5.5785 | 5.9893 | 6.4743 | 7.1058 | 7.5824 | 8.0028 | 8.4174 | 8.8209 | 9.3113 | 9.7894 | 10.2237 | 10.6294 | 10.9949 | 11.3119 | 11.4912 | 11.5844 | 11.6557 | 11.7113 | 11.7534 | 11.7834 | 11.8065 | 11.8227 | 11.7602 | 11.7127 |  | 4.5108 | 4.3895 | 4.3178 | 4.3852 | 4.4846 | 4.6262 | 4.8278 | 5.0744 | 5.4091 | 5.8076 | 6.3019 | 7.0229 | 7.6139 | 8.1425 | 8.6589 | 9.1403 | 9.602 | 10.0456 | 10.4604 | 10.8447 | 11.2051 | 11.4667 | 11.5877 | 11.6884 | 11.7687 | 11.6781 | 11.6451 | 11.6033 | 11.5487 | 11.5005 | 11.3773 | 11.217
Belgrave |  | 3.1698 | 3.1017 | 3.0596 | 3.1104 | 3.165 | 3.2329 | 3.3164 | 3.4095 | 3.524 | 3.6525 | 3.7987 | 3.9838 | 4.1404 | 4.2816 | 4.4224 | 4.5563 | 4.7042 | 4.849 | 4.9824 | 5.1083 | 5.2244 | 5.3308 | 5.4128 | 5.4873 | 5.5533 | 5.6129 | 5.6662 | 5.7144 | 5.7366 | 5.7533 | 5.7686 | 5.7662 |  | 3.1693 | 3.1179 | 3.0863 | 3.117 | 3.1459 | 3.182 | 3.2253 | 3.2734 | 3.3302 | 3.3937 | 3.4655 | 3.5452 | 3.588 | 3.629 | 3.672 | 3.7155 | 3.7611 | 3.8102 | 3.8624 | 3.9166 | 3.9733 | 4.0402 | 4.0986 | 4.1518 | 4.2012 | 4.2474 | 4.2907 | 4.3296 | 4.3659 | 4.3993 | 4.4289 | 4.4559 |  | 3.1697 | 3.1013 | 3.0548 | 3.0982 | 3.1446 | 3.2022 | 3.2703 | 3.3442 | 3.4324 | 3.5317 | 3.6457 | 3.7799 | 3.8921 | 3.9997 | 4.1097 | 4.2201 | 4.3553 | 4.4856 | 4.6031 | 4.7108 | 4.8147 | 4.9112 | 4.9902 | 5.0639 | 5.1297 | 5.1907 | 5.2067 | 5.2166 | 5.224 | 5.2293 | 5.2312 | 5.2318 |  | 3.1698 | 3.1021 | 3.0583 | 3.1145 | 3.1839 | 3.2779 | 3.4029 | 3.5522 | 3.7473 | 3.9765 | 4.1342 | 4.2607 | 4.3681 | 4.4535 | 4.5324 | 4.6122 | 4.7443 | 4.8701 | 4.9838 | 5.0887 | 5.1831 | 5.2674 | 5.3367 | 5.399 | 5.4555 | 5.5076 | 5.5561 | 5.6012 | 5.6441 | 5.6849 | 5.6757 | 5.6617 |  | 3.1698 | 3.0871 | 3.0288 | 3.0701 | 3.1277 | 3.209 | 3.3231 | 3.4621 | 3.65 | 3.7297 | 3.8244 | 3.9928 | 4.1625 | 4.313 | 4.4543 | 4.5832 | 4.7039 | 4.8178 | 4.9225 | 5.0187 | 5.1075 | 5.1853 | 5.248 | 5.3054 | 5.3573 | 5.3123 | 5.3004 | 5.2861 | 5.272 | 5.2552 | 5.2369 | 5.2189
Benchill |  | 1.0606 | 1.0532 | 1.0521 | 1.0715 | 1.0963 | 1.1307 | 1.1788 | 1.2336 | 1.3001 | 1.3775 | 1.4705 | 1.582 | 1.6694 | 1.7485 | 1.8274 | 1.9023 | 1.9847 | 2.0657 | 2.1397 | 2.2097 | 2.2738 | 2.3332 | 2.3788 | 2.4205 | 2.4575 | 2.4912 | 2.5219 | 2.5498 | 2.5763 | 2.6012 | 2.6201 | 2.6252 |  | 1.0603 | 1.0529 | 1.0508 | 1.0608 | 1.0717 | 1.0876 | 1.1124 | 1.1394 | 1.1692 | 1.2041 | 1.2466 | 1.293 | 1.3355 | 1.367 | 1.3928 | 1.4184 | 1.4447 | 1.4731 | 1.5029 | 1.534 | 1.5659 | 1.6032 | 1.6356 | 1.6656 | 1.6933 | 1.7186 | 1.7422 | 1.7633 | 1.7827 | 1.8004 | 1.8159 | 1.831 |  | 1.0606 | 1.053 | 1.0494 | 1.0649 | 1.0851 | 1.1139 | 1.1536 | 1.1979 | 1.25 | 1.3115 | 1.3868 | 1.4694 | 1.5323 | 1.5928 | 1.6547 | 1.7166 | 1.792 | 1.865 | 1.9303 | 1.9903 | 2.0477 | 2.1016 | 2.1455 | 2.1868 | 2.2238 | 2.2582 | 2.2892 | 2.3164 | 2.3416 | 2.365 | 2.3852 | 2.4039 |  | 1.0606 | 1.0558 | 1.0584 | 1.0841 | 1.1203 | 1.1728 | 1.2461 | 1.3345 | 1.4494 | 1.5864 | 1.7355 | 1.9286 | 2.0761 | 2.1771 | 2.2311 | 2.2841 | 2.3571 | 2.4264 | 2.4893 | 2.5475 | 2.5998 | 2.6467 | 2.6838 | 2.7173 | 2.7469 | 2.7737 | 2.7979 | 2.8198 | 2.8401 | 2.8589 | 2.8423 | 2.8389 |  | 1.0606 | 1.0497 | 1.0463 | 1.0659 | 1.0978 | 1.1452 | 1.2149 | 1.2992 | 1.4101 | 1.544 | 1.6958 | 1.912 | 2.0893 | 2.2478 | 2.3392 | 2.4183 | 2.4936 | 2.5648 | 2.6313 | 2.6931 | 2.7506 | 2.802 | 2.8434 | 2.882 | 2.9169 | 2.8801 | 2.8835 | 2.8851 | 2.8847 | 2.8845 | 2.8827 | 2.8809
Bentham |  | 0.98306 | 0.96456 | 0.95707 | 0.9839 | 1.0119 | 1.0456 | 1.0852 | 1.1292 | 1.1823 | 1.241 | 1.3077 | 1.3917 | 1.455 | 1.5117 | 1.5688 | 1.6228 | 1.6818 | 1.7404 | 1.795 | 1.848 | 1.8961 | 1.9386 | 1.9705 | 1.998 | 2.0223 | 2.044 | 2.0633 | 2.0805 | 2.0967 | 2.1116 | 2.1254 | 2.1386 |  | 0.98284 | 0.97695 | 0.98102 | 1.0098 | 1.0393 | 1.0744 | 1.1142 | 1.1589 | 1.2103 | 1.2631 | 1.3055 | 1.3529 | 1.3765 | 1.3982 | 1.4211 | 1.4454 | 1.4674 | 1.4873 | 1.5079 | 1.5303 | 1.5532 | 1.5806 | 1.6053 | 1.6274 | 1.6479 | 1.6635 | 1.678 | 1.6908 | 1.7026 | 1.7133 | 1.7226 | 1.7311 |  | 0.98305 | 0.96441 | 0.95503 | 0.97903 | 1.0037 | 1.0333 | 1.0667 | 1.103 | 1.1454 | 1.1923 | 1.246 | 1.3094 | 1.3548 | 1.3979 | 1.4425 | 1.487 | 1.5408 | 1.5936 | 1.6417 | 1.6873 | 1.7305 | 1.769 | 1.7996 | 1.8268 | 1.851 | 1.8732 | 1.8927 | 1.9094 | 1.9246 | 1.9384 | 1.9499 | 1.9561 |  | 0.98306 | 0.96473 | 0.95696 | 0.98651 | 1.021 | 1.0658 | 1.123 | 1.1908 | 1.2789 | 1.3806 | 1.4994 | 1.651 | 1.7485 | 1.7867 | 1.8235 | 1.8632 | 1.9335 | 2.0033 | 2.0673 | 2.1286 | 2.1842 | 2.2195 | 2.2465 | 2.2692 | 2.2895 | 2.3078 | 2.3242 | 2.3388 | 2.3521 | 2.3642 | 2.3666 | 2.3573 |  | 0.98306 | 0.95783 | 0.94293 | 0.96484 | 0.99207 | 1.0298 | 1.0815 | 1.1432 | 1.2244 | 1.3195 | 1.4349 | 1.5975 | 1.7272 | 1.8424 | 1.9555 | 2.0393 | 2.1101 | 2.1797 | 2.2445 | 2.3069 | 2.3578 | 2.3964 | 2.4215 | 2.4416 | 2.4571 | 2.4479 | 2.4469 | 2.4389 | 2.4278 | 2.4161 | 2.4038 | 2.3912
Bispham |  | 5.2654 | 5.161 | 5.11 | 5.1807 | 5.2698 | 5.3881 | 5.545 | 5.7268 | 5.9582 | 6.2217 | 6.5278 | 6.9131 | 7.2342 | 7.5234 | 7.8122 | 8.0881 | 8.395 | 8.695 | 8.9714 | 9.233 | 9.473 | 9.6911 | 9.8516 | 9.9943 | 10.118 | 10.2286 | 10.3279 | 10.4163 | 10.4989 | 10.5749 | 10.645 | 10.7115 |  | 5.2642 | 5.2028 | 5.1828 | 5.2439 | 5.3074 | 5.3644 | 5.4388 | 5.5249 | 5.6301 | 5.7501 | 5.8895 | 6.0466 | 6.1168 | 6.185 | 6.2586 | 6.3356 | 6.4177 | 6.5082 | 6.6062 | 6.7101 | 6.8207 | 6.9565 | 7.0723 | 7.1774 | 7.2741 | 7.3516 | 7.4227 | 7.4836 | 7.5386 | 7.5869 | 7.6272 | 7.6657 |  | 5.2654 | 5.1602 | 5.0986 | 5.152 | 5.2221 | 5.3169 | 5.4388 | 5.5771 | 5.7491 | 5.9473 | 6.1814 | 6.4535 | 6.6747 | 6.8882 | 7.1083 | 7.3317 | 7.6101 | 7.8779 | 8.1188 | 8.3399 | 8.5529 | 8.7491 | 8.9029 | 9.0442 | 9.1679 | 9.2818 | 9.3826 | 9.4682 | 9.5459 | 9.6162 | 9.6734 | 9.7249 |  | 5.2654 | 5.1601 | 5.1087 | 5.1951 | 5.3207 | 5.5008 | 5.7534 | 6.0635 | 6.4783 | 6.9694 | 7.5483 | 8.3 | 8.8616 | 9.3578 | 9.6002 | 9.8031 | 10.2374 | 10.6591 | 11.0527 | 11.4242 | 11.6477 | 11.8085 | 11.9303 | 12.0353 | 12.1243 | 12.2011 | 12.1307 | 12.0438 | 11.9503 | 11.8509 | 11.4321 | 11.2078 |  | 5.2654 | 5.127 | 5.0428 | 5.0958 | 5.193 | 5.342 | 5.5666 | 5.8476 | 6.2363 | 6.7041 | 7.2907 | 8.1529 | 8.8511 | 9.4713 | 10.0767 | 10.5686 | 10.8211 | 11.057 | 11.2715 | 11.4655 | 11.6413 | 11.7918 | 11.9052 | 12.0049 | 12.0896 | 11.573 | 11.3576 | 11.1355 | 10.9228 | 10.6931 | 10.4561 | 10.2257
Blackbull |  | 4.7987 | 4.658 | 4.5598 | 4.6106 | 4.6681 | 4.745 | 4.8505 | 4.9705 | 5.1252 | 5.3002 | 5.5058 | 5.7741 | 6.0038 | 6.2015 | 6.4007 | 6.5877 | 6.7959 | 7.0002 | 7.1877 | 7.3631 | 7.5222 | 7.6685 | 7.7748 | 7.8674 | 7.9474 | 8.0178 | 8.0765 | 8.0979 | 8.1094 | 8.1178 | 8.1233 | 8.1052 |  | 4.7979 | 4.6777 | 4.5901 | 4.6034 | 4.6146 | 4.6366 | 4.6733 | 4.7154 | 4.7712 | 4.8347 | 4.9112 | 4.9981 | 5.0504 | 5.0975 | 5.1494 | 5.2008 | 5.2571 | 5.3201 | 5.3892 | 5.4568 | 5.526 | 5.6138 | 5.6877 | 5.7528 | 5.8125 | 5.8605 | 5.904 | 5.9407 | 5.9734 | 6.0017 | 6.0245 | 6.0454 |  | 4.7987 | 4.6575 | 4.5526 | 4.5921 | 4.6368 | 4.6981 | 4.7798 | 4.8701 | 4.9841 | 5.1138 | 5.2693 | 5.4586 | 5.6165 | 5.7618 | 5.9133 | 6.0639 | 6.2524 | 6.4342 | 6.5971 | 6.7443 | 6.8312 | 6.8946 | 6.9361 | 6.9682 | 6.9925 | 7.0116 | 7.0244 | 7.0305 | 7.0331 | 7.0325 | 7.0267 | 7.0185 |  | 4.7987 | 4.6583 | 4.5561 | 4.6142 | 4.6937 | 4.8107 | 4.9797 | 5.1867 | 5.4689 | 5.8015 | 6.0317 | 6.2835 | 6.4642 | 6.6117 | 6.7524 | 6.8953 | 7.1649 | 7.424 | 7.6627 | 7.8841 | 8.0851 | 8.269 | 8.3534 | 8.4224 | 8.48 | 8.5287 | 8.5694 | 8.6026 | 8.631 | 8.5846 | 8.376 | 8.2696 |  | 4.7987 | 4.6428 | 4.5257 | 4.5688 | 4.6365 | 4.7422 | 4.9043 | 5.1044 | 5.3814 | 5.71 | 5.9292 | 6.3445 | 6.6966 | 7.0173 | 7.3196 | 7.5989 | 7.8649 | 8.1191 | 8.3583 | 8.5392 | 8.6842 | 8.8064 | 8.8033 | 8.7894 | 8.7667 | 8.4315 | 8.3388 | 8.2413 | 8.1486 | 8.0452 | 7.9374 | 7.8319
Blackburn |  | 3.7553 | 3.6244 | 3.5348 | 3.5887 | 3.6369 | 3.6904 | 3.7511 | 3.813 | 3.8856 | 3.9639 | 4.0504 | 4.1559 | 4.2397 | 4.3139 | 4.387 | 4.4561 | 4.5319 | 4.6045 | 4.6713 | 4.7337 | 4.7902 | 4.8407 | 4.8764 | 4.9087 | 4.9357 | 4.9584 | 4.976 | 4.9904 | 5.0026 | 5.0128 | 5.0212 | 5.0283 |  | 3.755 | 3.6448 | 3.5722 | 3.6001 | 3.6222 | 3.6505 | 3.6857 | 3.7241 | 3.7709 | 3.8244 | 3.8859 | 3.9542 | 3.973 | 3.9903 | 4.0083 | 4.0268 | 4.0462 | 4.0665 | 4.0892 | 4.1129 | 4.138 | 4.1689 | 4.1931 | 4.2145 | 4.2329 | 4.2517 | 4.2684 | 4.2819 | 4.2929 | 4.3011 | 4.3061 | 4.3108 |  | 3.7553 | 3.6242 | 3.532 | 3.5815 | 3.6249 | 3.6726 | 3.7245 | 3.7755 | 3.8334 | 3.8955 | 3.964 | 4.0413 | 4.1005 | 4.1561 | 4.2123 | 4.2686 | 4.3376 | 4.4024 | 4.4606 | 4.5132 | 4.5633 | 4.6086 | 4.6428 | 4.675 | 4.7022 | 4.7259 | 4.744 | 4.7578 | 4.7691 | 4.778 | 4.7834 | 4.787 |  | 3.7553 | 3.6247 | 3.5294 | 3.5809 | 3.6315 | 3.6933 | 3.7704 | 3.8562 | 3.9655 | 4.091 | 4.2365 | 4.4226 | 4.5563 | 4.6723 | 4.7855 | 4.905 | 5.0785 | 5.247 | 5.403 | 5.5276 | 5.6276 | 5.7168 | 5.7802 | 5.8354 | 5.8812 | 5.9203 | 5.9218 | 5.9135 | 5.9026 | 5.8894 | 5.8562 | 5.8186 |  | 3.7553 | 3.6131 | 3.5062 | 3.546 | 3.5867 | 3.6395 | 3.7102 | 3.7913 | 3.8987 | 4.0246 | 4.1877 | 4.4433 | 4.6569 | 4.8493 | 5.0372 | 5.1934 | 5.3335 | 5.4661 | 5.5902 | 5.7044 | 5.8114 | 5.9071 | 5.9769 | 6.0021 | 6.0145 | 5.9875 | 5.964 | 5.9368 | 5.9073 | 5.8762 | 5.8432 | 5.8091
Blackburn Rd Clayton |  | 1.2677 | 1.2442 | 1.239 | 1.2722 | 1.3155 | 1.3713 | 1.4439 | 1.5274 | 1.6333 | 1.7532 | 1.8947 | 2.079 | 2.2372 | 2.3766 | 2.5169 | 2.65 | 2.7979 | 2.9424 | 3.0752 | 3.2007 | 3.3156 | 3.4206 | 3.4988 | 3.5698 | 3.6317 | 3.687 | 3.7359 | 3.7795 | 3.8204 | 3.8583 | 3.8935 | 3.9271 |  | 1.2672 | 1.2535 | 1.2516 | 1.2725 | 1.297 | 1.3256 | 1.3573 | 1.3923 | 1.4352 | 1.4836 | 1.5405 | 1.6036 | 1.6432 | 1.6813 | 1.7224 | 1.7643 | 1.81 | 1.8599 | 1.9141 | 1.9712 | 2.0308 | 2.1011 | 2.1604 | 2.2123 | 2.2597 | 2.3041 | 2.3455 | 2.3821 | 2.416 | 2.447 | 2.4738 | 2.4981 |  | 1.2677 | 1.2438 | 1.2333 | 1.2579 | 1.2917 | 1.336 | 1.3915 | 1.4537 | 1.5323 | 1.6226 | 1.7295 | 1.8574 | 1.9645 | 2.0674 | 2.1746 | 2.2825 | 2.4169 | 2.5461 | 2.662 | 2.7683 | 2.8704 | 2.9651 | 3.0405 | 3.111 | 3.1733 | 3.2305 | 3.2804 | 3.3229 | 3.3617 | 3.3971 | 3.4264 | 3.453 |  | 1.2677 | 1.2445 | 1.2408 | 1.2831 | 1.345 | 1.4311 | 1.55 | 1.6945 | 1.8879 | 2.1161 | 2.388 | 2.7444 | 3.0047 | 3.1198 | 3.2308 | 3.4341 | 3.5865 | 3.7324 | 3.8676 | 3.9938 | 4.1094 | 4.2123 | 4.2967 | 4.3727 | 4.4409 | 4.5033 | 4.5606 | 4.6128 | 4.6617 | 4.707 | 4.7233 | 4.7003 |  | 1.2677 | 1.2358 | 1.2235 | 1.257 | 1.3116 | 1.3895 | 1.5007 | 1.6372 | 1.8243 | 2.0472 | 2.3269 | 2.7409 | 3.0797 | 3.3822 | 3.6793 | 3.872 | 4.026 | 4.1727 | 4.3118 | 4.4417 | 4.5644 | 4.6714 | 4.7593 | 4.841 | 4.9152 | 4.9337 | 4.9122 | 4.8927 | 4.8616 | 4.8422 | 4.8212 | 4.7711
Blackfriars |  | 5.9999 | 5.8564 | 5.7689 | 5.8638 | 5.9456 | 6.0257 | 6.1119 | 6.1983 | 6.2903 | 6.3864 | 6.4972 | 6.6184 | 6.7098 | 6.7914 | 6.8702 | 6.9438 | 7.0217 | 7.0973 | 7.165 | 7.2287 | 7.286 | 7.3371 | 7.3722 | 7.3988 | 7.4209 | 7.4408 | 7.4629 | 7.4824 | 7.5002 | 7.516 | 7.5295 | 7.5421 |  | 6.0015 | 5.8908 | 5.8348 | 5.9058 | 5.9466 | 5.9965 | 6.0626 | 6.1328 | 6.2099 | 6.2953 | 6.3927 | 6.4978 | 6.5633 | 6.6226 | 6.68 | 6.7422 | 6.8328 | 6.904 | 6.9444 | 6.9855 | 7.0267 | 7.0727 | 7.1131 | 7.1503 | 7.1851 | 7.1949 | 7.2012 | 7.2038 | 7.2038 | 7.2008 | 7.1963 | 7.1974 |  | 5.9996 | 5.8561 | 5.7651 | 5.855 | 5.9319 | 6.0093 | 6.0888 | 6.1673 | 6.249 | 6.3345 | 6.4335 | 6.5262 | 6.5986 | 6.6664 | 6.7328 | 6.7975 | 6.8711 | 6.9418 | 7.004 | 7.0613 | 7.1147 | 7.163 | 7.198 | 7.2254 | 7.2487 | 7.2702 | 7.2936 | 7.3135 | 7.3314 | 7.3471 | 7.3592 | 7.37 |  | 5.9999 | 5.8553 | 5.756 | 5.8408 | 5.9149 | 5.9957 | 6.0872 | 6.1819 | 6.2909 | 6.4061 | 6.5284 | 6.6734 | 6.7797 | 6.8714 | 6.9587 | 7.042 | 7.1423 | 7.2389 | 7.3233 | 7.4003 | 7.4675 | 7.5259 | 7.5649 | 7.5972 | 7.6218 | 7.6403 | 7.6532 | 7.6611 | 7.6656 | 7.6666 | 7.5319 | 7.5158 |  | 5.9999 | 5.8399 | 5.725 | 5.7938 | 5.8532 | 5.9212 | 6.0046 | 6.093 | 6.1975 | 6.3111 | 6.439 | 6.6089 | 6.7573 | 6.8902 | 7.0173 | 7.1348 | 7.2464 | 7.3528 | 7.4495 | 7.5382 | 7.6181 | 7.6881 | 7.7406 | 7.7868 | 7.8254 | 7.5746 | 7.59 | 7.5997 | 7.6129 | 7.6141 | 7.6096 | 7.6054
Blackley |  | 3.9423 | 3.8536 | 3.8019 | 3.872 | 3.9435 | 4.0276 | 4.1289 | 4.2399 | 4.3721 | 4.5175 | 4.6815 | 4.8869 | 5.0611 | 5.2186 | 5.3748 | 5.5227 | 5.6843 | 5.8428 | 5.9893 | 6.1286 | 6.2558 | 6.3713 | 6.4577 | 6.5343 | 6.6014 | 6.6622 | 6.7186 | 6.7697 | 6.8177 | 6.8624 | 6.9039 | 6.9436 |  | 3.9417 | 3.8736 | 3.8365 | 3.8818 | 3.924 | 3.9747 | 4.0357 | 4.1029 | 4.1801 | 4.2655 | 4.3614 | 4.4675 | 4.521 | 4.5719 | 4.6244 | 4.6769 | 4.7329 | 4.7932 | 4.8556 | 4.9205 | 4.987 | 5.0645 | 5.1321 | 5.1949 | 5.2533 | 5.2953 | 5.3336 | 5.3667 | 5.3964 | 5.4225 | 5.4448 | 5.4674 |  | 3.9422 | 3.8532 | 3.7965 | 3.8586 | 3.9212 | 3.9944 | 4.0794 | 4.1701 | 4.2747 | 4.3898 | 4.5203 | 4.673 | 4.8008 | 4.9232 | 5.0474 | 5.171 | 5.3194 | 5.463 | 5.593 | 5.7136 | 5.8282 | 5.9336 | 6.0171 | 6.0929 | 6.1601 | 6.2225 | 6.2797 | 6.3295 | 6.3753 | 6.4174 | 6.4529 | 6.4856 |  | 3.9423 | 3.8532 | 3.7975 | 3.8707 | 3.9547 | 4.0629 | 4.2039 | 4.3698 | 4.5837 | 4.8312 | 5.1201 | 5.4913 | 5.7714 | 6.0191 | 6.2343 | 6.3703 | 6.569 | 6.7421 | 6.8996 | 7.046 | 7.1783 | 7.2977 | 7.3926 | 7.4781 | 7.5542 | 7.6231 | 7.6857 | 7.7421 | 7.7943 | 7.8424 | 7.7618 | 7.7401 |  | 3.9423 | 3.84 | 3.7711 | 3.8309 | 3.9035 | 4.0009 | 4.135 | 4.2943 | 4.5028 | 4.7475 | 5.0468 | 5.4757 | 5.8287 | 6.1455 | 6.4544 | 6.742 | 7.0184 | 7.1953 | 7.3354 | 7.4641 | 7.5807 | 7.6833 | 7.7657 | 7.8416 | 7.9091 | 7.5364 | 7.5211 | 7.5006 | 7.4873 | 7.4598 | 7.4264 | 7.3959
Blackpool |  | 4.0198 | 3.8892 | 3.8023 | 3.8574 | 3.903 | 3.9483 | 3.9972 | 4.0476 | 4.0985 | 4.1503 | 4.2055 | 4.2661 | 4.2852 | 4.3023 | 4.3168 | 4.3311 | 4.3467 | 4.3593 | 4.3716 | 4.3821 | 4.3921 | 4.3979 | 4.3993 | 4.3994 | 4.3975 | 4.3941 | 4.3893 | 4.3832 | 4.3761 | 4.3682 | 4.3593 | 4.3497 |  | 4.0198 | 3.9329 | 3.8926 | 3.9591 | 4.0245 | 4.0782 | 4.1323 | 4.1968 | 4.2705 | 4.355 | 4.4535 | 4.5653 | 4.5669 | 4.5691 | 4.5697 | 4.5719 | 4.5743 | 4.5756 | 4.5788 | 4.5822 | 4.5874 | 4.5935 | 4.5965 | 4.5983 | 4.5984 | 4.5961 | 4.5926 | 4.5875 | 4.5813 | 4.574 | 4.5654 | 4.556 |  | 4.0198 | 3.8891 | 3.8014 | 3.8552 | 3.8993 | 3.943 | 3.9893 | 4.0368 | 4.0836 | 4.1309 | 4.1812 | 4.2342 | 4.2467 | 4.2589 | 4.2689 | 4.2799 | 4.2939 | 4.3046 | 4.3148 | 4.3229 | 4.3314 | 4.336 | 4.3372 | 4.3375 | 4.3359 | 4.3329 | 4.3284 | 4.3223 | 4.3151 | 4.307 | 4.2975 | 4.2872 |  | 4.0198 | 3.8892 | 3.7947 | 3.843 | 3.883 | 3.9243 | 3.9715 | 4.0215 | 4.0748 | 4.1309 | 4.1923 | 4.2628 | 4.2851 | 4.3035 | 4.3188 | 4.3357 | 4.363 | 4.3871 | 4.4086 | 4.427 | 4.4431 | 4.4538 | 4.4574 | 4.4585 | 4.4563 | 4.4517 | 4.4448 | 4.4342 | 4.4216 | 4.4074 | 4.3777 | 4.3525 |  | 4.0198 | 3.8705 | 3.7565 | 3.7843 | 3.8034 | 3.8248 | 3.8537 | 3.8863 | 3.923 | 3.9636 | 4.0135 | 4.0838 | 4.1345 | 4.1807 | 4.2226 | 4.2622 | 4.2989 | 4.3314 | 4.3622 | 4.3894 | 4.415 | 4.4344 | 4.4466 | 4.4565 | 4.4628 | 4.4388 | 4.4302 | 4.4194 | 4.4077 | 4.3938 | 4.3783 | 4.3619
Bollington |  | 2.5359 | 2.4846 | 2.4583 | 2.5089 | 2.5626 | 2.6297 | 2.7154 | 2.8106 | 2.9271 | 3.0569 | 3.2049 | 3.3928 | 3.5484 | 3.6887 | 3.8293 | 3.9623 | 4.1083 | 4.2521 | 4.3856 | 4.5131 | 4.6299 | 4.7346 | 4.8136 | 4.8832 | 4.9446 | 4.9997 | 5.049 | 5.0935 | 5.1351 | 5.1739 | 5.2099 | 5.2444 |  | 2.5355 | 2.5017 | 2.4873 | 2.5224 | 2.5576 | 2.6009 | 2.6553 | 2.7057 | 2.7612 | 2.8231 | 2.8932 | 2.9701 | 3.0118 | 3.0516 | 3.0939 | 3.1367 | 3.1828 | 3.2335 | 3.287 | 3.3433 | 3.4018 | 3.4709 | 3.5316 | 3.5864 | 3.6371 | 3.6778 | 3.7155 | 3.7486 | 3.7788 | 3.8058 | 3.829 | 3.8515 |  | 2.5358 | 2.4842 | 2.4533 | 2.4967 | 2.5422 | 2.5992 | 2.6696 | 2.7458 | 2.8362 | 2.9364 | 3.0526 | 3.1903 | 3.3019 | 3.409 | 3.5192 | 3.6291 | 3.7625 | 3.8921 | 4.01 | 4.1197 | 4.2245 | 4.3196 | 4.3956 | 4.4646 | 4.5259 | 4.5825 | 4.6325 | 4.6757 | 4.7152 | 4.7514 | 4.7818 | 4.8096 |  | 2.5359 | 2.485 | 2.4581 | 2.5157 | 2.5851 | 2.6791 | 2.8066 | 2.9577 | 3.1551 | 3.3857 | 3.6574 | 4.0079 | 4.2678 | 4.388 | 4.5029 | 4.6208 | 4.8297 | 5.0321 | 5.2133 | 5.3362 | 5.4463 | 5.5444 | 5.6195 | 5.6778 | 5.7237 | 5.7641 | 5.8 | 5.8319 | 5.8613 | 5.8883 | 5.8651 | 5.8436 |  | 2.5359 | 2.4715 | 2.431 | 2.4749 | 2.5333 | 2.617 | 2.7348 | 2.876 | 3.0645 | 3.2879 | 3.5623 | 3.9541 | 4.2742 | 4.5606 | 4.7906 | 4.9303 | 5.0601 | 5.1816 | 5.2918 | 5.392 | 5.4813 | 5.5581 | 5.6173 | 5.6692 | 5.7145 | 5.6483 | 5.636 | 5.6207 | 5.6051 | 5.5863 | 5.5654 | 5.5445
Bolton By Bowland |  | 0.62767 | 0.63896 | 0.66224 | 0.69344 | 0.72628 | 0.75316 | 0.77561 | 0.79988 | 0.82815 | 0.85871 | 0.89286 | 0.93515 | 0.96457 | 0.99171 | 1.0187 | 1.0437 | 1.0718 | 1.0986 | 1.1247 | 1.1492 | 1.1716 | 1.1909 | 1.205 | 1.2162 | 1.2258 | 1.2344 | 1.2423 | 1.2493 | 1.2558 | 1.2616 | 1.2669 | 1.2719 |  | 0.62866 | 0.65021 | 0.67931 | 0.71575 | 0.74947 | 0.77273 | 0.79752 | 0.82467 | 0.85658 | 0.89057 | 0.92784 | 0.96808 | 0.9935 | 1.0169 | 1.0246 | 1.0321 | 1.0417 | 1.0515 | 1.0626 | 1.0737 | 1.0854 | 1.0994 | 1.1122 | 1.1234 | 1.1339 | 1.1396 | 1.1447 | 1.149 | 1.1528 | 1.156 | 1.1586 | 1.1613 |  | 0.62764 | 0.63862 | 0.65553 | 0.67995 | 0.70746 | 0.73729 | 0.76658 | 0.7872 | 0.81051 | 0.83566 | 0.86385 | 0.89677 | 0.9179 | 0.93879 | 0.9601 | 0.98077 | 1.0065 | 1.0307 | 1.0539 | 1.0752 | 1.0954 | 1.113 | 1.1265 | 1.1376 | 1.1474 | 1.1563 | 1.1643 | 1.1711 | 1.1772 | 1.1826 | 1.1869 | 1.1907 |  | 0.62767 | 0.63961 | 0.66294 | 0.69329 | 0.72489 | 0.75957 | 0.78919 | 0.82337 | 0.86682 | 0.91605 | 0.97255 | 1.0435 | 1.0912 | 1.1339 | 1.176 | 1.2153 | 1.2615 | 1.3056 | 1.3459 | 1.3827 | 1.4156 | 1.4452 | 1.4658 | 1.4833 | 1.498 | 1.5106 | 1.5212 | 1.5302 | 1.5382 | 1.5453 | 1.5457 | 1.5493 |  | 0.62767 | 0.63148 | 0.64656 | 0.66899 | 0.69396 | 0.7249 | 0.76097 | 0.79115 | 0.82985 | 0.87451 | 0.92754 | 1.0003 | 1.0573 | 1.1087 | 1.1587 | 1.2046 | 1.2491 | 1.2909 | 1.3304 | 1.3661 | 1.3984 | 1.4271 | 1.4483 | 1.4665 | 1.4821 | 1.4808 | 1.4904 | 1.4984 | 1.5057 | 1.5118 | 1.517 | 1.5218
Bolton Le Sands |  | 2.8649 | 2.8105 | 2.7951 | 2.862 | 2.9417 | 3.0329 | 3.1502 | 3.2845 | 3.4548 | 3.6463 | 3.8675 | 4.1523 | 4.3925 | 4.6079 | 4.8226 | 5.0255 | 5.25 | 5.4715 | 5.6776 | 5.8748 | 6.0559 | 6.2174 | 6.3386 | 6.4468 | 6.5419 | 6.6272 | 6.7019 | 6.7692 | 6.8322 | 6.8908 | 6.9456 | 6.9979 |  | 2.8641 | 2.8264 | 2.8142 | 2.8542 | 2.8986 | 2.9557 | 3.0239 | 3.0982 | 3.1893 | 3.2885 | 3.3994 | 3.52 | 3.6012 | 3.677 | 3.7571 | 3.8374 | 3.9236 | 4.019 | 4.1022 | 4.1871 | 4.2768 | 4.3841 | 4.4778 | 4.5628 | 4.6412 | 4.7084 | 4.7713 | 4.8273 | 4.8791 | 4.9267 | 4.9682 | 5.0057 |  | 2.8649 | 2.8095 | 2.7826 | 2.8319 | 2.8957 | 2.9803 | 3.0745 | 3.178 | 3.3065 | 3.4521 | 3.6227 | 3.8279 | 3.9979 | 4.16 | 4.3262 | 4.4921 | 4.6968 | 4.8956 | 5.0768 | 5.2455 | 5.4077 | 5.5539 | 5.6704 | 5.7777 | 5.8729 | 5.9606 | 6.0365 | 6.1018 | 6.1615 | 6.2161 | 6.2619 | 6.3037 |  | 2.8649 | 2.8109 | 2.7968 | 2.8753 | 2.9827 | 3.1184 | 3.3037 | 3.5297 | 3.8328 | 4.188 | 4.6077 | 5.153 | 5.5637 | 5.9262 | 6.2837 | 6.4707 | 6.7163 | 6.9464 | 7.1481 | 7.3339 | 7.5011 | 7.6496 | 7.698 | 7.6885 | 7.6697 | 7.6441 | 7.6134 | 7.578 | 7.5396 | 7.4987 | 7.4194 | 7.3025 |  | 2.8649 | 2.793 | 2.7616 | 2.8227 | 2.9057 | 3.0231 | 3.1951 | 3.4061 | 3.6936 | 4.035 | 4.4564 | 5.0639 | 5.5598 | 6.0021 | 6.4343 | 6.7947 | 7.0162 | 7.2249 | 7.4156 | 7.5907 | 7.7498 | 7.8887 | 7.9994 | 8.0977 | 8.1006 | 8.0299 | 7.928 | 7.8023 | 7.6743 | 7.5446 | 7.4139 | 7.2835
Botany Bay |  | 1.7089 | 1.7122 | 1.721 | 1.7554 | 1.798 | 1.858 | 1.9426 | 2.0374 | 2.1503 | 2.2818 | 2.4214 | 2.5816 | 2.7141 | 2.8336 | 2.9517 | 3.0645 | 3.1872 | 3.3087 | 3.4193 | 3.5235 | 3.6197 | 3.6988 | 3.7415 | 3.7811 | 3.8166 | 3.8492 | 3.879 | 3.9065 | 3.9328 | 3.9579 | 3.9818 | 3.9918 |  | 1.7084 | 1.7112 | 1.7214 | 1.746 | 1.7722 | 1.8086 | 1.8653 | 1.926 | 1.9926 | 2.0697 | 2.1472 | 2.2302 | 2.2918 | 2.351 | 2.3933 | 2.4344 | 2.475 | 2.5192 | 2.5657 | 2.6134 | 2.6627 | 2.7186 | 2.7673 | 2.8122 | 2.8536 | 2.8916 | 2.927 | 2.9587 | 2.9879 | 3.0142 | 3.0372 | 3.0604 |  | 1.7088 | 1.712 | 1.7172 | 1.7456 | 1.7815 | 1.8332 | 1.9053 | 1.9843 | 2.0757 | 2.1834 | 2.2965 | 2.415 | 2.5112 | 2.6032 | 2.6967 | 2.7911 | 2.9042 | 3.014 | 3.1115 | 3.2009 | 3.2871 | 3.3674 | 3.4333 | 3.485 | 3.5102 | 3.5332 | 3.5528 | 3.5692 | 3.5842 | 3.5976 | 3.6087 | 3.6185 |  | 1.7089 | 1.7181 | 1.7326 | 1.7778 | 1.8388 | 1.9267 | 2.0483 | 2.1929 | 2.3756 | 2.5736 | 2.805 | 3.0241 | 3.125 | 3.2107 | 3.2914 | 3.374 | 3.4977 | 3.6153 | 3.7231 | 3.823 | 3.9147 | 3.9972 | 4.0658 | 4.1286 | 4.1855 | 4.238 | 4.2866 | 4.3313 | 4.3735 | 4.413 | 4.4187 | 4.4164 |  | 1.7089 | 1.7049 | 1.7064 | 1.7385 | 1.7894 | 1.8661 | 1.98 | 2.1057 | 2.263 | 2.4498 | 2.681 | 2.985 | 3.1538 | 3.3102 | 3.4553 | 3.5913 | 3.7193 | 3.8409 | 3.955 | 4.0611 | 4.1615 | 4.251 | 4.3263 | 4.3971 | 4.4621 | 4.4547 | 4.457 | 4.4572 | 4.4537 | 4.4521 | 4.4489 | 4.4454
Bow Lane |  | 4.6786 | 4.5616 | 4.4995 | 4.6059 | 4.7176 | 4.855 | 5.027 | 5.2204 | 5.4558 | 5.7163 | 6.0171 | 6.396 | 6.7132 | 6.9993 | 7.2869 | 7.5576 | 7.8568 | 8.1505 | 8.4194 | 8.6109 | 8.7776 | 8.9221 | 9.0226 | 9.1063 | 9.1748 | 9.2325 | 9.2809 | 9.3215 | 9.358 | 9.3901 | 9.4186 | 9.4014 |  | 4.6774 | 4.595 | 4.5478 | 4.6152 | 4.6791 | 4.7591 | 4.8465 | 4.9382 | 5.0482 | 5.1689 | 5.3093 | 5.463 | 5.5462 | 5.6263 | 5.7134 | 5.799 | 5.8867 | 5.9832 | 6.0875 | 6.1947 | 6.3065 | 6.4415 | 6.5583 | 6.6608 | 6.7547 | 6.8399 | 6.9186 | 6.9872 | 7.0496 | 7.1052 | 7.1522 | 7.1962 |  | 4.6785 | 4.5609 | 4.4894 | 4.5801 | 4.6755 | 4.7916 | 4.9307 | 5.0793 | 5.2579 | 5.4564 | 5.6889 | 5.9602 | 6.1828 | 6.3972 | 6.6196 | 6.8406 | 7.1128 | 7.3761 | 7.5527 | 7.6833 | 7.8008 | 7.9008 | 7.968 | 8.0223 | 8.0622 | 8.0933 | 8.1136 | 8.123 | 8.1269 | 8.126 | 8.1171 | 8.105 |  | 4.6786 | 4.5626 | 4.4992 | 4.6191 | 4.7657 | 4.9626 | 5.2219 | 5.4982 | 5.7158 | 5.9458 | 6.1942 | 6.4899 | 6.7303 | 6.9274 | 7.1124 | 7.2905 | 7.5714 | 7.8379 | 8.0764 | 8.2948 | 8.4896 | 8.6622 | 8.7984 | 8.9174 | 9.0223 | 9.117 | 9.2026 | 9.2803 | 9.3531 | 9.4211 | 9.4298 | 9.3964 |  | 4.6786 | 4.5388 | 4.4514 | 4.5468 | 4.6718 | 4.8462 | 5.0776 | 5.2196 | 5.4025 | 5.6 | 5.8369 | 6.2339 | 6.6033 | 6.9295 | 7.2381 | 7.5183 | 7.7806 | 8.0267 | 8.2525 | 8.4579 | 8.6472 | 8.8132 | 8.9436 | 9.0591 | 9.1617 | 9.1487 | 9.1299 | 9.1049 | 9.078 | 9.0467 | 9.0121 | 8.9771
Bowaters |  | 8.52 | 8.0843 | 7.7591 | 7.8475 | 7.9058 | 7.9357 | 7.9649 | 7.9841 | 7.994 | 7.9948 | 7.9871 | 7.9719 | 7.9515 | 7.9276 | 7.9009 | 7.8712 | 7.8392 | 7.8147 | 7.7777 | 7.7384 | 7.7067 | 7.6628 | 7.6264 | 7.5788 | 7.5326 | 7.4845 | 7.4346 | 7.383 | 7.3298 | 7.2752 | 7.2191 | 7.1616 |  | 8.52 | 8.1102 | 7.8066 | 7.8032 | 7.7773 | 7.7335 | 7.7028 | 7.6734 | 7.6454 | 7.6188 | 7.5936 | 7.5699 | 7.5381 | 7.5045 | 7.4695 | 7.4331 | 7.3953 | 7.3653 | 7.3239 | 7.2807 | 7.2472 | 7.201 | 7.1653 | 7.1164 | 7.0702 | 7.0227 | 6.9737 | 6.9233 | 6.8715 | 6.8184 | 6.764 | 6.7083 |  | 8.52 | 8.0843 | 7.759 | 7.8472 | 7.9054 | 7.935 | 7.964 | 7.9828 | 7.992 | 7.9922 | 7.9837 | 7.9674 | 7.946 | 7.9215 | 7.894 | 7.8639 | 7.8317 | 7.8069 | 7.7696 | 7.7299 | 7.6979 | 7.6539 | 7.6175 | 7.5699 | 7.5237 | 7.4756 | 7.4258 | 7.3742 | 7.321 | 7.2663 | 7.2101 | 7.1525 |  | 8.52 | 8.0847 | 7.7379 | 7.8049 | 7.8419 | 7.8512 | 7.8614 | 7.8604 | 7.8495 | 7.8289 | 7.7992 | 7.7611 | 7.7166 | 7.6685 | 7.6174 | 7.5637 | 7.5083 | 7.4598 | 7.3992 | 7.3361 | 7.2799 | 7.2121 | 7.1508 | 7.0789 | 7.008 | 6.9353 | 6.861 | 6.785 | 6.7076 | 6.6289 | 6.5483 | 6.4661 |  | 8.52 | 8.0839 | 7.7362 | 7.8022 | 7.8384 | 7.8539 | 7.8768 | 7.8949 | 7.9089 | 7.9188 | 7.925 | 7.9285 | 7.9252 | 7.9165 | 7.9032 | 7.8852 | 7.8627 | 7.8462 | 7.8156 | 7.7812 | 7.7534 | 7.7117 | 7.6763 | 7.6282 | 7.5803 | 7.5287 | 7.474 | 7.4166 | 7.3567 | 7.2944 | 7.2297 | 7.1629
Bowdon |  | 4.1144 | 4.0257 | 3.9831 | 4.0639 | 4.1513 | 4.2578 | 4.3888 | 4.534 | 4.7123 | 4.9121 | 5.1392 | 5.4259 | 5.6558 | 5.8634 | 6.0712 | 6.2689 | 6.4864 | 6.7008 | 6.8974 | 7.083 | 7.2528 | 7.4096 | 7.5271 | 7.6327 | 7.7253 | 7.8089 | 7.8847 | 7.953 | 8.0173 | 8.0769 | 8.1324 | 8.1854 |  | 4.1135 | 4.0573 | 4.0398 | 4.1071 | 4.1753 | 4.2569 | 4.3529 | 4.4585 | 4.5815 | 4.7196 | 4.8748 | 5.0025 | 5.0621 | 5.1194 | 5.1807 | 5.2428 | 5.3067 | 5.3775 | 5.4522 | 5.5298 | 5.6109 | 5.7094 | 5.7938 | 5.8709 | 5.9421 | 6.0023 | 6.0581 | 6.107 | 6.1517 | 6.1919 | 6.2267 | 6.2602 |  | 4.1144 | 4.0252 | 3.9758 | 4.0455 | 4.1205 | 4.2115 | 4.3192 | 4.4352 | 4.5736 | 4.7292 | 4.9073 | 5.1168 | 5.2796 | 5.4362 | 5.5976 | 5.76 | 5.9582 | 6.1508 | 6.3234 | 6.4816 | 6.6332 | 6.7752 | 6.8881 | 6.9926 | 7.0852 | 7.1709 | 7.2476 | 7.314 | 7.3749 | 7.4307 | 7.4774 | 7.5201 |  | 4.1144 | 4.0257 | 3.9804 | 4.0693 | 4.1789 | 4.3243 | 4.5176 | 4.7469 | 5.046 | 5.3966 | 5.8093 | 6.3448 | 6.7354 | 6.946 | 7.071 | 7.1917 | 7.3853 | 7.5695 | 7.7336 | 7.8833 | 8.0161 | 8.1338 | 8.2244 | 8.304 | 8.3728 | 8.4335 | 8.487 | 8.5341 | 8.5769 | 8.6154 | 8.5205 | 8.4863 |  | 4.1144 | 4.0053 | 3.9395 | 4.0072 | 4.0979 | 4.2235 | 4.399 | 4.6105 | 4.8946 | 5.2324 | 5.6478 | 6.2457 | 6.6187 | 6.8483 | 7.0649 | 7.262 | 7.4456 | 7.6189 | 7.7768 | 7.92 | 8.0507 | 8.1653 | 8.2536 | 8.3325 | 8.4013 | 8.198 | 8.1791 | 8.1548 | 8.1334 | 8.1027 | 8.0675 | 8.0336
Bradford |  | 5.0031 | 4.9148 | 4.8816 | 4.9941 | 5.1047 | 5.2259 | 5.3498 | 5.4365 | 5.5292 | 5.6238 | 5.7224 | 5.835 | 5.929 | 6.0126 | 6.0933 | 6.1681 | 6.2479 | 6.3242 | 6.3929 | 6.4574 | 6.5152 | 6.5681 | 6.6078 | 6.6442 | 6.6754 | 6.703 | 6.7275 | 6.7488 | 6.768 | 6.785 | 6.7999 | 6.8131 |  | 5.0049 | 4.9608 | 4.9621 | 5.0712 | 5.1495 | 5.1931 | 5.2446 | 5.3011 | 5.3644 | 5.433 | 5.509 | 5.5925 | 5.6299 | 5.6639 | 5.6969 | 5.7279 | 5.759 | 5.7904 | 5.8214 | 5.8533 | 5.8844 | 5.9194 | 5.9488 | 5.9764 | 6.0012 | 6.022 | 6.0407 | 6.0567 | 6.0706 | 6.0826 | 6.0922 | 6.101 |  | 5.0031 | 4.9141 | 4.8687 | 4.9661 | 5.0625 | 5.1681 | 5.2805 | 5.396 | 5.4864 | 5.5677 | 5.652 | 5.7419 | 5.816 | 5.8844 | 5.9515 | 6.0159 | 6.0902 | 6.1603 | 6.222 | 6.2786 | 6.3312 | 6.3799 | 6.4185 | 6.4548 | 6.4862 | 6.5146 | 6.5396 | 6.5605 | 6.5789 | 6.5949 | 6.6074 | 6.6178 |  | 5.0031 | 4.9149 | 4.8739 | 4.9777 | 5.0783 | 5.1883 | 5.309 | 5.43 | 5.553 | 5.6779 | 5.816 | 5.9634 | 6.0717 | 6.1614 | 6.2444 | 6.3216 | 6.4898 | 6.6508 | 6.7634 | 6.8596 | 6.9446 | 7.0201 | 7.0743 | 7.122 | 7.1612 | 7.1942 | 7.2216 | 7.2438 | 7.2626 | 7.2779 | 7.2635 | 7.2566 |  | 5.0031 | 4.887 | 4.8178 | 4.8923 | 4.9665 | 5.0493 | 5.1454 | 5.2419 | 5.3498 | 5.459 | 5.5756 | 5.8046 | 6.0272 | 6.2331 | 6.4273 | 6.6088 | 6.7641 | 6.8902 | 7.0071 | 7.1156 | 7.216 | 7.3063 | 7.3751 | 7.4379 | 7.4923 | 7.4877 | 7.5115 | 7.5299 | 7.5459 | 7.5558 | 7.537 | 7.5174
Bradshawgate |  | 2.3488 | 2.2993 | 2.2727 | 2.3168 | 2.359 | 2.406 | 2.4583 | 2.5143 | 2.5782 | 2.6468 | 2.7221 | 2.8124 | 2.8669 | 2.9154 | 2.9632 | 3.0082 | 3.0576 | 3.1056 | 3.15 | 3.1914 | 3.2292 | 3.2622 | 3.2859 | 3.3055 | 3.3219 | 3.3361 | 3.3487 | 3.3593 | 3.3688 | 3.3771 | 3.3843 | 3.3908 |  | 2.3486 | 2.3288 | 2.3326 | 2.389 | 2.4469 | 2.5141 | 2.5907 | 2.6772 | 2.7762 | 2.8872 | 3.0124 | 3.1531 | 3.167 | 3.1802 | 3.194 | 3.2082 | 3.2236 | 3.2405 | 3.2588 | 3.2774 | 3.2974 | 3.3213 | 3.3418 | 3.3599 | 3.3764 | 3.3873 | 3.3967 | 3.4042 | 3.4104 | 3.4154 | 3.4189 | 3.4222 |  | 2.3488 | 2.2992 | 2.2708 | 2.3121 | 2.3512 | 2.3945 | 2.4411 | 2.49 | 2.5444 | 2.6024 | 2.6661 | 2.7381 | 2.7769 | 2.8136 | 2.8508 | 2.8879 | 2.9331 | 2.9764 | 3.0157 | 3.0511 | 3.0851 | 3.1151 | 3.1381 | 3.1578 | 3.1746 | 3.1897 | 3.2028 | 3.2133 | 3.2224 | 3.2302 | 3.2357 | 3.2401 |  | 2.3488 | 2.2993 | 2.2694 | 2.3125 | 2.3564 | 2.4086 | 2.471 | 2.5413 | 2.6275 | 2.7243 | 2.8346 | 2.9716 | 3.0548 | 3.1273 | 3.1981 | 3.2666 | 3.3502 | 3.4314 | 3.5046 | 3.5718 | 3.6322 | 3.6856 | 3.7236 | 3.7561 | 3.783 | 3.8059 | 3.825 | 3.8408 | 3.8546 | 3.8663 | 3.8537 | 3.853 |  | 2.3488 | 2.2847 | 2.2396 | 2.2668 | 2.2952 | 2.3316 | 2.3795 | 2.4352 | 2.5067 | 2.5894 | 2.6892 | 2.8297 | 2.9386 | 3.0355 | 3.1297 | 3.217 | 3.3002 | 3.3796 | 3.4538 | 3.5215 | 3.5842 | 3.6397 | 3.6807 | 3.7167 | 3.7474 | 3.7289 | 3.7413 | 3.7504 | 3.7587 | 3.7638 | 3.767 | 3.7694
Bramhall |  | 2.5311 | 2.5003 | 2.4911 | 2.5426 | 2.6076 | 2.693 | 2.8051 | 2.9351 | 3.1016 | 3.2917 | 3.5126 | 3.7975 | 4.0393 | 4.2581 | 4.4777 | 4.6873 | 4.9201 | 5.1489 | 5.277 | 5.3807 | 5.4723 | 5.5532 | 5.6094 | 5.6563 | 5.6953 | 5.7288 | 5.7579 | 5.7827 | 5.8051 | 5.8252 | 5.843 | 5.8467 |  | 2.5302 | 2.5158 | 2.5119 | 2.5451 | 2.5814 | 2.6268 | 2.6817 | 2.7427 | 2.8161 | 2.8979 | 2.9912 | 3.0951 | 3.1545 | 3.2119 | 3.2737 | 3.337 | 3.4027 | 3.4747 | 3.5514 | 3.6319 | 3.7164 | 3.8193 | 3.9086 | 3.9899 | 4.0655 | 4.1299 | 4.1899 | 4.2429 | 4.2919 | 4.3364 | 4.3754 | 4.4132 |  | 2.5311 | 2.4998 | 2.4834 | 2.5229 | 2.5745 | 2.6433 | 2.7302 | 2.8287 | 2.9522 | 3.0944 | 3.2623 | 3.4637 | 3.6327 | 3.7959 | 3.9649 | 4.1359 | 4.3474 | 4.5522 | 4.7355 | 4.9038 | 5.0177 | 5.0832 | 5.1301 | 5.1697 | 5.2019 | 5.2296 | 5.252 | 5.2684 | 5.2817 | 5.2922 | 5.298 | 5.3018 |  | 2.5311 | 2.4998 | 2.4922 | 2.5574 | 2.6517 | 2.7856 | 2.9717 | 3.2 | 3.5052 | 3.8674 | 4.2542 | 4.4889 | 4.6609 | 4.8058 | 4.9435 | 5.0908 | 5.3314 | 5.5641 | 5.7778 | 5.9772 | 6.1584 | 6.2972 | 6.3038 | 6.2995 | 6.2862 | 6.2663 | 6.2408 | 6.2104 | 6.1767 | 6.1402 | 5.9242 | 5.8389 |  | 2.5311 | 2.4834 | 2.4638 | 2.5142 | 2.5967 | 2.7177 | 2.8911 | 3.1062 | 3.4014 | 3.7554 | 4.172 | 4.5311 | 4.8333 | 5.1086 | 5.3695 | 5.6123 | 5.8444 | 6.0498 | 6.1208 | 6.1755 | 6.2165 | 6.2411 | 6.2438 | 6.2371 | 6.2221 | 5.852 | 5.7735 | 5.6906 | 5.6134 | 5.5255 | 5.4332 | 5.3442
Bridgewater |  | 4.4436 | 4.3449 | 4.313 | 4.4321 | 4.4961 | 4.5597 | 4.6233 | 4.6836 | 4.7418 | 4.7958 | 4.8467 | 4.8981 | 4.9453 | 4.9871 | 5.0258 | 5.0608 | 5.0958 | 5.1282 | 5.1586 | 5.1875 | 5.2128 | 5.2348 | 5.2529 | 5.2707 | 5.2863 | 5.2998 | 5.3107 | 5.32 | 5.3281 | 5.3351 | 5.3409 | 5.3456 |  | 4.4442 | 4.3743 | 4.3557 | 4.4269 | 4.4549 | 4.4868 | 4.5235 | 4.5629 | 4.6052 | 4.6493 | 4.6963 | 4.7466 | 4.7754 | 4.8013 | 4.8254 | 4.8478 | 4.8709 | 4.8933 | 4.9145 | 4.9357 | 4.9557 | 4.9768 | 4.9951 | 5.0131 | 5.0294 | 5.0463 | 5.0621 | 5.0763 | 5.0894 | 5.1013 | 5.1116 | 5.1193 |  | 4.4435 | 4.3436 | 4.2956 | 4.4149 | 4.4918 | 4.5538 | 4.6152 | 4.6732 | 4.7284 | 4.7795 | 4.8278 | 4.8747 | 4.9174 | 4.9558 | 4.9916 | 5.0245 | 5.0587 | 5.0901 | 5.1193 | 5.1468 | 5.1715 | 5.193 | 5.2112 | 5.2294 | 5.2454 | 5.2595 | 5.2708 | 5.2804 | 5.2887 | 5.2958 | 5.3015 | 5.3059 |  | 4.4436 | 4.3445 | 4.304 | 4.4119 | 4.4664 | 4.5213 | 4.5774 | 4.6304 | 4.6826 | 4.731 | 4.7761 | 4.8211 | 4.8593 | 4.891 | 4.9191 | 4.9614 | 5.0584 | 5.1551 | 5.2478 | 5.3374 | 5.3679 | 5.377 | 5.3805 | 5.3826 | 5.3815 | 5.378 | 5.3723 | 5.3644 | 5.3547 | 5.3433 | 5.297 | 5.2769 |  | 4.4436 | 4.33 | 4.2748 | 4.3909 | 4.4432 | 4.4955 | 4.5532 | 4.6106 | 4.6699 | 4.7286 | 4.8055 | 4.9381 | 5.0663 | 5.1783 | 5.2974 | 5.3893 | 5.4351 | 5.4769 | 5.5147 | 5.5495 | 5.5805 | 5.6075 | 5.6286 | 5.6481 | 5.664 | 5.6032 | 5.6087 | 5.6114 | 5.6137 | 5.6117 | 5.6069 | 5.6009
Brinksway |  | 3.1083 | 3.0437 | 3.0115 | 3.0636 | 3.1164 | 3.1786 | 3.2515 | 3.3299 | 3.422 | 3.5212 | 3.6308 | 3.7649 | 3.8715 | 3.9661 | 4.0597 | 4.1483 | 4.2457 | 4.3401 | 4.4269 | 4.5083 | 4.5821 | 4.6493 | 4.6986 | 4.741 | 4.7777 | 4.8104 | 4.8398 | 4.8658 | 4.8899 | 4.9119 | 4.932 | 4.9509 |  | 3.108 | 3.0694 | 3.0595 | 3.1095 | 3.1597 | 3.2189 | 3.2874 | 3.3531 | 3.4233 | 3.5008 | 3.5879 | 3.6836 | 3.7193 | 3.7528 | 3.7877 | 3.8236 | 3.8629 | 3.9052 | 3.95 | 3.9919 | 4.0326 | 4.0821 | 4.1245 | 4.1622 | 4.197 | 4.2237 | 4.248 | 4.2685 | 4.2869 | 4.3029 | 4.3161 | 4.3285 |  | 3.1083 | 3.0434 | 3.0069 | 3.0526 | 3.0988 | 3.1531 | 3.2146 | 3.2792 | 3.353 | 3.4328 | 3.5215 | 3.6226 | 3.6991 | 3.7712 | 3.8445 | 3.9179 | 4.0075 | 4.093 | 4.1699 | 4.2399 | 4.3065 | 4.3679 | 4.416 | 4.4587 | 4.4962 | 4.5305 | 4.561 | 4.5869 | 4.6102 | 4.6312 | 4.6481 | 4.6632 |  | 3.1083 | 3.0436 | 3.0081 | 3.061 | 3.1199 | 3.1947 | 3.2891 | 3.3974 | 3.534 | 3.689 | 3.8671 | 4.0925 | 4.2571 | 4.401 | 4.5419 | 4.68 | 4.8518 | 5.0183 | 5.1695 | 5.3099 | 5.4362 | 5.5506 | 5.6358 | 5.7104 | 5.7746 | 5.831 | 5.8805 | 5.9235 | 5.9628 | 5.998 | 5.9869 | 5.9947 |  | 3.1083 | 3.0271 | 2.9748 | 3.0105 | 3.0542 | 3.1129 | 3.1931 | 3.2872 | 3.4109 | 3.5544 | 3.7304 | 3.9853 | 4.198 | 4.3882 | 4.5729 | 4.745 | 4.91 | 5.0676 | 5.2149 | 5.3507 | 5.477 | 5.5908 | 5.6766 | 5.7528 | 5.8194 | 5.793 | 5.8207 | 5.8423 | 5.8626 | 5.8776 | 5.889 | 5.8995
Broadheath |  | 6.1065 | 6.0206 | 5.9918 | 6.1162 | 6.2571 | 6.4302 | 6.6439 | 6.8812 | 7.1725 | 7.4978 | 7.8657 | 8.3278 | 8.7005 | 9.0359 | 9.3716 | 9.6906 | 10.0418 | 10.3875 | 10.7028 | 11 | 11.272 | 11.5242 | 11.7131 | 11.8825 | 12.0313 | 12.1659 | 12.2898 | 12.4019 | 12.5076 | 12.6062 | 12.6981 | 12.7862 |  | 6.1052 | 6.0748 | 6.0898 | 6.2091 | 6.3359 | 6.4855 | 6.6595 | 6.8507 | 7.0722 | 7.3193 | 7.5961 | 7.9041 | 8.0071 | 8.1057 | 8.211 | 8.3173 | 8.4257 | 8.5451 | 8.6704 | 8.801 | 8.9371 | 9.1011 | 9.2423 | 9.3711 | 9.4903 | 9.5883 | 9.6786 | 9.7574 | 9.8293 | 9.8937 | 9.9495 | 10.0046 |  | 6.1065 | 6.0196 | 5.9789 | 6.0838 | 6.2035 | 6.3508 | 6.5259 | 6.7154 | 6.9418 | 7.1959 | 7.4858 | 7.8249 | 8.0889 | 8.342 | 8.6031 | 8.8653 | 9.186 | 9.4971 | 9.7742 | 10.0278 | 10.2709 | 10.4998 | 10.6819 | 10.8502 | 10.9995 | 11.1382 | 11.2641 | 11.3735 | 11.4743 | 11.567 | 11.6454 | 11.7176 |  | 6.1065 | 6.02 | 5.9897 | 6.1297 | 6.3081 | 6.5458 | 6.8606 | 7.2326 | 7.7153 | 8.2786 | 8.9391 | 9.7922 | 10.4189 | 10.9726 | 11.5196 | 12.0483 | 12.6805 | 13.2966 | 13.8553 | 14.3771 | 14.8488 | 15.2785 | 15.6001 | 15.887 | 16.1356 | 16.3069 | 16.3094 | 16.2198 | 16.1215 | 16.0163 | 15.5164 | 15.3039 |  | 6.1065 | 5.9821 | 5.9136 | 6.014 | 6.1574 | 6.3564 | 6.6341 | 6.9684 | 7.4181 | 7.9514 | 8.605 | 9.5438 | 10.3051 | 10.9847 | 11.6508 | 12.2682 | 12.8589 | 13.4261 | 13.9556 | 14.4455 | 14.9051 | 15.3233 | 15.6358 | 15.9169 | 16.0032 | 15.1508 | 14.9598 | 14.7577 | 14.5683 | 14.3534 | 14.1283 | 13.9101
Broadway |  | 2.9314 | 2.8714 | 2.8394 | 2.8927 | 2.957 | 3.0426 | 3.1534 | 3.2805 | 3.4427 | 3.6254 | 3.8365 | 4.1067 | 4.3368 | 4.5425 | 4.7474 | 4.9408 | 5.1556 | 5.3675 | 5.5602 | 5.7424 | 5.9098 | 6.0625 | 6.1776 | 6.2806 | 6.3709 | 6.452 | 6.5242 | 6.589 | 6.6497 | 6.706 | 6.7583 | 6.8081 |  | 2.9306 | 2.8905 | 2.8654 | 2.8972 | 2.9309 | 2.9763 | 3.0323 | 3.0952 | 3.1718 | 3.2567 | 3.3534 | 3.4602 | 3.5176 | 3.5712 | 3.6277 | 3.6838 | 3.7427 | 3.8086 | 3.8779 | 3.9512 | 4.0286 | 4.1219 | 4.2024 | 4.2747 | 4.3414 | 4.4011 | 4.4567 | 4.5057 | 4.5509 | 4.5922 | 4.6279 | 4.6606 |  | 2.9314 | 2.8708 | 2.8318 | 2.8736 | 2.9249 | 2.9947 | 3.0815 | 3.1788 | 3.3003 | 3.438 | 3.5993 | 3.7912 | 3.9526 | 4.1062 | 4.2637 | 4.4209 | 4.6161 | 4.8057 | 4.9738 | 5.128 | 5.2767 | 5.4143 | 5.5246 | 5.6265 | 5.7168 | 5.8 | 5.8731 | 5.9358 | 5.9931 | 6.0453 | 6.0887 | 6.128 |  | 2.9314 | 2.8718 | 2.8404 | 2.9053 | 2.9956 | 3.1247 | 3.3023 | 3.5187 | 3.8076 | 4.1479 | 4.5527 | 5.0818 | 5.4804 | 5.8059 | 5.9471 | 6.102 | 6.3968 | 6.6844 | 6.95 | 7.1473 | 7.2993 | 7.4337 | 7.5403 | 7.633 | 7.7147 | 7.7882 | 7.8453 | 7.8154 | 7.7721 | 7.7259 | 7.5941 | 7.4558 |  | 2.9314 | 2.8539 | 2.8085 | 2.8574 | 2.9347 | 3.0496 | 3.2145 | 3.4182 | 3.6974 | 4.0303 | 4.4439 | 5.0449 | 5.5335 | 5.9688 | 6.3943 | 6.7893 | 6.9649 | 7.11 | 7.2397 | 7.3565 | 7.463 | 7.5531 | 7.6201 | 7.6776 | 7.7267 | 7.6038 | 7.574 | 7.4985 | 7.3647 | 7.2258 | 7.0845 | 6.9447
Buckshaw |  | 2.3294 | 2.2764 | 2.2456 | 2.2932 | 2.3401 | 2.3967 | 2.4658 | 2.5407 | 2.6292 | 2.7271 | 2.8416 | 2.9829 | 3.1076 | 3.2211 | 3.3328 | 3.4379 | 3.551 | 3.6631 | 3.7646 | 3.8595 | 3.9467 | 4.0243 | 4.0855 | 4.1407 | 4.1898 | 4.234 | 4.2692 | 4.2993 | 4.3273 | 4.353 | 4.3767 | 4.399 |  | 2.329 | 2.2824 | 2.2555 | 2.2812 | 2.3021 | 2.3287 | 2.3639 | 2.4015 | 2.4441 | 2.4911 | 2.5475 | 2.608 | 2.6529 | 2.696 | 2.7392 | 2.7814 | 2.8244 | 2.8706 | 2.9189 | 2.9675 | 3.0157 | 3.0648 | 3.1085 | 3.1483 | 3.1852 | 3.2165 | 3.2446 | 3.2684 | 3.2875 | 3.3001 | 3.3077 | 3.326 |  | 2.3293 | 2.2761 | 2.2419 | 2.2846 | 2.3258 | 2.3753 | 2.4338 | 2.4955 | 2.5661 | 2.6442 | 2.7368 | 2.8438 | 2.9383 | 3.0289 | 3.1198 | 3.209 | 3.3136 | 3.4159 | 3.5067 | 3.5894 | 3.6684 | 3.7395 | 3.7987 | 3.8534 | 3.9025 | 3.9478 | 3.9849 | 4.0141 | 4.0406 | 4.0645 | 4.0843 | 4.102 |  | 2.3294 | 2.2786 | 2.2471 | 2.2987 | 2.3558 | 2.4301 | 2.5259 | 2.6375 | 2.7807 | 2.9465 | 3.1435 | 3.3934 | 3.5877 | 3.7606 | 3.9298 | 4.1085 | 4.3416 | 4.5018 | 4.5878 | 4.6662 | 4.7376 | 4.8012 | 4.8543 | 4.9023 | 4.9455 | 4.9852 | 5.0217 | 5.0555 | 5.0874 | 5.1175 | 5.0999 | 5.0702 |  | 2.3294 | 2.2704 | 2.231 | 2.2741 | 2.3248 | 2.3931 | 2.4861 | 2.595 | 2.7362 | 2.9017 | 3.1229 | 3.4733 | 3.7482 | 3.9448 | 4.1366 | 4.315 | 4.4848 | 4.6352 | 4.7235 | 4.8038 | 4.8791 | 4.9459 | 5.0025 | 5.0531 | 5.0879 | 5.0321 | 5.0249 | 5.0151 | 5.0053 | 4.9921 | 4.9769 | 4.9615
Burnley |  | 2.6038 | 2.5508 | 2.5219 | 2.5589 | 2.6057 | 2.6703 | 2.7624 | 2.8675 | 3.0002 | 3.1539 | 3.3411 | 3.5915 | 3.8137 | 4.016 | 4.2166 | 4.4051 | 4.6111 | 4.8157 | 5.0099 | 5.1996 | 5.375 | 5.5228 | 5.5783 | 5.6195 | 5.656 | 5.6877 | 5.7138 | 5.7363 | 5.7566 | 5.7747 | 5.7909 | 5.7792 |  | 2.6031 | 2.557 | 2.5299 | 2.5443 | 2.5595 | 2.5836 | 2.6241 | 2.6684 | 2.7215 | 2.7837 | 2.8601 | 2.9455 | 3.0129 | 3.0774 | 3.1432 | 3.2102 | 3.2922 | 3.3817 | 3.4765 | 3.5761 | 3.6755 | 3.7825 | 3.8794 | 3.9682 | 4.0547 | 4.1171 | 4.1746 | 4.2251 | 4.2688 | 4.3034 | 4.3294 | 4.3639 |  | 2.6037 | 2.5504 | 2.5158 | 2.5434 | 2.5798 | 2.6316 | 2.7045 | 2.7857 | 2.8858 | 3.0036 | 3.1512 | 3.3392 | 3.5065 | 3.6672 | 3.83 | 3.9896 | 4.1799 | 4.3668 | 4.5414 | 4.7088 | 4.8692 | 5.005 | 5.0867 | 5.1166 | 5.1307 | 5.1409 | 5.1453 | 5.1452 | 5.1427 | 5.138 | 5.13 | 5.1202 |  | 2.6038 | 2.5543 | 2.5286 | 2.5776 | 2.6481 | 2.7519 | 2.8989 | 3.0803 | 3.3315 | 3.6279 | 3.9817 | 4.3962 | 4.5538 | 4.689 | 4.8178 | 5.0354 | 5.2937 | 5.453 | 5.5611 | 5.66 | 5.747 | 5.8249 | 5.8862 | 5.937 | 5.982 | 6.0221 | 6.0578 | 6.0237 | 5.9592 | 5.8926 | 5.8073 | 5.6944 |  | 2.6038 | 2.5388 | 2.4984 | 2.5327 | 2.5923 | 2.6864 | 2.8343 | 3.0123 | 3.2508 | 3.5369 | 3.9993 | 4.7967 | 4.9905 | 5.1517 | 5.3032 | 5.4364 | 5.5601 | 5.6784 | 5.7839 | 5.8803 | 5.9674 | 6.0442 | 6.1048 | 6.1554 | 6.1507 | 6.0647 | 5.9573 | 5.8473 | 5.7358 | 5.6238 | 5.5112 | 5.3987
Burnley Centre |  | 2.7272 | 2.6831 | 2.6695 | 2.7236 | 2.7828 | 2.8489 | 2.9143 | 2.9769 | 3.0537 | 3.1372 | 3.2305 | 3.3478 | 3.4331 | 3.5076 | 3.5819 | 3.651 | 3.7277 | 3.804 | 3.8705 | 3.9325 | 3.988 | 4.0398 | 4.0771 | 4.1084 | 4.1354 | 4.1587 | 4.1782 | 4.1947 | 4.2095 | 4.2225 | 4.2339 | 4.2441 |  | 2.7278 | 2.7174 | 2.7323 | 2.7898 | 2.8373 | 2.8824 | 2.9398 | 3.0036 | 3.0803 | 3.1664 | 3.2648 | 3.3733 | 3.3964 | 3.4174 | 3.44 | 3.4616 | 3.4835 | 3.5094 | 3.5351 | 3.5622 | 3.5898 | 3.6245 | 3.6528 | 3.6758 | 3.6965 | 3.7169 | 3.7348 | 3.7492 | 3.7605 | 3.7678 | 3.7714 | 3.7791 |  | 2.7272 | 2.6827 | 2.6619 | 2.7061 | 2.7551 | 2.8134 | 2.8822 | 2.9357 | 2.9966 | 3.0629 | 3.1374 | 3.2249 | 3.2841 | 3.339 | 3.3955 | 3.4513 | 3.5211 | 3.5894 | 3.6471 | 3.6992 | 3.7481 | 3.7947 | 3.8308 | 3.8623 | 3.8898 | 3.9143 | 3.9347 | 3.9509 | 3.9649 | 3.9768 | 3.9853 | 3.9921 |  | 2.7272 | 2.6834 | 2.6681 | 2.7238 | 2.7892 | 2.866 | 2.9491 | 3.0386 | 3.1545 | 3.2878 | 3.4431 | 3.6446 | 3.7832 | 3.9031 | 4.021 | 4.1376 | 4.2901 | 4.4394 | 4.5731 | 4.6963 | 4.8067 | 4.9073 | 4.9833 | 5.0485 | 5.1052 | 5.1551 | 5.1987 | 5.2367 | 5.2712 | 5.3021 | 5.3156 | 5.3165 |  | 2.7272 | 2.6608 | 2.6226 | 2.6548 | 2.6988 | 2.754 | 2.8253 | 2.9108 | 3.0221 | 3.1473 | 3.3037 | 3.5397 | 3.7301 | 3.9002 | 4.0656 | 4.2185 | 4.3649 | 4.5065 | 4.6367 | 4.7558 | 4.867 | 4.968 | 5.0442 | 5.1105 | 5.1689 | 5.1946 | 5.2119 | 5.2244 | 5.2343 | 5.2414 | 5.2459 | 5.2491
Burnley North |  | 1.8787 | 1.8628 | 1.8672 | 1.9037 | 1.9476 | 2.0009 | 2.0654 | 2.133 | 2.2135 | 2.2979 | 2.3875 | 2.4969 | 2.5878 | 2.662 | 2.7327 | 2.7947 | 2.8624 | 2.9255 | 2.9768 | 3.0216 | 3.0582 | 3.0887 | 3.1045 | 3.1157 | 3.1221 | 3.1249 | 3.1243 | 3.1211 | 3.1167 | 3.111 | 3.1042 | 3.0967 |  | 1.8788 | 1.8815 | 1.9001 | 1.9421 | 1.9906 | 2.0479 | 2.1151 | 2.1885 | 2.2755 | 2.3716 | 2.4756 | 2.5295 | 2.5469 | 2.5623 | 2.5791 | 2.5952 | 2.6116 | 2.631 | 2.6502 | 2.6665 | 2.6814 | 2.7006 | 2.716 | 2.7274 | 2.7376 | 2.7486 | 2.7579 | 2.7648 | 2.7693 | 2.7706 | 2.7692 | 2.7721 |  | 1.8787 | 1.8622 | 1.8596 | 1.8864 | 1.9213 | 1.9649 | 2.0159 | 2.0683 | 2.1298 | 2.1956 | 2.2669 | 2.3471 | 2.4107 | 2.4665 | 2.5219 | 2.5742 | 2.6396 | 2.6994 | 2.7468 | 2.7867 | 2.822 | 2.8527 | 2.8724 | 2.8886 | 2.9001 | 2.9087 | 2.9131 | 2.914 | 2.9129 | 2.9103 | 2.905 | 2.8987 |  | 1.8787 | 1.8637 | 1.8678 | 1.9032 | 1.9449 | 1.9951 | 2.0545 | 2.1151 | 2.1858 | 2.258 | 2.3266 | 2.4058 | 2.4781 | 2.5358 | 2.5899 | 2.6524 | 2.7609 | 2.8416 | 2.9123 | 2.9767 | 3.0325 | 3.081 | 3.1168 | 3.1464 | 3.1711 | 3.1922 | 3.2099 | 3.2245 | 3.237 | 3.2476 | 3.2468 | 3.2317 |  | 1.8787 | 1.8448 | 1.8301 | 1.8465 | 1.8725 | 1.9042 | 1.9453 | 1.9875 | 2.0378 | 2.0888 | 2.1596 | 2.2903 | 2.4077 | 2.512 | 2.6084 | 2.6947 | 2.7753 | 2.8509 | 2.9189 | 2.9805 | 3.0364 | 3.0843 | 3.119 | 3.1486 | 3.1735 | 3.1764 | 3.1579 | 3.1443 | 3.1276 | 3.1126 | 3.0968 | 3.0806
Burrow Beck |  | 1.5706 | 1.5859 | 1.6446 | 1.7509 | 1.8738 | 2.0138 | 2.181 | 2.355 | 2.5607 | 2.7737 | 3.0065 | 3.3028 | 3.5527 | 3.7667 | 3.969 | 4.1485 | 4.3595 | 4.5596 | 4.7464 | 4.9169 | 5.0643 | 5.1756 | 5.2404 | 5.2848 | 5.3164 | 5.3386 | 5.3513 | 5.3602 | 5.3634 | 5.3635 | 5.3612 | 5.3403 |  | 1.5712 | 1.6168 | 1.6913 | 1.8004 | 1.9256 | 2.0696 | 2.2333 | 2.4101 | 2.618 | 2.8455 | 3.0993 | 3.3771 | 3.5051 | 3.6249 | 3.7494 | 3.8749 | 4.0173 | 4.1723 | 4.3347 | 4.4034 | 4.4766 | 4.5651 | 4.6424 | 4.7108 | 4.7738 | 4.8204 | 4.8629 | 4.8992 | 4.9317 | 4.9601 | 4.9832 | 5.0039 |  | 1.5704 | 1.5843 | 1.6233 | 1.7027 | 1.8009 | 1.9143 | 2.0446 | 2.1784 | 2.3335 | 2.4975 | 2.6824 | 2.9032 | 3.0832 | 3.2509 | 3.415 | 3.571 | 3.7562 | 3.9286 | 4.087 | 4.2316 | 4.3575 | 4.4506 | 4.5068 | 4.5453 | 4.5718 | 4.5903 | 4.598 | 4.5993 | 4.5937 | 4.5845 | 4.5692 | 4.5538 |  | 1.5706 | 1.5862 | 1.644 | 1.7461 | 1.8608 | 1.988 | 2.1348 | 2.2862 | 2.4736 | 2.6578 | 2.8428 | 3.0509 | 3.2464 | 3.4102 | 3.5633 | 3.7265 | 4.005 | 4.2214 | 4.3396 | 4.4413 | 4.5245 | 4.5908 | 4.6271 | 4.6521 | 4.6677 | 4.6766 | 4.6799 | 4.6783 | 4.6738 | 4.6666 | 4.6 | 4.5329 |  | 1.5706 | 1.5659 | 1.6028 | 1.6832 | 1.7773 | 1.886 | 2.0262 | 2.1637 | 2.3224 | 2.4777 | 2.6621 | 2.9836 | 3.3189 | 3.6103 | 3.8085 | 3.9846 | 4.147 | 4.297 | 4.4308 | 4.5497 | 4.6333 | 4.6909 | 4.7237 | 4.7472 | 4.7622 | 4.6564 | 4.5962 | 4.5324 | 4.4672 | 4.4005 | 4.332 | 4.2643
Burscough Bridge |  | 3.2569 | 3.1686 | 3.1159 | 3.1704 | 3.228 | 3.2988 | 3.3873 | 3.4859 | 3.6075 | 3.7436 | 3.9006 | 4.1039 | 4.2687 | 4.4162 | 4.5621 | 4.7001 | 4.8528 | 5.0026 | 5.1417 | 5.2742 | 5.3951 | 5.5023 | 5.5756 | 5.6254 | 5.6681 | 5.7048 | 5.734 | 5.7593 | 5.7823 | 5.8032 | 5.8224 | 5.8209 |  | 3.2563 | 3.1873 | 3.1479 | 3.1821 | 3.2147 | 3.2555 | 3.3062 | 3.363 | 3.4305 | 3.5066 | 3.5931 | 3.6897 | 3.733 | 3.7744 | 3.8168 | 3.8606 | 3.9125 | 3.9695 | 4.0305 | 4.095 | 4.1556 | 4.2252 | 4.2867 | 4.3419 | 4.3924 | 4.4353 | 4.4751 | 4.5101 | 4.5422 | 4.5715 | 4.5968 | 4.6189 |  | 3.2569 | 3.1682 | 3.1107 | 3.1571 | 3.2059 | 3.2657 | 3.3377 | 3.4158 | 3.5093 | 3.6145 | 3.7372 | 3.8862 | 4.0026 | 4.1142 | 4.2275 | 4.3405 | 4.4797 | 4.6142 | 4.7364 | 4.8497 | 4.9578 | 5.0547 | 5.1048 | 5.14 | 5.1685 | 5.192 | 5.2074 | 5.2175 | 5.2247 | 5.2296 | 5.2309 | 5.2301 |  | 3.2569 | 3.1688 | 3.1143 | 3.174 | 3.2468 | 3.3447 | 3.4765 | 3.6358 | 3.8474 | 4.091 | 4.2559 | 4.4577 | 4.6071 | 4.7337 | 4.8531 | 4.9772 | 5.1814 | 5.3798 | 5.5624 | 5.7337 | 5.8896 | 6.0293 | 6.1104 | 6.1768 | 6.2343 | 6.2852 | 6.3306 | 6.3706 | 6.4073 | 6.4406 | 6.4193 | 6.3681 |  | 3.2569 | 3.1543 | 3.0857 | 3.1318 | 3.1928 | 3.28 | 3.4045 | 3.5538 | 3.7545 | 3.9625 | 4.1332 | 4.431 | 4.6903 | 4.9258 | 5.1498 | 5.3574 | 5.5562 | 5.7473 | 5.9269 | 6.0954 | 6.2215 | 6.257 | 6.2763 | 6.2883 | 6.2939 | 6.2323 | 6.1883 | 6.1419 | 6.0947 | 6.0458 | 5.9957 | 5.9455
Bury Town Centre |  | 4.8328 | 4.693 | 4.6062 | 4.6843 | 4.76 | 4.8464 | 4.9472 | 5.0543 | 5.181 | 5.3191 | 5.4708 | 5.6597 | 5.8151 | 5.9546 | 6.0922 | 6.2232 | 6.3656 | 6.506 | 6.6332 | 6.7526 | 6.8608 | 6.9595 | 7.0328 | 7.0982 | 7.1547 | 7.2045 | 7.248 | 7.2862 | 7.3212 | 7.3529 | 7.3814 | 7.4079 |  | 4.8323 | 4.7203 | 4.6547 | 4.703 | 4.7463 | 4.7982 | 4.8603 | 4.9285 | 5.0087 | 5.0989 | 5.1996 | 5.3129 | 5.355 | 5.3956 | 5.4375 | 5.4807 | 5.5235 | 5.5716 | 5.622 | 5.6744 | 5.7287 | 5.794 | 5.8493 | 5.8986 | 5.9433 | 5.9833 | 6.0198 | 6.0512 | 6.0794 | 6.1041 | 6.1245 | 6.1431 |  | 4.8327 | 4.6925 | 4.6004 | 4.67 | 4.7367 | 4.8121 | 4.8967 | 4.9839 | 5.0837 | 5.1926 | 5.3124 | 5.4511 | 5.5618 | 5.6677 | 5.7748 | 5.8828 | 6.0131 | 6.1396 | 6.2516 | 6.3535 | 6.4502 | 6.5398 | 6.6107 | 6.6761 | 6.7331 | 6.7849 | 6.8297 | 6.8671 | 6.9004 | 6.93 | 6.9534 | 6.9737 |  | 4.8328 | 4.6933 | 4.6004 | 4.6788 | 4.7634 | 4.8692 | 5.0037 | 5.1575 | 5.3527 | 5.5775 | 5.8368 | 6.1711 | 6.4186 | 6.6361 | 6.8486 | 7.057 | 7.3134 | 7.5636 | 7.7901 | 8.001 | 8.1907 | 8.3617 | 8.4893 | 8.6017 | 8.6981 | 8.783 | 8.8573 | 8.922 | 8.9811 | 9.0342 | 9.0466 | 9.0583 |  | 4.8328 | 4.6757 | 4.5652 | 4.6258 | 4.6953 | 4.786 | 4.9083 | 5.0515 | 5.2403 | 5.4617 | 5.7322 | 6.1256 | 6.4494 | 6.7401 | 7.0221 | 7.2854 | 7.5362 | 7.7778 | 8.003 | 8.2115 | 8.4065 | 8.5825 | 8.7153 | 8.8343 | 8.9383 | 8.9644 | 9.0095 | 9.0454 | 9.0178 | 8.9866 | 8.9514 | 8.9155
Campbell St |  | 1.2001 | 1.2056 | 1.2305 | 1.272 | 1.3255 | 1.3938 | 1.4809 | 1.5709 | 1.6818 | 1.8093 | 1.9584 | 2.1507 | 2.3045 | 2.4436 | 2.583 | 2.6915 | 2.8628 | 3.0075 | 3.1401 | 3.2651 | 3.3799 | 3.4855 | 3.5657 | 3.6388 | 3.7032 | 3.7611 | 3.8126 | 3.8591 | 3.9028 | 3.9436 | 3.9819 | 4.0184 |  | 1.2022 | 1.215 | 1.238 | 1.272 | 1.3141 | 1.366 | 1.4284 | 1.4864 | 1.5447 | 1.6112 | 1.6888 | 1.776 | 1.8187 | 1.8598 | 1.8974 | 1.9357 | 1.9753 | 2.019 | 2.066 | 2.1152 | 2.167 | 2.2298 | 2.2838 | 2.3327 | 2.3777 | 2.4208 | 2.4612 | 2.4972 | 2.5305 | 2.561 | 2.5876 | 2.6121 |  | 1.2001 | 1.2051 | 1.2193 | 1.2471 | 1.2864 | 1.338 | 1.4017 | 1.4748 | 1.5638 | 1.6655 | 1.7851 | 1.9265 | 2.0338 | 2.1323 | 2.2285 | 2.3202 | 2.4301 | 2.5316 | 2.617 | 2.6908 | 2.7582 | 2.8154 | 2.859 | 2.8993 | 2.9327 | 2.9606 | 2.9789 | 2.9918 | 3.0021 | 3.0102 | 3.0151 | 3.0182 |  | 1.2001 | 1.2075 | 1.2338 | 1.2752 | 1.3272 | 1.3931 | 1.4741 | 1.5634 | 1.6727 | 1.793 | 1.9272 | 2.0879 | 2.2153 | 2.3236 | 2.4254 | 2.5709 | 2.9582 | 3.3401 | 3.7076 | 4.0611 | 4.3957 | 4.7068 | 5.0002 | 5.2755 | 5.4807 | 5.5909 | 5.6952 | 5.7934 | 5.8873 | 5.977 | 6.0149 | 5.9886 |  | 1.2001 | 1.196 | 1.2112 | 1.2413 | 1.2844 | 1.3409 | 1.4152 | 1.496 | 1.5966 | 1.7083 | 1.8919 | 2.3573 | 2.7922 | 3.2027 | 3.5991 | 3.9773 | 4.2869 | 4.5451 | 4.7877 | 5.0135 | 5.2267 | 5.4204 | 5.5688 | 5.7033 | 5.8229 | 5.8893 | 5.9468 | 5.9954 | 6.0403 | 6.0728 | 6.0511 | 6.0287
Cannon St |  | 4.4699 | 4.3205 | 4.2183 | 4.3113 | 4.3847 | 4.4563 | 4.5263 | 4.5925 | 4.6553 | 4.7132 | 4.7675 | 4.8197 | 4.8571 | 4.89 | 4.9196 | 4.9459 | 4.9713 | 4.9938 | 5.014 | 5.0329 | 5.0489 | 5.0631 | 5.0748 | 5.087 | 5.0972 | 5.1056 | 5.1116 | 5.1162 | 5.1195 | 5.1215 | 5.1225 | 5.1221 |  | 4.4699 | 4.3444 | 4.2653 | 4.3217 | 4.3635 | 4.4108 | 4.465 | 4.5242 | 4.5891 | 4.6589 | 4.7354 | 4.8194 | 4.8427 | 4.8633 | 4.8818 | 4.8982 | 4.9141 | 4.9286 | 4.9413 | 4.9538 | 4.965 | 4.9762 | 4.9852 | 4.9942 | 5.0016 | 5.0114 | 5.0203 | 5.0281 | 5.0349 | 5.0408 | 5.0454 | 5.0477 |  | 4.4699 | 4.3205 | 4.2178 | 4.3102 | 4.383 | 4.4539 | 4.523 | 4.5881 | 4.6495 | 4.706 | 4.7589 | 4.8088 | 4.8441 | 4.8755 | 4.9039 | 4.9292 | 4.9543 | 4.9764 | 4.9962 | 5.0145 | 5.0302 | 5.0442 | 5.0561 | 5.0685 | 5.079 | 5.0877 | 5.094 | 5.0987 | 5.1021 | 5.1043 | 5.1052 | 5.1048 |  | 4.4699 | 4.321 | 4.2087 | 4.2921 | 4.3561 | 4.4191 | 4.4823 | 4.5402 | 4.5939 | 4.6417 | 4.6847 | 4.7235 | 4.7469 | 4.7652 | 4.7802 | 4.7979 | 4.8333 | 4.8662 | 4.8957 | 4.9229 | 4.9461 | 4.9654 | 4.9812 | 4.995 | 5.0057 | 5.0141 | 5.0202 | 5.0238 | 5.0251 | 5.0243 | 5.0091 | 4.9841 |  | 4.4699 | 4.3145 | 4.1954 | 4.2717 | 4.3286 | 4.3877 | 4.4504 | 4.5112 | 4.571 | 4.6282 | 4.6902 | 4.7692 | 4.8431 | 4.91 | 4.9736 | 5.0323 | 5.0877 | 5.14 | 5.1885 | 5.2344 | 5.2766 | 5.3137 | 5.3462 | 5.377 | 5.4043 | 5.4058 | 5.4074 | 5.4057 | 5.4031 | 5.3968 | 5.3885 | 5.3783
Capontree |  | 2.0461 | 2.0558 | 2.0738 | 2.1161 | 2.1639 | 2.2229 | 2.2954 | 2.3784 | 2.4803 | 2.5963 | 2.7293 | 2.9007 | 3.0369 | 3.16 | 3.2825 | 3.3996 | 3.5278 | 3.6539 | 3.7734 | 3.8874 | 3.9915 | 4.0826 | 4.15 | 4.2081 | 4.2589 | 4.304 | 4.3437 | 4.379 | 4.4119 | 4.4421 | 4.47 | 4.4965 |  | 2.0464 | 2.0818 | 2.1095 | 2.1478 | 2.1887 | 2.2381 | 2.2956 | 2.3613 | 2.4375 | 2.5069 | 2.5857 | 2.6739 | 2.7074 | 2.7398 | 2.7733 | 2.8106 | 2.8574 | 2.9036 | 2.9502 | 2.9988 | 3.0499 | 3.1113 | 3.1657 | 3.2145 | 3.2595 | 3.2931 | 3.3243 | 3.3515 | 3.3764 | 3.3991 | 3.4184 | 3.4355 |  | 2.046 | 2.0543 | 2.0694 | 2.1048 | 2.145 | 2.1947 | 2.2532 | 2.3187 | 2.3968 | 2.4864 | 2.5903 | 2.7159 | 2.812 | 2.9047 | 2.9995 | 3.0955 | 3.2122 | 3.3253 | 3.4305 | 3.5282 | 3.6214 | 3.7037 | 3.7683 | 3.8258 | 3.8766 | 3.923 | 3.9633 | 3.9974 | 4.0283 | 4.0562 | 4.0749 | 4.071 |  | 2.0461 | 2.0566 | 2.0734 | 2.1213 | 2.1831 | 2.2661 | 2.3764 | 2.5112 | 2.6902 | 2.896 | 3.0328 | 3.1828 | 3.3368 | 3.4636 | 3.5812 | 3.7033 | 3.8931 | 4.0753 | 4.2388 | 4.3365 | 4.4 | 4.4529 | 4.4867 | 4.513 | 4.5033 | 4.48 | 4.4537 | 4.4248 | 4.3943 | 4.3622 | 4.3062 | 4.2358 |  | 2.0461 | 2.0342 | 2.0484 | 2.0834 | 2.1333 | 2.2049 | 2.3079 | 2.4341 | 2.6025 | 2.7262 | 2.8602 | 3.0791 | 3.3224 | 3.5364 | 3.7374 | 3.919 | 4.0797 | 4.1692 | 4.2501 | 4.3213 | 4.381 | 4.4291 | 4.4625 | 4.4895 | 4.5111 | 4.4855 | 4.4656 | 4.4431 | 4.3729 | 4.3022 | 4.231 | 4.1602
Carleton |  | 0.51525 | 0.49768 | 0.49124 | 0.50912 | 0.52791 | 0.54897 | 0.571 | 0.59254 | 0.61886 | 0.64704 | 0.68189 | 0.73616 | 0.78536 | 0.83169 | 0.87762 | 0.90348 | 0.93084 | 0.95821 | 0.98492 | 1.0111 | 1.0353 | 1.054 | 1.0666 | 1.0757 | 1.0833 | 1.0896 | 1.0946 | 1.0987 | 1.1021 | 1.105 | 1.1073 | 1.1094 |  | 0.51516 | 0.50221 | 0.49787 | 0.51049 | 0.52323 | 0.5354 | 0.5464 | 0.55853 | 0.57342 | 0.58998 | 0.60872 | 0.62953 | 0.63917 | 0.64829 | 0.65815 | 0.67183 | 0.69874 | 0.72947 | 0.76276 | 0.79857 | 0.82428 | 0.84533 | 0.85967 | 0.87191 | 0.88328 | 0.88835 | 0.89279 | 0.89624 | 0.89913 | 0.90143 | 0.90291 | 0.90377 |  | 0.51523 | 0.49744 | 0.48832 | 0.50235 | 0.51745 | 0.5344 | 0.55363 | 0.57078 | 0.58985 | 0.61055 | 0.63763 | 0.67958 | 0.71696 | 0.74763 | 0.7789 | 0.81012 | 0.84878 | 0.88289 | 0.90653 | 0.92918 | 0.95111 | 0.96807 | 0.98025 | 0.98943 | 0.99718 | 1.0039 | 1.0093 | 1.0133 | 1.0164 | 1.0189 | 1.0202 | 1.0211 |  | 0.51525 | 0.49767 | 0.49062 | 0.50905 | 0.5299 | 0.5548 | 0.58382 | 0.61797 | 0.66961 | 0.7218 | 0.78047 | 0.85485 | 0.91811 | 0.97436 | 1.0302 | 1.0777 | 1.1218 | 1.1654 | 1.2038 | 1.239 | 1.2708 | 1.2984 | 1.3154 | 1.3291 | 1.3401 | 1.3473 | 1.3395 | 1.3306 | 1.3211 | 1.3109 | 1.3002 | 1.2883 |  | 0.51525 | 0.49574 | 0.48668 | 0.50297 | 0.52164 | 0.54525 | 0.57772 | 0.61384 | 0.65979 | 0.71071 | 0.76875 | 0.84753 | 0.91974 | 0.98375 | 1.0466 | 1.0924 | 1.1349 | 1.1759 | 1.2134 | 1.2478 | 1.278 | 1.3039 | 1.3218 | 1.3368 | 1.3429 | 1.3378 | 1.33 | 1.3209 | 1.3111 | 1.3008 | 1.29 | 1.279
Carlisle North |  | 3.0781 | 3.0034 | 2.9669 | 3.0126 | 3.0541 | 3.101 | 3.154 | 3.2121 | 3.2778 | 3.3513 | 3.4345 | 3.5441 | 3.6371 | 3.7215 | 3.8029 | 3.8807 | 3.9624 | 4.043 | 4.1246 | 4.203 | 4.2741 | 4.329 | 4.3676 | 4.3954 | 4.4189 | 4.4385 | 4.4536 | 4.4664 | 4.4769 | 4.4855 | 4.4927 | 4.4992 |  | 3.0815 | 3.0173 | 2.9881 | 3.0098 | 3.0243 | 3.0443 | 3.0694 | 3.0999 | 3.1346 | 3.1767 | 3.2245 | 3.2779 | 3.3011 | 3.3229 | 3.3438 | 3.3681 | 3.3996 | 3.4347 | 3.474 | 3.514 | 3.555 | 3.6015 | 3.6446 | 3.6824 | 3.7181 | 3.7327 | 3.7451 | 3.7542 | 3.7604 | 3.7627 | 3.7616 | 3.7645 |  | 3.078 | 3.0026 | 2.9629 | 3.0049 | 3.0415 | 3.0825 | 3.1269 | 3.1743 | 3.2258 | 3.2838 | 3.3503 | 3.4333 | 3.5026 | 3.5693 | 3.6346 | 3.7004 | 3.7757 | 3.8491 | 3.9227 | 3.9921 | 4.0571 | 4.1074 | 4.1449 | 4.1728 | 4.1966 | 4.2173 | 4.2332 | 4.2457 | 4.2554 | 4.2631 | 4.2675 | 4.2709 |  | 3.0781 | 3.0053 | 2.9636 | 3.0082 | 3.0529 | 3.1087 | 3.1776 | 3.2605 | 3.37 | 3.4963 | 3.6401 | 3.8213 | 3.9592 | 4.0807 | 4.1978 | 4.3145 | 4.4111 | 4.5011 | 4.5786 | 4.6452 | 4.7002 | 4.7442 | 4.768 | 4.7827 | 4.7907 | 4.7935 | 4.7919 | 4.7863 | 4.7784 | 4.768 | 4.7263 | 4.6947 |  | 3.0781 | 2.9949 | 2.9495 | 2.9869 | 3.0255 | 3.0788 | 3.1547 | 3.2432 | 3.3528 | 3.4813 | 3.6447 | 3.8988 | 4.0645 | 4.1938 | 4.3127 | 4.4196 | 4.5158 | 4.6041 | 4.6836 | 4.7518 | 4.8089 | 4.8539 | 4.8816 | 4.9012 | 4.9144 | 4.8615 | 4.8446 | 4.8238 | 4.8013 | 4.7764 | 4.7493 | 4.7217
Carr St |  | 3.5186 | 3.4553 | 3.4316 | 3.5089 | 3.5948 | 3.703 | 3.844 | 3.9999 | 4.1936 | 4.4127 | 4.6648 | 4.9842 | 5.2598 | 5.5097 | 5.7593 | 5.9965 | 6.2579 | 6.5157 | 6.7487 | 6.9687 | 7.1705 | 7.3371 | 7.4131 | 7.4808 | 7.5396 | 7.5924 | 7.64 | 7.6827 | 7.7228 | 7.7598 | 7.7942 | 7.8107 |  | 3.5176 | 3.4709 | 3.4534 | 3.497 | 3.5397 | 3.5933 | 3.6635 | 3.7396 | 3.8283 | 3.9287 | 4.0454 | 4.1711 | 4.2511 | 4.3286 | 4.4099 | 4.491 | 4.5734 | 4.663 | 4.7564 | 4.8538 | 4.9537 | 5.0692 | 5.1694 | 5.2613 | 5.3464 | 5.4242 | 5.497 | 5.5621 | 5.6226 | 5.6782 | 5.7274 | 5.7745 |  | 3.5186 | 3.4547 | 3.4231 | 3.4877 | 3.5592 | 3.6496 | 3.7626 | 3.8843 | 4.0318 | 4.1998 | 4.3952 | 4.6257 | 4.8232 | 5.0139 | 5.2096 | 5.4056 | 5.6446 | 5.8771 | 6.0821 | 6.2702 | 6.4507 | 6.6207 | 6.7591 | 6.8892 | 6.9762 | 7.0203 | 7.0583 | 7.0894 | 7.1169 | 7.1409 | 7.1594 | 7.1755 |  | 3.5186 | 3.4565 | 3.433 | 3.5236 | 3.6404 | 3.7981 | 4.0113 | 4.2672 | 4.6029 | 4.999 | 5.4694 | 5.965 | 6.1731 | 6.3507 | 6.5197 | 6.6891 | 6.9372 | 7.1725 | 7.3851 | 7.5823 | 7.76 | 7.9202 | 8.0498 | 8.1662 | 8.2699 | 8.3642 | 8.4502 | 8.5279 | 8.6003 | 8.6672 | 8.5904 | 8.5635 |  | 3.5186 | 3.4408 | 3.4017 | 3.4764 | 3.5803 | 3.724 | 3.9241 | 4.1674 | 4.4952 | 4.8861 | 5.37 | 5.9617 | 6.291 | 6.5946 | 6.8767 | 7.1372 | 7.385 | 7.5948 | 7.7623 | 7.9142 | 8.0531 | 8.1738 | 8.2669 | 8.3504 | 8.4236 | 8.2271 | 8.2122 | 8.1917 | 8.1742 | 8.1475 | 8.1164 | 8.0867
Castleton |  | 2.8941 | 2.8171 | 2.7717 | 2.8273 | 2.8839 | 2.9545 | 3.049 | 3.1521 | 3.275 | 3.4156 | 3.583 | 3.7924 | 3.9768 | 4.1456 | 4.3112 | 4.4666 | 4.635 | 4.8014 | 4.9515 | 5.0938 | 5.2232 | 5.3391 | 5.4338 | 5.5248 | 5.607 | 5.6805 | 5.7394 | 5.7929 | 5.8433 | 5.8908 | 5.9365 | 5.9795 |  | 2.8935 | 2.8223 | 2.7795 | 2.8032 | 2.8223 | 2.8506 | 2.8965 | 2.9459 | 3.002 | 3.0683 | 3.1511 | 3.2418 | 3.3129 | 3.3805 | 3.4457 | 3.5089 | 3.5749 | 3.6448 | 3.718 | 3.7934 | 3.8653 | 3.9367 | 3.9987 | 4.0554 | 4.1076 | 4.1712 | 4.2302 | 4.2822 | 4.3265 | 4.3612 | 4.3865 | 4.4193 |  | 2.894 | 2.8168 | 2.7667 | 2.8151 | 2.8635 | 2.924 | 3.0029 | 3.0863 | 3.183 | 3.2945 | 3.4298 | 3.5886 | 3.7287 | 3.864 | 3.9992 | 4.1312 | 4.287 | 4.4391 | 4.5734 | 4.6978 | 4.8152 | 4.9214 | 5.0132 | 5.1035 | 5.1858 | 5.2607 | 5.3202 | 5.3725 | 5.4207 | 5.4657 | 5.5056 | 5.542 |  | 2.8941 | 2.8213 | 2.7771 | 2.8403 | 2.9142 | 3.014 | 3.1488 | 3.3071 | 3.5124 | 3.7546 | 4.0453 | 4.4142 | 4.7021 | 4.9596 | 5.2116 | 5.5407 | 6.0733 | 6.3282 | 6.559 | 6.7751 | 6.9685 | 7.1442 | 7.2742 | 7.3895 | 7.4884 | 7.5757 | 7.6523 | 7.7193 | 7.7807 | 7.8362 | 7.8668 | 7.882 |  | 2.8941 | 2.8122 | 2.7591 | 2.8133 | 2.88 | 2.9735 | 3.106 | 3.2619 | 3.4646 | 3.7065 | 4.0976 | 4.8608 | 5.2835 | 5.5773 | 5.8642 | 6.1317 | 6.387 | 6.6311 | 6.8591 | 7.0711 | 7.2687 | 7.4483 | 7.5824 | 7.7033 | 7.8089 | 7.8678 | 7.9157 | 7.9545 | 7.9887 | 8.0176 | 8.0419 | 8.0636
Catterall Waterworks |  | 2.9592 | 2.8574 | 2.7922 | 2.8411 | 2.8849 | 2.9304 | 2.9786 | 3.0282 | 3.0832 | 3.1387 | 3.1997 | 3.2724 | 3.327 | 3.3732 | 3.4188 | 3.4612 | 3.506 | 3.5509 | 3.59 | 3.628 | 3.6601 | 3.6881 | 3.7068 | 3.7232 | 3.736 | 3.7462 | 3.7539 | 3.7596 | 3.764 | 3.767 | 3.7688 | 3.7697 |  | 2.9591 | 2.8685 | 2.8098 | 2.8305 | 2.8453 | 2.8621 | 2.8824 | 2.9059 | 2.9304 | 2.9559 | 2.9863 | 3.0182 | 3.0396 | 3.0579 | 3.0773 | 3.0963 | 3.1101 | 3.1235 | 3.1362 | 3.1511 | 3.1649 | 3.1826 | 3.1966 | 3.2091 | 3.2195 | 3.2272 | 3.2337 | 3.2382 | 3.2416 | 3.2438 | 3.2445 | 3.2441 |  | 2.9592 | 2.8571 | 2.7882 | 2.8318 | 2.8704 | 2.9099 | 2.9518 | 2.9932 | 3.0362 | 3.0791 | 3.1269 | 3.1788 | 3.2278 | 3.2725 | 3.311 | 3.3456 | 3.3863 | 3.4266 | 3.4604 | 3.4926 | 3.5208 | 3.5457 | 3.5637 | 3.5801 | 3.5931 | 3.604 | 3.6121 | 3.6176 | 3.6214 | 3.6238 | 3.6239 | 3.6227 |  | 2.9592 | 2.8575 | 2.7864 | 2.8315 | 2.8739 | 2.9212 | 2.9767 | 3.0367 | 3.1093 | 3.1876 | 3.2775 | 3.3899 | 3.4476 | 3.4833 | 3.5159 | 3.5445 | 3.587 | 3.6257 | 3.6553 | 3.6807 | 3.698 | 3.7096 | 3.7109 | 3.7089 | 3.7029 | 3.6943 | 3.6834 | 3.6705 | 3.6563 | 3.6408 | 3.6128 | 3.5819 |  | 2.9592 | 2.8529 | 2.7774 | 2.8179 | 2.8566 | 2.9015 | 2.9552 | 3.0164 | 3.092 | 3.1754 | 3.2747 | 3.3874 | 3.473 | 3.5447 | 3.6112 | 3.669 | 3.72 | 3.7668 | 3.8058 | 3.8406 | 3.8677 | 3.8881 | 3.8988 | 3.9065 | 3.9103 | 3.8833 | 3.8627 | 3.8391 | 3.8147 | 3.789 | 3.7622 | 3.735
Cecil St |  | 4.4473 | 4.3257 | 4.2361 | 4.2758 | 4.3165 | 4.3686 | 4.4371 | 4.515 | 4.6102 | 4.7171 | 4.8405 | 4.9973 | 5.1219 | 5.2334 | 5.3431 | 5.448 | 5.5647 | 5.676 | 5.7768 | 5.8711 | 5.9576 | 6.0351 | 6.0904 | 6.1395 | 6.1808 | 6.2167 | 6.2478 | 6.2744 | 6.2985 | 6.3197 | 6.3384 | 6.3555 |  | 4.4483 | 4.3529 | 4.2856 | 4.3095 | 4.332 | 4.3636 | 4.4078 | 4.4607 | 4.5242 | 4.5977 | 4.6845 | 4.7719 | 4.8022 | 4.831 | 4.8589 | 4.8864 | 4.9154 | 4.9468 | 4.9816 | 5.0182 | 5.058 | 5.1062 | 5.146 | 5.1817 | 5.2133 | 5.2433 | 5.2703 | 5.2928 | 5.3121 | 5.3278 | 5.3391 | 5.3502 |  | 4.4472 | 4.3254 | 4.2315 | 4.2643 | 4.2975 | 4.3404 | 4.3951 | 4.4558 | 4.5278 | 4.609 | 4.7042 | 4.8168 | 4.9023 | 4.9843 | 5.0672 | 5.1518 | 5.2575 | 5.3577 | 5.4457 | 5.5246 | 5.6008 | 5.6701 | 5.7232 | 5.772 | 5.8135 | 5.8509 | 5.8828 | 5.9085 | 5.9309 | 5.9502 | 5.9641 | 5.9756 |  | 4.4473 | 4.3254 | 4.2308 | 4.2715 | 4.3211 | 4.392 | 4.4923 | 4.6141 | 4.7737 | 4.9622 | 5.1866 | 5.4799 | 5.6895 | 5.8707 | 6.0475 | 6.2238 | 6.4509 | 6.6706 | 6.8707 | 7.0569 | 7.2253 | 7.3755 | 7.4871 | 7.5633 | 7.6196 | 7.6677 | 7.7084 | 7.7421 | 7.7705 | 7.7939 | 7.6694 | 7.6023 |  | 4.4473 | 4.3065 | 4.1933 | 4.215 | 4.249 | 4.3033 | 4.3891 | 4.497 | 4.645 | 4.824 | 5.052 | 5.3955 | 5.676 | 5.9279 | 6.1717 | 6.3996 | 6.618 | 6.8264 | 7.0217 | 7.2022 | 7.3223 | 7.4195 | 7.492 | 7.5542 | 7.6063 | 7.3725 | 7.3092 | 7.245 | 7.1828 | 7.1141 | 7.0416 | 6.971
Central Manchester |  | 5.825 | 5.6716 | 5.6106 | 5.7747 | 5.8735 | 5.9705 | 6.0666 | 6.1585 | 6.2476 | 6.3311 | 6.4105 | 6.489 | 6.5428 | 6.5899 | 6.6331 | 6.6718 | 6.71 | 6.7415 | 6.769 | 6.7947 | 6.8164 | 6.8361 | 6.8505 | 6.8638 | 6.8745 | 6.8835 | 6.8918 | 6.8983 | 6.9033 | 6.9068 | 6.9087 | 6.9093 |  | 5.8262 | 5.7104 | 5.6671 | 5.7997 | 5.8894 | 5.9712 | 6.0638 | 6.1655 | 6.2776 | 6.3993 | 6.5329 | 6.6549 | 6.6925 | 6.7262 | 6.7572 | 6.7856 | 6.8137 | 6.8385 | 6.8587 | 6.8787 | 6.8971 | 6.9162 | 6.9319 | 6.9472 | 6.9604 | 6.9686 | 6.9752 | 6.98 | 6.9836 | 6.9857 | 6.9867 | 6.9879 |  | 5.8248 | 5.6702 | 5.589 | 5.7561 | 5.8687 | 5.964 | 6.0578 | 6.1471 | 6.2329 | 6.3133 | 6.3897 | 6.4635 | 6.5123 | 6.5558 | 6.596 | 6.6325 | 6.6699 | 6.7035 | 6.7326 | 6.7594 | 6.7821 | 6.8017 | 6.8163 | 6.83 | 6.841 | 6.8505 | 6.8591 | 6.8659 | 6.871 | 6.8746 | 6.8764 | 6.8767 |  | 5.825 | 5.6719 | 5.5986 | 5.747 | 5.8319 | 5.9155 | 5.9992 | 6.0781 | 6.1541 | 6.2245 | 6.2904 | 6.355 | 6.3931 | 6.4237 | 6.4501 | 6.473 | 6.5003 | 6.5236 | 6.5405 | 6.5536 | 6.5623 | 6.5676 | 6.5675 | 6.5661 | 6.5614 | 6.5541 | 6.5444 | 6.5324 | 6.5184 | 6.5023 | 6.4692 | 6.4448 |  | 5.825 | 5.656 | 5.5664 | 5.7072 | 5.7783 | 5.8514 | 5.9273 | 6.0019 | 6.0773 | 6.1506 | 6.2249 | 6.3068 | 6.3784 | 6.4425 | 6.5013 | 6.5543 | 6.6037 | 6.6485 | 6.6888 | 6.726 | 6.7588 | 6.7874 | 6.81 | 6.8311 | 6.8482 | 6.8208 | 6.8281 | 6.8325 | 6.8352 | 6.8343 | 6.8307 | 6.825
Chadderton |  | 3.2135 | 3.1366 | 3.0915 | 3.1446 | 3.1989 | 3.2658 | 3.349 | 3.4417 | 3.555 | 3.683 | 3.8309 | 4.0192 | 4.1813 | 4.3283 | 4.4739 | 4.612 | 4.7637 | 4.9124 | 5.05 | 5.1804 | 5.3011 | 5.4094 | 5.4943 | 5.5717 | 5.6408 | 5.703 | 5.7569 | 5.8057 | 5.8517 | 5.8947 | 5.9353 | 5.9738 |  | 3.213 | 3.1487 | 3.1104 | 3.1384 | 3.1627 | 3.1938 | 3.2333 | 3.2764 | 3.3269 | 3.3838 | 3.4496 | 3.5224 | 3.5713 | 3.6184 | 3.6668 | 3.7154 | 3.768 | 3.8241 | 3.8835 | 3.9447 | 4.0075 | 4.0781 | 4.1405 | 4.1976 | 4.2511 | 4.3007 | 4.347 | 4.3881 | 4.4249 | 4.4565 | 4.4827 | 4.5116 |  | 3.2134 | 3.1362 | 3.0862 | 3.1322 | 3.1791 | 3.2361 | 3.3042 | 3.3782 | 3.4659 | 3.5653 | 3.6816 | 3.8201 | 3.9391 | 4.0533 | 4.1691 | 4.2843 | 4.4238 | 4.5585 | 4.6807 | 4.7935 | 4.9024 | 5.0012 | 5.0832 | 5.1599 | 5.229 | 5.2927 | 5.3472 | 5.3948 | 5.4386 | 5.4791 | 5.5141 | 5.5461 |  | 3.2135 | 3.138 | 3.0916 | 3.1502 | 3.2197 | 3.3131 | 3.4363 | 3.5833 | 3.7765 | 4.0036 | 4.2723 | 4.6174 | 4.8818 | 5.111 | 5.2165 | 5.3337 | 5.5872 | 5.834 | 6.0673 | 6.2889 | 6.497 | 6.6897 | 6.8426 | 6.8868 | 6.9221 | 6.951 | 6.9745 | 6.9931 | 7.0088 | 7.0216 | 6.9979 | 6.9582 |  | 3.2135 | 3.1247 | 3.0653 | 3.1097 | 3.1679 | 3.2504 | 3.3666 | 3.5068 | 3.6943 | 3.9181 | 4.23 | 4.763 | 5.2215 | 5.536 | 5.8096 | 6.0685 | 6.3192 | 6.5113 | 6.6317 | 6.7376 | 6.8323 | 6.9113 | 6.9671 | 7.0141 | 7.0461 | 7.0033 | 6.9859 | 6.9572 | 6.9215 | 6.8856 | 6.8475 | 6.809
Chamberhall |  | 4.0242 | 3.9778 | 3.9742 | 4.0495 | 4.1399 | 4.2549 | 4.3994 | 4.5625 | 4.7656 | 4.9944 | 5.2548 | 5.5849 | 5.8566 | 6.1 | 6.3432 | 6.5743 | 6.8292 | 7.0799 | 7.3081 | 7.5234 | 7.7199 | 7.9008 | 8.0372 | 8.1605 | 8.2687 | 8.366 | 8.4535 | 8.5322 | 8.6063 | 8.6753 | 8.7396 | 8.8011 |  | 4.0233 | 4.0087 | 4.0259 | 4.1014 | 4.1806 | 4.2722 | 4.3797 | 4.4992 | 4.6393 | 4.7965 | 4.9734 | 5.1705 | 5.2457 | 5.3174 | 5.394 | 5.4718 | 5.5511 | 5.6389 | 5.7314 | 5.8283 | 5.9291 | 6.0503 | 6.1543 | 6.2484 | 6.3348 | 6.4131 | 6.4858 | 6.55 | 6.6092 | 6.6629 | 6.7096 | 6.7535 |  | 4.0241 | 3.9765 | 3.9628 | 4.0248 | 4.0993 | 4.1948 | 4.3105 | 4.438 | 4.593 | 4.7691 | 4.9719 | 5.2112 | 5.4026 | 5.5855 | 5.7739 | 5.9636 | 6.1964 | 6.4222 | 6.6227 | 6.8064 | 6.9822 | 7.1465 | 7.2785 | 7.4014 | 7.5105 | 7.6113 | 7.7007 | 7.778 | 7.8489 | 7.914 | 7.9689 | 8.0192 |  | 4.0242 | 3.9779 | 3.9753 | 4.0634 | 4.1823 | 4.3446 | 4.562 | 4.8219 | 5.1617 | 5.5602 | 6.029 | 6.6375 | 7.091 | 7.4911 | 7.8862 | 8.2726 | 8.7463 | 9.2085 | 9.6293 | 10.0236 | 10.3809 | 10.7063 | 10.9135 | 11.021 | 11.0932 | 11.1508 | 11.1954 | 11.2286 | 11.255 | 11.2747 | 11.176 | 11.1323 |  | 4.0242 | 3.9471 | 3.9153 | 3.9729 | 4.066 | 4.1989 | 4.3881 | 4.6192 | 4.9346 | 5.3109 | 5.7795 | 6.4678 | 7.0324 | 7.538 | 8.0329 | 8.4945 | 8.9377 | 9.3642 | 9.7634 | 10.1343 | 10.4497 | 10.6408 | 10.7697 | 10.8784 | 10.9661 | 10.8449 | 10.8395 | 10.8032 | 10.7571 | 10.7138 | 10.6648 | 10.616
Chapel Wharf |  | 1.1689 | 1.1604 | 1.1589 | 1.1754 | 1.1918 | 1.2116 | 1.2358 | 1.2611 | 1.2891 | 1.3192 | 1.3547 | 1.4025 | 1.4473 | 1.489 | 1.5298 | 1.5686 | 1.6089 | 1.6493 | 1.6951 | 1.7421 | 1.7851 | 1.8168 | 1.8419 | 1.8613 | 1.8795 | 1.8963 | 1.9108 | 1.9246 | 1.938 | 1.951 | 1.9637 | 1.9763 |  | 1.1689 | 1.1664 | 1.1701 | 1.1859 | 1.2014 | 1.2195 | 1.2419 | 1.2658 | 1.292 | 1.3208 | 1.3529 | 1.3876 | 1.4083 | 1.4282 | 1.4478 | 1.4694 | 1.5005 | 1.5342 | 1.568 | 1.603 | 1.6386 | 1.6768 | 1.7138 | 1.7495 | 1.7856 | 1.8054 | 1.8244 | 1.8423 | 1.8591 | 1.8746 | 1.8887 | 1.9021 |  | 1.1689 | 1.1603 | 1.1577 | 1.1726 | 1.1876 | 1.2058 | 1.2275 | 1.2499 | 1.2744 | 1.3007 | 1.3322 | 1.3739 | 1.4128 | 1.45 | 1.4869 | 1.5228 | 1.5618 | 1.6005 | 1.6445 | 1.6894 | 1.7311 | 1.7618 | 1.7869 | 1.8065 | 1.8249 | 1.8422 | 1.857 | 1.8709 | 1.8842 | 1.8971 | 1.9094 | 1.9213 |  | 1.1689 | 1.1605 | 1.1582 | 1.1746 | 1.1919 | 1.2138 | 1.2415 | 1.2742 | 1.3195 | 1.3689 | 1.4229 | 1.4856 | 1.5396 | 1.5887 | 1.6365 | 1.7017 | 1.8293 | 1.9599 | 1.9966 | 2.0292 | 2.0587 | 2.0852 | 2.1055 | 2.1237 | 2.1395 | 2.1535 | 2.1659 | 2.1767 | 2.1866 | 2.1955 | 2.1685 | 2.1693 |  | 1.1689 | 1.1547 | 1.1468 | 1.1573 | 1.17 | 1.1885 | 1.2188 | 1.2517 | 1.2907 | 1.3343 | 1.4033 | 1.5394 | 1.6694 | 1.7862 | 1.8673 | 1.9098 | 1.9506 | 1.9903 | 2.0271 | 2.0614 | 2.093 | 2.1212 | 2.1439 | 2.1647 | 2.1833 | 2.1217 | 2.1307 | 2.138 | 2.1461 | 2.151 | 2.1545 | 2.1579
Chassen Rd |  | 3.3018 | 3.2295 | 3.2041 | 3.2952 | 3.3988 | 3.5253 | 3.6841 | 3.8624 | 4.0857 | 4.3373 | 4.626 | 4.9959 | 5.3099 | 5.5944 | 5.8796 | 6.1509 | 6.4503 | 6.7452 | 7.0165 | 7.2732 | 7.5086 | 7.6367 | 7.7128 | 7.7776 | 7.8313 | 7.8772 | 7.9158 | 7.9485 | 7.9778 | 8.0036 | 8.0263 | 8.0282 |  | 3.3007 | 3.2498 | 3.2338 | 3.2921 | 3.3514 | 3.4224 | 3.5059 | 3.5966 | 3.7017 | 3.7986 | 3.9078 | 4.029 | 4.1077 | 4.1844 | 4.2667 | 4.3505 | 4.4378 | 4.5345 | 4.6371 | 4.7444 | 4.8567 | 4.9934 | 5.1108 | 5.2179 | 5.317 | 5.4041 | 5.4855 | 5.5577 | 5.6244 | 5.6852 | 5.7382 | 5.788 |  | 3.3018 | 3.2287 | 3.1934 | 3.2684 | 3.3541 | 3.4587 | 3.5847 | 3.7223 | 3.8901 | 4.0806 | 4.302 | 4.5659 | 4.7866 | 5.0003 | 5.2211 | 5.4433 | 5.7161 | 5.9809 | 6.219 | 6.4378 | 6.6479 | 6.8435 | 6.9999 | 7.1193 | 7.162 | 7.1984 | 7.2263 | 7.2459 | 7.2611 | 7.2723 | 7.2771 | 7.2789 |  | 3.3018 | 3.23 | 3.205 | 3.3114 | 3.4495 | 3.634 | 3.8822 | 4.1801 | 4.5739 | 5.0367 | 5.4478 | 5.684 | 5.8854 | 6.0495 | 6.2025 | 6.3506 | 6.5798 | 6.7969 | 6.9891 | 7.1633 | 7.3164 | 7.4507 | 7.5515 | 7.6348 | 7.5802 | 7.5149 | 7.4412 | 7.3608 | 7.2764 | 7.1888 | 7.0032 | 6.8351 |  | 3.3018 | 3.2151 | 3.1753 | 3.2663 | 3.391 | 3.562 | 3.7994 | 4.0858 | 4.4707 | 4.9273 | 5.1866 | 5.5067 | 5.8184 | 6.0914 | 6.3482 | 6.5801 | 6.7954 | 6.9974 | 7.1806 | 7.3459 | 7.4955 | 7.625 | 7.7222 | 7.804 | 7.7489 | 7.493 | 7.3325 | 7.1677 | 7.0028 | 6.8341 | 6.6632 | 6.494
Chatsworth St |  | 3.3588 | 3.299 | 3.2688 | 3.3132 | 3.3662 | 3.4324 | 3.5166 | 3.6127 | 3.7322 | 3.8664 | 4.0206 | 4.2134 | 4.3503 | 4.4712 | 4.591 | 4.7053 | 4.8322 | 4.9581 | 5.0706 | 5.1755 | 5.2722 | 5.3583 | 5.4217 | 5.4768 | 5.524 | 5.5649 | 5.5995 | 5.6291 | 5.656 | 5.68 | 5.7015 | 5.7212 |  | 3.3584 | 3.3378 | 3.346 | 3.4044 | 3.4719 | 3.5526 | 3.6492 | 3.7596 | 3.8913 | 4.0397 | 4.2101 | 4.3642 | 4.3875 | 4.4088 | 4.4318 | 4.4564 | 4.4813 | 4.5131 | 4.5449 | 4.5784 | 4.6176 | 4.6649 | 4.7056 | 4.7375 | 4.766 | 4.7928 | 4.8164 | 4.8352 | 4.8511 | 4.864 | 4.8727 | 4.8785 |  | 3.3587 | 3.2987 | 3.2637 | 3.3002 | 3.3446 | 3.4003 | 3.4687 | 3.5452 | 3.6381 | 3.7429 | 3.8647 | 4.0067 | 4.0991 | 4.1864 | 4.2759 | 4.3672 | 4.4818 | 4.5937 | 4.6909 | 4.7781 | 4.8633 | 4.9402 | 5.0011 | 5.0559 | 5.1035 | 5.1463 | 5.1819 | 5.2106 | 5.2357 | 5.2575 | 5.2736 | 5.2871 |  | 3.3588 | 3.2991 | 3.2682 | 3.3183 | 3.3859 | 3.4773 | 3.601 | 3.7502 | 3.9451 | 4.1734 | 4.4433 | 4.7912 | 5.029 | 5.2367 | 5.4405 | 5.6442 | 5.9066 | 6.1644 | 6.3694 | 6.5001 | 6.6136 | 6.7088 | 6.774 | 6.826 | 6.8666 | 6.8988 | 6.9238 | 6.9421 | 6.9562 | 6.9663 | 6.9318 | 6.8897 |  | 3.3588 | 3.2699 | 3.2095 | 3.2296 | 3.2703 | 3.3319 | 3.4264 | 3.5459 | 3.7135 | 3.9156 | 4.1751 | 4.5678 | 4.8842 | 5.1674 | 5.4431 | 5.7008 | 5.9474 | 6.1623 | 6.3038 | 6.4289 | 6.5431 | 6.6374 | 6.7012 | 6.7538 | 6.7958 | 6.7492 | 6.7071 | 6.6679 | 6.6217 | 6.5796 | 6.5351 | 6.4903
Cheadle Heath |  | 3.8291 | 3.7303 | 3.6727 | 3.7276 | 3.7835 | 3.8518 | 3.9349 | 4.0271 | 4.1397 | 4.2646 | 4.4062 | 4.5844 | 4.7366 | 4.8729 | 5.0086 | 5.1378 | 5.2806 | 5.4199 | 5.5469 | 5.6659 | 5.7745 | 5.8752 | 5.9505 | 6.0171 | 6.0753 | 6.1274 | 6.1745 | 6.2165 | 6.2557 | 6.2917 | 6.3248 | 6.3561 |  | 3.8285 | 3.7478 | 3.7012 | 3.7308 | 3.7561 | 3.7886 | 3.8278 | 3.8716 | 3.9238 | 3.9819 | 4.0479 | 4.1207 | 4.1606 | 4.1984 | 4.2382 | 4.2788 | 4.3206 | 4.3656 | 4.4136 | 4.4633 | 4.5152 | 4.5787 | 4.633 | 4.6816 | 4.7263 | 4.7637 | 4.7979 | 4.8274 | 4.854 | 4.8775 | 4.8973 | 4.9163 |  | 3.8291 | 3.7299 | 3.6674 | 3.7144 | 3.7617 | 3.8194 | 3.8867 | 3.9592 | 4.0453 | 4.1409 | 4.2504 | 4.3779 | 4.4855 | 4.588 | 4.6929 | 4.7987 | 4.9289 | 5.0539 | 5.1651 | 5.2661 | 5.3628 | 5.4539 | 5.5262 | 5.5923 | 5.6506 | 5.7043 | 5.7522 | 5.7931 | 5.8302 | 5.8638 | 5.8912 | 5.9159 |  | 3.8291 | 3.7301 | 3.6683 | 3.726 | 3.7937 | 3.8848 | 4.0058 | 4.1498 | 4.3375 | 4.557 | 4.8158 | 5.1523 | 5.406 | 5.6289 | 5.8482 | 6.0619 | 6.3235 | 6.5771 | 6.8074 | 7.0218 | 7.1482 | 7.2542 | 7.3368 | 7.4083 | 7.4704 | 7.5086 | 7.5099 | 7.5053 | 7.4968 | 7.4846 | 7.3374 | 7.2771 |  | 3.8291 | 3.717 | 3.6425 | 3.6873 | 3.7448 | 3.8251 | 3.9371 | 4.0732 | 4.2567 | 4.4744 | 4.7444 | 5.1369 | 5.4582 | 5.7454 | 6.0254 | 6.2864 | 6.5372 | 6.7769 | 7.0011 | 7.2082 | 7.4023 | 7.5088 | 7.5468 | 7.5746 | 7.5929 | 7.342 | 7.2986 | 7.2509 | 7.2052 | 7.1515 | 7.0932 | 7.0365
Cheadle Hulme |  | 5.0693 | 4.958 | 4.9022 | 4.9863 | 5.0781 | 5.1961 | 5.3489 | 5.5238 | 5.7443 | 5.9949 | 6.2859 | 6.6582 | 6.9721 | 7.2523 | 7.5313 | 7.7972 | 8.0923 | 8.3814 | 8.6452 | 8.8935 | 9.121 | 9.3034 | 9.3721 | 9.4277 | 9.4726 | 9.5107 | 9.5447 | 9.5729 | 9.5979 | 9.6192 | 9.6372 | 9.6366 |  | 5.0681 | 4.985 | 4.9449 | 4.9933 | 5.04 | 5.1002 | 5.1751 | 5.2587 | 5.3585 | 5.4708 | 5.6001 | 5.7441 | 5.8252 | 5.9035 | 5.9863 | 6.0703 | 6.1569 | 6.2511 | 6.3509 | 6.4549 | 6.5628 | 6.6922 | 6.8041 | 6.9055 | 6.9991 | 7.0821 | 7.1555 | 7.2179 | 7.2746 | 7.3251 | 7.3681 | 7.4108 |  | 5.0692 | 4.9573 | 4.8924 | 4.9612 | 5.0369 | 5.1339 | 5.2549 | 5.39 | 5.5558 | 5.7456 | 5.9689 | 6.2347 | 6.4525 | 6.6608 | 6.8754 | 7.0923 | 7.3607 | 7.6195 | 7.8499 | 8.0603 | 8.2623 | 8.417 | 8.501 | 8.579 | 8.6474 | 8.7081 | 8.7556 | 8.7951 | 8.8303 | 8.8622 | 8.8885 | 8.9118 |  | 5.0693 | 4.9573 | 4.8991 | 4.9959 | 5.1224 | 5.2988 | 5.5415 | 5.8367 | 6.2271 | 6.6874 | 7.0733 | 7.4361 | 7.6964 | 7.918 | 8.1284 | 8.4438 | 8.8758 | 9.1198 | 9.3388 | 9.5391 | 9.7169 | 9.8754 | 9.9967 | 10.1011 | 10.1906 | 10.2686 | 10.3364 | 10.3946 | 10.4465 | 10.4922 | 10.2597 | 10.0784 |  | 5.0693 | 4.9365 | 4.8576 | 4.9334 | 5.0425 | 5.2001 | 5.4258 | 5.7042 | 6.0832 | 6.5356 | 6.9439 | 7.847 | 8.1949 | 8.5114 | 8.8042 | 9.074 | 9.3294 | 9.571 | 9.7941 | 9.9981 | 10.187 | 10.3542 | 10.4838 | 10.5988 | 10.6999 | 10.434 | 10.4185 | 10.3948 | 10.2364 | 10.0586 | 9.8741 | 9.6945
Cheetham Hill |  | 4.0745 | 4.0462 | 4.0373 | 4.086 | 4.1493 | 4.2396 | 4.368 | 4.5137 | 4.6897 | 4.8942 | 5.1432 | 5.4675 | 5.7588 | 5.9677 | 6.168 | 6.3583 | 6.567 | 6.7725 | 6.9609 | 7.1394 | 7.3029 | 7.4538 | 7.5672 | 7.6679 | 7.7567 | 7.8381 | 7.9156 | 7.9865 | 8.0538 | 8.117 | 8.1761 | 8.2332 |  | 4.0737 | 4.0581 | 4.0577 | 4.0928 | 4.1319 | 4.1866 | 4.2682 | 4.3569 | 4.4554 | 4.5694 | 4.7062 | 4.8558 | 4.9729 | 5.0862 | 5.1985 | 5.3114 | 5.4246 | 5.5017 | 5.5811 | 5.6635 | 5.7482 | 5.8468 | 5.9332 | 6.0137 | 6.0892 | 6.1431 | 6.1921 | 6.2345 | 6.2727 | 6.3064 | 6.3356 | 6.3673 |  | 4.0744 | 4.0457 | 4.0307 | 4.0692 | 4.1212 | 4.1975 | 4.3049 | 4.4244 | 4.5645 | 4.7293 | 4.9345 | 5.1896 | 5.4206 | 5.5837 | 5.7422 | 5.9007 | 6.0922 | 6.2781 | 6.445 | 6.5989 | 6.7459 | 6.8835 | 6.9929 | 7.0925 | 7.1814 | 7.2647 | 7.343 | 7.4121 | 7.4764 | 7.5361 | 7.5873 | 7.6353 |  | 4.0745 | 4.0492 | 4.044 | 4.1062 | 4.1959 | 4.3297 | 4.519 | 4.7504 | 5.0626 | 5.4307 | 5.8684 | 6.3779 | 6.745 | 6.9511 | 7.0964 | 7.2412 | 7.449 | 7.6484 | 7.8274 | 7.9924 | 8.14 | 8.2717 | 8.374 | 8.4648 | 8.5438 | 8.6134 | 8.669 | 8.704 | 8.7341 | 8.7595 | 8.5236 | 8.4942 |  | 4.0745 | 4.0251 | 3.9966 | 4.0353 | 4.1073 | 4.2237 | 4.4095 | 4.6313 | 4.9207 | 5.2687 | 5.7228 | 6.2722 | 6.7202 | 7.0616 | 7.2758 | 7.4698 | 7.6515 | 7.8224 | 7.9769 | 8.1161 | 8.2408 | 8.3478 | 8.4266 | 8.4961 | 8.5542 | 8.0692 | 8.0584 | 8.0404 | 8.0319 | 8.0046 | 7.9698 | 7.9386
Chester Rd T11 & T12 |  | 4.1137 | 3.9833 | 3.8986 | 3.9623 | 4.0131 | 4.0654 | 4.1196 | 4.1714 | 4.2261 | 4.2821 | 4.3393 | 4.4044 | 4.4517 | 4.4937 | 4.5345 | 4.5725 | 4.6352 | 4.6972 | 4.7554 | 4.8099 | 4.861 | 4.91 | 4.9352 | 4.9485 | 4.9595 | 4.9684 | 4.9752 | 4.9805 | 4.9845 | 4.9873 | 4.9891 | 4.9897 |  | 4.1141 | 4.0026 | 3.9331 | 3.9675 | 3.9907 | 4.0183 | 4.0504 | 4.0851 | 4.1252 | 4.1703 | 4.22 | 4.2759 | 4.2932 | 4.309 | 4.325 | 4.3407 | 4.3555 | 4.372 | 4.3886 | 4.4044 | 4.4202 | 4.4395 | 4.4548 | 4.4687 | 4.481 | 4.4876 | 4.4927 | 4.4961 | 4.4981 | 4.4988 | 4.4983 | 4.4981 |  | 4.1136 | 3.9832 | 3.896 | 3.9566 | 4.0041 | 4.0526 | 4.1012 | 4.1472 | 4.1944 | 4.2421 | 4.2901 | 4.3418 | 4.3783 | 4.412 | 4.4454 | 4.4778 | 4.5135 | 4.5484 | 4.5793 | 4.6062 | 4.6312 | 4.6546 | 4.6714 | 4.6859 | 4.6978 | 4.7082 | 4.7174 | 4.7244 | 4.7301 | 4.7343 | 4.7366 | 4.7378 |  | 4.1137 | 3.9833 | 3.8897 | 3.9456 | 3.9899 | 4.0377 | 4.09 | 4.1419 | 4.2007 | 4.2638 | 4.3315 | 4.4134 | 4.467 | 4.5126 | 4.5562 | 4.5982 | 4.6732 | 4.7466 | 4.8109 | 4.8489 | 4.8818 | 4.9101 | 4.9307 | 4.9475 | 4.9608 | 4.9712 | 4.9789 | 4.9841 | 4.9872 | 4.9884 | 4.9315 | 4.904 |  | 4.1137 | 3.9759 | 3.875 | 3.9233 | 3.9611 | 4.0044 | 4.0557 | 4.1086 | 4.1706 | 4.2395 | 4.3186 | 4.4506 | 4.5603 | 4.6616 | 4.7519 | 4.8179 | 4.8784 | 4.9367 | 4.9899 | 5.0377 | 5.0802 | 5.1168 | 5.1459 | 5.1719 | 5.1942 | 5.0963 | 5.0831 | 5.0686 | 5.0545 | 5.0367 | 5.0168 | 4.9966
Chester Rd T13 |  | 1.0686 | 1.0407 | 1.0232 | 1.0402 | 1.055 | 1.0711 | 1.0888 | 1.1066 | 1.1264 | 1.1473 | 1.1699 | 1.1969 | 1.2143 | 1.2299 | 1.2452 | 1.2597 | 1.2749 | 1.29 | 1.304 | 1.317 | 1.3289 | 1.3395 | 1.3468 | 1.3526 | 1.3575 | 1.3618 | 1.366 | 1.3696 | 1.3728 | 1.3756 | 1.3781 | 1.3802 |  | 1.0686 | 1.048 | 1.0376 | 1.0519 | 1.0646 | 1.0796 | 1.097 | 1.1159 | 1.1376 | 1.159 | 1.18 | 1.2035 | 1.2129 | 1.2218 | 1.2307 | 1.2375 | 1.2447 | 1.2528 | 1.2611 | 1.2694 | 1.278 | 1.2882 | 1.2965 | 1.3027 | 1.3086 | 1.3109 | 1.3126 | 1.3137 | 1.3143 | 1.3144 | 1.3141 | 1.3144 |  | 1.0686 | 1.0406 | 1.0227 | 1.0389 | 1.053 | 1.068 | 1.0841 | 1.1 | 1.117 | 1.1349 | 1.1542 | 1.1764 | 1.1903 | 1.2027 | 1.2152 | 1.2275 | 1.2417 | 1.2555 | 1.2681 | 1.2795 | 1.2903 | 1.3002 | 1.3073 | 1.3131 | 1.3181 | 1.3226 | 1.3269 | 1.3305 | 1.3336 | 1.3363 | 1.3383 | 1.3399 |  | 1.0686 | 1.0406 | 1.0212 | 1.0369 | 1.0512 | 1.0678 | 1.0874 | 1.1085 | 1.1345 | 1.163 | 1.1933 | 1.2301 | 1.2538 | 1.2744 | 1.2945 | 1.314 | 1.338 | 1.3615 | 1.3826 | 1.4018 | 1.4188 | 1.434 | 1.4444 | 1.4533 | 1.4603 | 1.4661 | 1.4707 | 1.4741 | 1.4768 | 1.4788 | 1.457 | 1.4508 |  | 1.0686 | 1.0372 | 1.0144 | 1.0265 | 1.0375 | 1.0512 | 1.0689 | 1.0877 | 1.1105 | 1.1364 | 1.1667 | 1.2085 | 1.2421 | 1.2722 | 1.3014 | 1.3285 | 1.3541 | 1.3788 | 1.4016 | 1.4225 | 1.4415 | 1.4584 | 1.4709 | 1.482 | 1.4915 | 1.4325 | 1.4313 | 1.4289 | 1.4276 | 1.4236 | 1.4185 | 1.4137
Chorley South |  | 3.718 | 3.6563 | 3.6398 | 3.7531 | 3.8753 | 4.0192 | 4.1923 | 4.3816 | 4.6121 | 4.8674 | 5.1594 | 5.5245 | 5.8357 | 6.1106 | 6.3344 | 6.5384 | 6.7737 | 7.0001 | 7.1961 | 7.374 | 7.5319 | 7.6679 | 7.7672 | 7.8564 | 7.9325 | 7.9986 | 8.0532 | 8.1009 | 8.145 | 8.1853 | 8.2227 | 8.2391 |  | 3.717 | 3.6796 | 3.6781 | 3.7552 | 3.8278 | 3.9113 | 4.01 | 4.1158 | 4.2379 | 4.3714 | 4.5229 | 4.6881 | 4.7795 | 4.8678 | 4.9585 | 5.051 | 5.1429 | 5.2437 | 5.3499 | 5.459 | 5.5724 | 5.702 | 5.8141 | 5.9173 | 6.012 | 6.0992 | 6.1809 | 6.2538 | 6.3215 | 6.3836 | 6.4383 | 6.4889 |  | 3.718 | 3.6555 | 3.6294 | 3.7271 | 3.8323 | 3.9555 | 4.0999 | 4.2511 | 4.4299 | 4.6282 | 4.8573 | 5.1235 | 5.3477 | 5.5639 | 5.7836 | 5.9905 | 6.1977 | 6.3939 | 6.5578 | 6.7009 | 6.8332 | 6.9472 | 7.0339 | 7.1134 | 7.1803 | 7.2388 | 7.2844 | 7.3204 | 7.3513 | 7.3778 | 7.3974 | 7.4136 |  | 3.718 | 3.6582 | 3.6422 | 3.7696 | 3.9236 | 4.1198 | 4.3734 | 4.584 | 4.8227 | 5.0847 | 5.3843 | 5.7563 | 6.0489 | 6.3008 | 6.5393 | 6.7918 | 7.0727 | 7.2495 | 7.3956 | 7.5192 | 7.6183 | 7.6948 | 7.7385 | 7.7689 | 7.7871 | 7.7967 | 7.7993 | 7.7961 | 7.7895 | 7.7797 | 7.6873 | 7.6115 |  | 3.718 | 3.6395 | 3.6047 | 3.7126 | 3.8496 | 4.029 | 4.262 | 4.4424 | 4.6651 | 4.9135 | 5.2416 | 5.7001 | 6.0393 | 6.297 | 6.5294 | 6.7301 | 6.907 | 7.062 | 7.1936 | 7.303 | 7.3943 | 7.4623 | 7.4984 | 7.5235 | 7.5372 | 7.3797 | 7.3119 | 7.2394 | 7.1678 | 7.0908 | 7.0113 | 6.9327
Chorlton |  | 1.7279 | 1.7036 | 1.6971 | 1.7394 | 1.7881 | 1.8483 | 1.9238 | 2.0088 | 2.1132 | 2.2303 | 2.364 | 2.5326 | 2.6736 | 2.8012 | 2.9285 | 3.0493 | 3.1824 | 3.3131 | 3.4329 | 3.5461 | 3.6496 | 3.7452 | 3.8173 | 3.8825 | 3.94 | 3.9923 | 4.0406 | 4.0846 | 4.1262 | 4.1653 | 4.2019 | 4.2372 |  | 1.7274 | 1.717 | 1.72 | 1.7549 | 1.7922 | 1.8332 | 1.8749 | 1.9205 | 1.9735 | 2.0322 | 2.0981 | 2.1708 | 2.2141 | 2.254 | 2.2952 | 2.3364 | 2.3792 | 2.4256 | 2.4738 | 2.5241 | 2.576 | 2.6373 | 2.6904 | 2.7395 | 2.7851 | 2.8229 | 2.8579 | 2.8888 | 2.917 | 2.9423 | 2.9644 | 2.9868 |  | 1.7279 | 1.7032 | 1.6925 | 1.7278 | 1.7689 | 1.8197 | 1.8811 | 1.9487 | 2.0294 | 2.1204 | 2.2253 | 2.3487 | 2.4498 | 2.5472 | 2.6471 | 2.7469 | 2.8687 | 2.9867 | 3.0923 | 3.1894 | 3.2821 | 3.3691 | 3.4386 | 3.5033 | 3.5608 | 3.6145 | 3.6635 | 3.7064 | 3.7462 | 3.783 | 3.8145 | 3.8438 |  | 1.7279 | 1.7036 | 1.6974 | 1.7461 | 1.8096 | 1.8943 | 2.0078 | 2.1435 | 2.3201 | 2.5268 | 2.7703 | 3.0855 | 3.3219 | 3.5317 | 3.7083 | 3.8048 | 3.945 | 4.0788 | 4.1992 | 4.3101 | 4.4092 | 4.4976 | 4.5662 | 4.6272 | 4.6803 | 4.7274 | 4.7271 | 4.7081 | 4.6864 | 4.6622 | 4.5289 | 4.4612 |  | 1.7279 | 1.6934 | 1.677 | 1.7151 | 1.7693 | 1.8439 | 1.9481 | 2.0742 | 2.2426 | 2.442 | 2.6878 | 3.042 | 3.3314 | 3.5906 | 3.844 | 4.0799 | 4.2282 | 4.3509 | 4.4403 | 4.5204 | 4.5922 | 4.6535 | 4.6982 | 4.7375 | 4.7703 | 4.5459 | 4.5368 | 4.5239 | 4.5033 | 4.4376 | 4.3693 | 4.3025
Church |  | 1.3811 | 1.3576 | 1.3519 | 1.3651 | 1.382 | 1.4077 | 1.4432 | 1.4844 | 1.5375 | 1.5987 | 1.6704 | 1.7624 | 1.8407 | 1.91 | 1.9796 | 2.0453 | 2.118 | 2.1891 | 2.2543 | 2.316 | 2.3725 | 2.4241 | 2.4636 | 2.5006 | 2.5332 | 2.5625 | 2.5873 | 2.6096 | 2.6305 | 2.6501 | 2.6684 | 2.6858 |  | 1.3809 | 1.3654 | 1.362 | 1.3776 | 1.389 | 1.4053 | 1.4266 | 1.4509 | 1.4803 | 1.5139 | 1.5531 | 1.5966 | 1.6177 | 1.6372 | 1.6584 | 1.6794 | 1.7013 | 1.7251 | 1.7509 | 1.7782 | 1.8064 | 1.8395 | 1.8675 | 1.8931 | 1.9164 | 1.9412 | 1.9644 | 1.9853 | 2.0044 | 2.0217 | 2.0365 | 2.05 |  | 1.3811 | 1.3572 | 1.346 | 1.3583 | 1.3707 | 1.391 | 1.4183 | 1.4494 | 1.4888 | 1.5349 | 1.59 | 1.656 | 1.7112 | 1.7632 | 1.8171 | 1.8708 | 1.9371 | 2.001 | 2.0581 | 2.1107 | 2.1611 | 2.2078 | 2.2459 | 2.2827 | 2.3155 | 2.3457 | 2.371 | 2.3927 | 2.4127 | 2.431 | 2.4465 | 2.4606 |  | 1.3811 | 1.358 | 1.3526 | 1.3705 | 1.3962 | 1.4365 | 1.4938 | 1.564 | 1.6581 | 1.7702 | 1.9041 | 2.0789 | 2.2114 | 2.3276 | 2.4427 | 2.5801 | 2.7102 | 2.8205 | 2.9254 | 3.0251 | 3.1185 | 3.1921 | 3.1994 | 3.2017 | 3.1998 | 3.1947 | 3.187 | 3.1771 | 3.1655 | 3.1524 | 3.1051 | 3.0567 |  | 1.3811 | 1.3485 | 1.3338 | 1.3382 | 1.3558 | 1.3862 | 1.4343 | 1.4953 | 1.5817 | 1.6869 | 1.8475 | 2.1485 | 2.3975 | 2.5465 | 2.6929 | 2.8293 | 2.9603 | 3.0856 | 3.126 | 3.1571 | 3.1814 | 3.1967 | 3.201 | 3.2014 | 3.1977 | 3.127 | 3.0772 | 3.0278 | 2.9777 | 2.9276 | 2.8768 | 2.8265
Circle Sq* |  | 0 | 0 | 0 | 0 | 0 | 0 | 0 | 0 | 0 | 0 | 0 | 0 | 0 | 0 | 0 | 0 | 0 | 0 | 0 | 0 | 0 | 0 | 0 | 0 | 0 | 0 | 0 | 0 | 0 | 0 | 0 | 0 |  | 0 | 0 | 0 | 0 | 0 | 0 | 0 | 0 | 0 | 0 | 0 | 0 | 0 | 0 | 0 | 0 | 0 | 0 | 0 | 0 | 0 | 0 | 0 | 0 | 0 | 0 | 0 | 0 | 0 | 0 | 0 | 0 |  | 0 | 0 | 0 | 0 | 0 | 0 | 0 | 0 | 0 | 0 | 0 | 0 | 0 | 0 | 0 | 0 | 0 | 0 | 0 | 0 | 0 | 0 | 0 | 0 | 0 | 0 | 0 | 0 | 0 | 0 | 0 | 0 |  | 0 | 0 | 0 | 0 | 0 | 0 | 0 | 0 | 0 | 0 | 0 | 0 | 0 | 0 | 0 | 0 | 0 | 0 | 0 | 0 | 0 | 0 | 0 | 0 | 0 | 0 | 0 | 0 | 0 | 0 | 0 | 0 |  | 0 | 0 | 0 | 0 | 0 | 0 | 0 | 0 | 0 | 0 | 0 | 0 | 0 | 0 | 0 | 0 | 0 | 0 | 0 | 0 | 0 | 0 | 0 | 0 | 0 | 0 | 0 | 0 | 0 | 0 | 0 | 0
Clarendon Rd |  | 3.021 | 2.9605 | 2.93 | 2.9845 | 3.0452 | 3.1241 | 3.2261 | 3.3382 | 3.4791 | 3.6392 | 3.8222 | 4.0556 | 4.254 | 4.4329 | 4.6108 | 4.7797 | 4.9671 | 5.1505 | 5.3182 | 5.4765 | 5.6207 | 5.7536 | 5.8526 | 5.9417 | 6.0196 | 6.0894 | 6.1517 | 6.2075 | 6.2597 | 6.2865 | 6.3097 | 6.3082 |  | 3.0203 | 2.9818 | 2.9587 | 2.9875 | 3.0158 | 3.0527 | 3.0998 | 3.1511 | 3.2132 | 3.2835 | 3.3641 | 3.4537 | 3.5068 | 3.5585 | 3.6123 | 3.6665 | 3.7244 | 3.7872 | 3.8543 | 3.9229 | 3.9912 | 4.0746 | 4.1455 | 4.2097 | 4.2688 | 4.3208 | 4.3692 | 4.4116 | 4.4504 | 4.4853 | 4.5145 | 4.5436 |  | 3.021 | 2.96 | 2.9234 | 2.9679 | 3.0174 | 3.0826 | 3.1642 | 3.2506 | 3.3567 | 3.4781 | 3.6175 | 3.7838 | 3.9232 | 4.0574 | 4.1948 | 4.3327 | 4.5034 | 4.6679 | 4.8147 | 4.9492 | 5.0775 | 5.1616 | 5.2138 | 5.2591 | 5.2961 | 5.3277 | 5.3518 | 5.3692 | 5.3831 | 5.394 | 5.3998 | 5.4033 |  | 3.021 | 2.9609 | 2.9307 | 2.9951 | 3.0785 | 3.1949 | 3.3516 | 3.5395 | 3.7869 | 4.047 | 4.2389 | 4.4843 | 4.6752 | 4.8371 | 4.9905 | 5.1528 | 5.4584 | 5.7537 | 5.9826 | 6.1635 | 6.3257 | 6.4723 | 6.5875 | 6.6899 | 6.7808 | 6.863 | 6.9376 | 7.0049 | 7.0574 | 7.0361 | 6.941 | 6.8406 |  | 3.021 | 2.9413 | 2.8919 | 2.9367 | 3.0041 | 3.1028 | 3.2469 | 3.4208 | 3.6587 | 3.9044 | 4.1173 | 4.5441 | 4.9204 | 5.2531 | 5.5063 | 5.7397 | 5.9621 | 6.1729 | 6.3691 | 6.5507 | 6.718 | 6.8669 | 6.9848 | 7.0924 | 7.1892 | 7.1351 | 7.0344 | 6.9332 | 6.8254 | 6.7239 | 6.6207 | 6.5185
Claughton |  | 1.2342 | 1.203 | 1.1844 | 1.2031 | 1.2232 | 1.2491 | 1.2812 | 1.3169 | 1.3613 | 1.41 | 1.4655 | 1.5365 | 1.5961 | 1.6489 | 1.7011 | 1.7501 | 1.8041 | 1.8575 | 1.9074 | 1.9554 | 1.9996 | 2.0377 | 2.0655 | 2.0892 | 2.1096 | 2.1274 | 2.143 | 2.1568 | 2.1694 | 2.181 | 2.1915 | 2.2014 |  | 1.234 | 1.2106 | 1.1976 | 1.2102 | 1.2227 | 1.2394 | 1.2596 | 1.2803 | 1.3012 | 1.3238 | 1.3494 | 1.3774 | 1.3922 | 1.4055 | 1.4192 | 1.433 | 1.4483 | 1.4656 | 1.4837 | 1.5031 | 1.5239 | 1.5487 | 1.5707 | 1.5903 | 1.6084 | 1.6213 | 1.633 | 1.6431 | 1.6522 | 1.6602 | 1.6668 | 1.673 |  | 1.2342 | 1.2029 | 1.1824 | 1.198 | 1.2148 | 1.2366 | 1.2626 | 1.2909 | 1.3251 | 1.3626 | 1.4058 | 1.4576 | 1.5001 | 1.5401 | 1.5807 | 1.6207 | 1.67 | 1.718 | 1.762 | 1.8032 | 1.8428 | 1.8774 | 1.9042 | 1.9276 | 1.9482 | 1.967 | 1.9832 | 1.9969 | 2.0091 | 2.0201 | 2.0288 | 2.0366 |  | 1.2342 | 1.2029 | 1.1834 | 1.2038 | 1.2289 | 1.264 | 1.3109 | 1.3673 | 1.4426 | 1.5292 | 1.6306 | 1.7611 | 1.8591 | 1.9448 | 1.981 | 2.0025 | 2.0357 | 2.067 | 2.0936 | 2.1173 | 2.1377 | 2.1501 | 2.1505 | 2.1487 | 2.1451 | 2.1402 | 2.1344 | 2.1277 | 2.1206 | 2.1131 | 2.0912 | 2.0734 |  | 1.2342 | 1.1976 | 1.1729 | 1.1879 | 1.2085 | 1.2393 | 1.2841 | 1.338 | 1.4102 | 1.4946 | 1.597 | 1.7415 | 1.8364 | 1.8792 | 1.9182 | 1.9523 | 1.9835 | 2.0125 | 2.0379 | 2.0604 | 2.069 | 2.0732 | 2.073 | 2.0709 | 2.0672 | 2.0285 | 2.0125 | 1.9959 | 1.9795 | 1.9622 | 1.9445 | 1.927
Cleveleys |  | 3.3573 | 3.3008 | 3.2814 | 3.3507 | 3.4336 | 3.5401 | 3.6808 | 3.8433 | 4.048 | 4.2809 | 4.5528 | 4.8961 | 5.1838 | 5.4428 | 5.7027 | 5.9495 | 6.2229 | 6.4921 | 6.7374 | 6.9704 | 7.1827 | 7.378 | 7.5236 | 7.6544 | 7.7687 | 7.8717 | 7.9652 | 8.0493 | 8.1284 | 8.202 | 8.2705 | 8.3361 |  | 3.3562 | 3.3244 | 3.3176 | 3.3653 | 3.4177 | 3.4822 | 3.5627 | 3.6526 | 3.7583 | 3.8769 | 4.0075 | 4.129 | 4.1999 | 4.2676 | 4.3407 | 4.4148 | 4.4916 | 4.5769 | 4.6667 | 4.7623 | 4.8612 | 4.9816 | 5.0847 | 5.1789 | 5.2657 | 5.3373 | 5.4033 | 5.4606 | 5.5126 | 5.5588 | 5.5981 | 5.637 |  | 3.3572 | 3.3001 | 3.2717 | 3.3267 | 3.3934 | 3.48 | 3.5908 | 3.7159 | 3.8696 | 4.0461 | 4.253 | 4.4977 | 4.6988 | 4.8921 | 5.0922 | 5.2935 | 5.5421 | 5.7833 | 5.9977 | 6.1954 | 6.3842 | 6.5605 | 6.7003 | 6.8297 | 6.9439 | 7.0498 | 7.1445 | 7.2261 | 7.3009 | 7.3695 | 7.4267 | 7.4792 |  | 3.3573 | 3.3007 | 3.2822 | 3.3676 | 3.4846 | 3.648 | 3.8746 | 4.1502 | 4.5143 | 4.9436 | 5.4553 | 6.124 | 6.6236 | 6.956 | 7.1296 | 7.343 | 7.8307 | 8.3069 | 8.5939 | 8.8261 | 9.0233 | 9.1909 | 9.3028 | 9.3928 | 9.4625 | 9.4768 | 9.3867 | 9.2778 | 9.1641 | 9.0462 | 8.6744 | 8.4917 |  | 3.3573 | 3.2816 | 3.244 | 3.3104 | 3.4114 | 3.5572 | 3.7665 | 4.0234 | 4.3729 | 4.7899 | 5.3073 | 6.053 | 6.6587 | 7.1988 | 7.6358 | 8.0036 | 8.2986 | 8.5702 | 8.8116 | 9.0252 | 9.2131 | 9.369 | 9.4346 | 9.4702 | 9.3877 | 8.7963 | 8.6264 | 8.4491 | 8.2804 | 8.0953 | 7.9038 | 7.7173
Clifton Junction |  | 2.9017 | 2.8311 | 2.792 | 2.8406 | 2.8847 | 2.9358 | 2.9967 | 3.0613 | 3.1379 | 3.2222 | 3.3163 | 3.4325 | 3.5344 | 3.6265 | 3.7177 | 3.8041 | 3.8984 | 3.9913 | 4.0747 | 4.1533 | 4.2251 | 4.2916 | 4.3425 | 4.3886 | 4.4293 | 4.4662 | 4.5 | 4.5305 | 4.5592 | 4.5858 | 4.6105 | 4.6339 |  | 2.9013 | 2.8414 | 2.8078 | 2.8319 | 2.8484 | 2.869 | 2.896 | 2.925 | 2.9585 | 2.9962 | 3.0385 | 3.0836 | 3.1164 | 3.1478 | 3.18 | 3.2118 | 3.244 | 3.2786 | 3.3139 | 3.3502 | 3.3872 | 3.4292 | 3.4657 | 3.4991 | 3.5301 | 3.5563 | 3.5804 | 3.6014 | 3.6202 | 3.6366 | 3.6505 | 3.6653 |  | 2.9016 | 2.8308 | 2.7878 | 2.8318 | 2.8722 | 2.9172 | 2.9685 | 3.0214 | 3.0821 | 3.1488 | 3.2235 | 3.3092 | 3.3843 | 3.4562 | 3.5289 | 3.6012 | 3.6879 | 3.7722 | 3.8461 | 3.9138 | 3.9784 | 4.039 | 4.0882 | 4.1339 | 4.1746 | 4.2124 | 4.2465 | 4.2763 | 4.3037 | 4.3288 | 4.35 | 4.3694 |  | 2.9017 | 2.8315 | 2.7887 | 2.8384 | 2.8887 | 2.9527 | 3.0346 | 3.1293 | 3.2502 | 3.3905 | 3.5543 | 3.7638 | 3.925 | 4.0674 | 4.1766 | 4.2549 | 4.4089 | 4.5571 | 4.6948 | 4.8253 | 4.9466 | 5.0592 | 5.1585 | 5.2451 | 5.2898 | 5.3302 | 5.3337 | 5.3314 | 5.3271 | 5.3208 | 5.2293 | 5.1819 |  | 2.9017 | 2.8235 | 2.773 | 2.8157 | 2.8612 | 2.9192 | 2.9971 | 3.0892 | 3.2101 | 3.3526 | 3.5264 | 3.7729 | 3.9761 | 4.1586 | 4.3361 | 4.5013 | 4.6599 | 4.8114 | 4.9524 | 5.083 | 5.2055 | 5.3167 | 5.4013 | 5.4776 | 5.5447 | 5.398 | 5.3604 | 5.3205 | 5.2802 | 5.2378 | 5.1929 | 5.1491
Clover Hill |  | 2.444 | 2.4003 | 2.3771 | 2.4129 | 2.4559 | 2.5142 | 2.5889 | 2.6764 | 2.7868 | 2.9127 | 3.0587 | 3.2457 | 3.4005 | 3.5388 | 3.6774 | 3.8018 | 3.9174 | 4.0302 | 4.1315 | 4.199 | 4.258 | 4.3096 | 4.3475 | 4.3792 | 4.4063 | 4.4294 | 4.4482 | 4.464 | 4.4781 | 4.4905 | 4.5015 | 4.4971 |  | 2.4438 | 2.4143 | 2.4027 | 2.4239 | 2.447 | 2.4792 | 2.5197 | 2.5678 | 2.6251 | 2.6908 | 2.7673 | 2.8527 | 2.898 | 2.9404 | 2.9854 | 3.0306 | 3.0784 | 3.1234 | 3.1692 | 3.2178 | 3.2686 | 3.3312 | 3.3853 | 3.4333 | 3.4777 | 3.5191 | 3.5579 | 3.5924 | 3.6242 | 3.6534 | 3.6787 | 3.7014 |  | 2.4439 | 2.3999 | 2.3721 | 2.3991 | 2.4309 | 2.4778 | 2.5374 | 2.6072 | 2.6896 | 2.7845 | 2.8961 | 3.0291 | 3.1367 | 3.2392 | 3.3452 | 3.4516 | 3.5832 | 3.6995 | 3.7562 | 3.806 | 3.8511 | 3.8896 | 3.9182 | 3.9422 | 3.9619 | 3.9782 | 3.989 | 3.996 | 4.0009 | 4.004 | 4.0043 | 4.0032 |  | 2.444 | 2.4014 | 2.3777 | 2.4213 | 2.482 | 2.5701 | 2.6909 | 2.8401 | 3.0382 | 3.2732 | 3.394 | 3.5493 | 3.6605 | 3.7525 | 3.8398 | 3.9467 | 4.1803 | 4.3429 | 4.4916 | 4.6309 | 4.7571 | 4.8708 | 4.9671 | 5.0522 | 5.1297 | 5.2012 | 5.2671 | 5.3204 | 5.3691 | 5.4142 | 5.4337 | 5.4145 |  | 2.444 | 2.3843 | 2.3455 | 2.373 | 2.4205 | 2.4937 | 2.6009 | 2.7363 | 2.9229 | 3.1481 | 3.3031 | 3.6409 | 3.8674 | 4.075 | 4.2563 | 4.4207 | 4.5763 | 4.7229 | 4.8549 | 4.9767 | 5.089 | 5.1873 | 5.2662 | 5.3364 | 5.3995 | 5.4166 | 5.4004 | 5.3819 | 5.3609 | 5.3393 | 5.264 | 5.1676
Cog Lane |  | 6.1478 | 6.0194 | 5.9394 | 5.9957 | 6.0651 | 6.1644 | 6.3128 | 6.48 | 6.6886 | 6.9305 | 7.2222 | 7.5977 | 7.8583 | 8.0898 | 8.3219 | 8.5402 | 8.7835 | 9.0252 | 9.2402 | 9.4427 | 9.6262 | 9.7971 | 9.9223 | 10.0295 | 10.123 | 10.2052 | 10.2772 | 10.3401 | 10.3979 | 10.4501 | 10.4973 | 10.5413 |  | 6.1468 | 6.0396 | 5.9713 | 5.9932 | 6.0147 | 6.0527 | 6.1244 | 6.2027 | 6.2964 | 6.4072 | 6.5445 | 6.6988 | 6.7688 | 6.8197 | 6.8758 | 6.9315 | 6.9899 | 7.0585 | 7.1283 | 7.203 | 7.2811 | 7.3817 | 7.4663 | 7.5377 | 7.6039 | 7.6605 | 7.7118 | 7.7549 | 7.7929 | 7.8254 | 7.8509 | 7.8748 |  | 6.1477 | 6.0187 | 5.9299 | 5.9719 | 6.0257 | 6.1057 | 6.2254 | 6.3569 | 6.517 | 6.7056 | 6.9386 | 7.2241 | 7.4044 | 7.5745 | 7.7507 | 7.9263 | 8.1464 | 8.3619 | 8.548 | 8.7176 | 8.8789 | 9.0321 | 9.1518 | 9.2577 | 9.3511 | 9.436 | 9.5091 | 9.5696 | 9.6234 | 9.6709 | 9.6727 | 9.659 |  | 6.1478 | 6.0236 | 5.9459 | 6.0169 | 6.1184 | 6.2733 | 6.5008 | 6.7749 | 7.1435 | 7.5816 | 8.073 | 8.6813 | 9.0419 | 9.2122 | 9.3735 | 9.5508 | 9.9505 | 10.3407 | 10.6994 | 10.9596 | 11.1504 | 11.324 | 11.461 | 11.5754 | 11.6768 | 11.7666 | 11.8459 | 11.915 | 11.9773 | 12.0325 | 11.9803 | 11.9167 |  | 6.1478 | 5.9907 | 5.8816 | 5.9213 | 5.9998 | 6.129 | 6.3387 | 6.5928 | 6.9387 | 7.3587 | 7.9383 | 8.6584 | 9.2426 | 9.7594 | 10.2632 | 10.7 | 10.9785 | 11.2473 | 11.491 | 11.7167 | 11.9243 | 12.1109 | 12.2265 | 12.302 | 12.359 | 12.1464 | 12.0891 | 12.0263 | 11.9519 | 11.8306 | 11.6343 | 11.4405
Coniston |  | 0.58978 | 0.59949 | 0.62186 | 0.65494 | 0.69173 | 0.71368 | 0.73712 | 0.76227 | 0.79185 | 0.82122 | 0.851 | 0.88888 | 0.9154 | 0.93935 | 0.96318 | 0.98569 | 1.0104 | 1.0343 | 1.0581 | 1.0812 | 1.1019 | 1.1192 | 1.1309 | 1.1401 | 1.1479 | 1.1546 | 1.1602 | 1.165 | 1.1692 | 1.1729 | 1.1762 | 1.1792 |  | 0.59057 | 0.61503 | 0.64817 | 0.68645 | 0.70004 | 0.71638 | 0.7348 | 0.75526 | 0.77927 | 0.80574 | 0.83545 | 0.86833 | 0.87984 | 0.89071 | 0.90237 | 0.9144 | 0.92818 | 0.94313 | 0.95947 | 0.9766 | 0.99177 | 1.0082 | 1.0192 | 1.029 | 1.0379 | 1.0424 | 1.0464 | 1.0496 | 1.0523 | 1.0544 | 1.0558 | 1.0569 |  | 0.58974 | 0.59911 | 0.61528 | 0.64066 | 0.67037 | 0.70303 | 0.72206 | 0.74205 | 0.76492 | 0.78935 | 0.81689 | 0.84958 | 0.87055 | 0.88853 | 0.90697 | 0.92541 | 0.94802 | 0.96944 | 0.9905 | 1.0105 | 1.0292 | 1.0448 | 1.0561 | 1.0654 | 1.0733 | 1.0803 | 1.0861 | 1.0908 | 1.0947 | 1.0981 | 1.1004 | 1.1023 |  | 0.58978 | 0.59929 | 0.62102 | 0.6525 | 0.68649 | 0.7181 | 0.7472 | 0.78054 | 0.82329 | 0.87056 | 0.92387 | 0.98837 | 1.0315 | 1.0676 | 1.0977 | 1.1264 | 1.1854 | 1.2265 | 1.2638 | 1.2984 | 1.3289 | 1.3565 | 1.3747 | 1.3902 | 1.4031 | 1.414 | 1.4232 | 1.4309 | 1.4377 | 1.4436 | 1.4467 | 1.4442 |  | 0.58978 | 0.59127 | 0.60465 | 0.62731 | 0.65248 | 0.68104 | 0.7177 | 0.75259 | 0.79102 | 0.82705 | 0.86516 | 0.94834 | 1.0063 | 1.0536 | 1.0997 | 1.1424 | 1.1832 | 1.222 | 1.2583 | 1.2919 | 1.3212 | 1.3472 | 1.3658 | 1.3819 | 1.3956 | 1.4033 | 1.41 | 1.4151 | 1.4195 | 1.4231 | 1.426 | 1.4285
Copse Rd |  | 3.8099 | 3.7466 | 3.7229 | 3.8062 | 3.8986 | 4.0088 | 4.1436 | 4.2948 | 4.4781 | 4.6807 | 4.9119 | 5.2003 | 5.4289 | 5.6335 | 5.8381 | 6.0317 | 6.2447 | 6.4545 | 6.645 | 6.8262 | 6.9901 | 7.14 | 7.2515 | 7.3515 | 7.4386 | 7.5167 | 7.5868 | 7.6496 | 7.7084 | 7.7629 | 7.8133 | 7.8614 |  | 3.8091 | 3.7841 | 3.7929 | 3.8761 | 3.9645 | 4.0673 | 4.1874 | 4.3226 | 4.4782 | 4.6514 | 4.8486 | 5.0676 | 5.1294 | 5.1872 | 5.2492 | 5.3114 | 5.3759 | 5.4474 | 5.5217 | 5.6009 | 5.6817 | 5.7788 | 5.8617 | 5.9375 | 6.0072 | 6.0655 | 6.1193 | 6.1661 | 6.2089 | 6.2472 | 6.2799 | 6.3108 |  | 3.8098 | 3.746 | 3.7148 | 3.7859 | 3.8651 | 3.9593 | 4.0703 | 4.1922 | 4.3357 | 4.4948 | 4.6785 | 4.8919 | 5.0539 | 5.2081 | 5.3671 | 5.5259 | 5.7202 | 5.909 | 6.0761 | 6.2307 | 6.3769 | 6.5127 | 6.62 | 6.7194 | 6.8069 | 6.8875 | 6.9589 | 7.0201 | 7.076 | 7.127 | 7.1692 | 7.2075 |  | 3.8099 | 3.7471 | 3.7223 | 3.8148 | 3.9297 | 4.0788 | 4.2741 | 4.5068 | 4.8072 | 5.1554 | 5.5652 | 6.0914 | 6.4744 | 6.8117 | 7.1449 | 7.4698 | 7.8689 | 8.258 | 8.6106 | 8.9414 | 9.0672 | 9.1668 | 9.2246 | 9.2657 | 9.2909 | 9.3049 | 9.3094 | 9.3058 | 9.2969 | 9.283 | 9.1204 | 8.9897 |  | 3.8099 | 3.7219 | 3.6716 | 3.7375 | 3.8281 | 3.9512 | 4.1225 | 4.3302 | 4.6073 | 4.9337 | 5.3396 | 5.9298 | 6.4123 | 6.8433 | 7.2652 | 7.6578 | 8.0344 | 8.3964 | 8.7338 | 9.0483 | 9.2919 | 9.384 | 9.436 | 9.4743 | 9.4978 | 9.2188 | 9.0958 | 8.9693 | 8.8435 | 8.712 | 8.5766 | 8.4437
Cox Green |  | 2.587 | 2.5428 | 2.5252 | 2.5718 | 2.6307 | 2.7088 | 2.8124 | 2.9326 | 3.0868 | 3.2639 | 3.4719 | 3.7149 | 3.8447 | 3.956 | 4.0625 | 4.1597 | 4.289 | 4.4129 | 4.5254 | 4.6301 | 4.7248 | 4.8075 | 4.8679 | 4.9192 | 4.9637 | 5.0038 | 5.0409 | 5.0742 | 5.1058 | 5.1352 | 5.1626 | 5.166 |  | 2.5862 | 2.5565 | 2.5444 | 2.5715 | 2.6012 | 2.6395 | 2.6875 | 2.7408 | 2.8056 | 2.8788 | 2.9632 | 3.0573 | 3.1143 | 3.1701 | 3.2292 | 3.2904 | 3.3577 | 3.432 | 3.5113 | 3.5946 | 3.6817 | 3.7814 | 3.8638 | 3.9391 | 4.0091 | 4.0651 | 4.1169 | 4.1623 | 4.2039 | 4.2413 | 4.2737 | 4.3056 |  | 2.587 | 2.5423 | 2.5183 | 2.554 | 2.6006 | 2.6634 | 2.7439 | 2.8349 | 2.9494 | 3.0822 | 3.2409 | 3.4351 | 3.599 | 3.6956 | 3.7806 | 3.8632 | 3.9628 | 4.056 | 4.1372 | 4.2092 | 4.2762 | 4.3333 | 4.3732 | 4.4056 | 4.4318 | 4.4545 | 4.4736 | 4.4878 | 4.4995 | 4.5089 | 4.5144 | 4.5184 |  | 2.587 | 2.5425 | 2.5263 | 2.5855 | 2.6719 | 2.7956 | 2.9683 | 3.1813 | 3.3369 | 3.4732 | 3.6334 | 3.842 | 3.9902 | 4.1159 | 4.2352 | 4.3659 | 4.5966 | 4.8214 | 5.0299 | 5.2257 | 5.4055 | 5.569 | 5.7063 | 5.8306 | 5.9445 | 6.0506 | 6.0877 | 6.0605 | 6.03 | 5.9966 | 5.7695 | 5.6852 |  | 2.587 | 2.5285 | 2.4985 | 2.5439 | 2.6192 | 2.7311 | 2.8953 | 3.0982 | 3.2456 | 3.3758 | 3.5578 | 3.9005 | 4.1863 | 4.4539 | 4.7026 | 4.9356 | 5.1588 | 5.3754 | 5.5797 | 5.7715 | 5.9501 | 6.0354 | 6.0313 | 6.0192 | 5.9994 | 5.5873 | 5.5094 | 5.4275 | 5.3535 | 5.2665 | 5.175 | 5.0871
Craggs Row & Bushell St |  | 4.8805 | 4.731 | 4.629 | 4.6717 | 4.7136 | 4.7681 | 4.84 | 4.9185 | 5.0157 | 5.1225 | 5.2462 | 5.4048 | 5.5303 | 5.6388 | 5.7477 | 5.8483 | 5.9595 | 6.0684 | 6.1719 | 6.2689 | 6.3558 | 6.4321 | 6.4866 | 6.5311 | 6.5692 | 6.6018 | 6.6288 | 6.6515 | 6.6717 | 6.6895 | 6.7049 | 6.7188 |  | 4.88 | 4.7608 | 4.6848 | 4.7118 | 4.7367 | 4.7734 | 4.8259 | 4.8863 | 4.9608 | 5.045 | 5.144 | 5.2563 | 5.2853 | 5.3088 | 5.3351 | 5.3606 | 5.3917 | 5.4267 | 5.4652 | 5.5043 | 5.5446 | 5.5947 | 5.6375 | 5.6746 | 5.7097 | 5.7324 | 5.7521 | 5.7674 | 5.7788 | 5.7854 | 5.7875 | 5.7942 |  | 4.8805 | 4.7307 | 4.6252 | 4.6619 | 4.6972 | 4.7435 | 4.803 | 4.8661 | 4.9422 | 5.0255 | 5.1234 | 5.2411 | 5.3312 | 5.4128 | 5.4973 | 5.5793 | 5.6803 | 5.7778 | 5.8688 | 5.9514 | 6.0287 | 6.0974 | 6.1495 | 6.1936 | 6.2317 | 6.2655 | 6.293 | 6.3148 | 6.3334 | 6.3491 | 6.36 | 6.3685 |  | 4.8805 | 4.7313 | 4.6234 | 4.6657 | 4.7147 | 4.7854 | 4.8857 | 5.005 | 5.1654 | 5.3509 | 5.57 | 5.8524 | 6.0557 | 6.2301 | 6.4023 | 6.5806 | 6.8368 | 7.0454 | 7.2248 | 7.3897 | 7.5367 | 7.6698 | 7.7657 | 7.8475 | 7.9166 | 7.9761 | 8.0267 | 8.0694 | 8.1072 | 8.1399 | 8.1217 | 8.1176 |  | 4.8805 | 4.7121 | 4.5852 | 4.6082 | 4.6407 | 4.6952 | 4.7839 | 4.8914 | 5.0398 | 5.2159 | 5.45 | 5.8183 | 6.129 | 6.365 | 6.5911 | 6.7989 | 6.9976 | 7.1877 | 7.366 | 7.5286 | 7.6784 | 7.8135 | 7.9129 | 7.9995 | 8.0743 | 8.0483 | 8.0713 | 8.0868 | 8.1 | 8.1068 | 8.1092 | 8.1101
Crown Lane |  | 5.1192 | 5.0284 | 4.9872 | 5.0879 | 5.2009 | 5.341 | 5.515 | 5.7119 | 5.9567 | 6.232 | 6.5427 | 6.9333 | 7.2602 | 7.555 | 7.8491 | 8.1291 | 8.4379 | 8.7416 | 9.0195 | 9.2816 | 9.5226 | 9.7428 | 9.9103 | 10.0618 | 10.1941 | 10.3128 | 10.4178 | 10.512 | 10.6003 | 10.6822 | 10.7584 | 10.8309 |  | 5.118 | 5.0719 | 5.0594 | 5.1366 | 5.2058 | 5.29 | 5.3897 | 5.5008 | 5.6326 | 5.7796 | 5.9466 | 6.1321 | 6.215 | 6.2949 | 6.3797 | 6.4665 | 6.5561 | 6.6552 | 6.7612 | 6.8714 | 6.9875 | 7.1264 | 7.2463 | 7.3548 | 7.4545 | 7.5458 | 7.6309 | 7.7063 | 7.7759 | 7.8395 | 7.8949 | 7.9449 |  | 5.1191 | 5.0276 | 4.9769 | 5.0618 | 5.1569 | 5.275 | 5.4158 | 5.5711 | 5.7592 | 5.9682 | 6.2056 | 6.4862 | 6.7161 | 6.9374 | 7.1647 | 7.3939 | 7.6751 | 7.9476 | 8.1922 | 8.4157 | 8.6308 | 8.8296 | 8.9898 | 9.1393 | 9.2717 | 9.3937 | 9.5002 | 9.5918 | 9.6755 | 9.7519 | 9.8157 | 9.8736 |  | 5.1192 | 5.0287 | 4.9863 | 5.1012 | 5.2486 | 5.4475 | 5.7138 | 6.0346 | 6.4566 | 6.9425 | 7.5157 | 7.8944 | 8.1578 | 8.3728 | 8.571 | 8.8027 | 9.309 | 9.8002 | 10.0579 | 10.2743 | 10.4657 | 10.6319 | 10.7584 | 10.8676 | 10.9421 | 10.9301 | 10.91 | 10.8822 | 10.8494 | 10.8119 | 10.6454 | 10.482 |  | 5.1192 | 4.9968 | 4.9269 | 5.0112 | 5.1316 | 5.3017 | 5.5414 | 5.8354 | 6.2343 | 6.7101 | 7.1621 | 7.7651 | 8.3666 | 8.8454 | 9.161 | 9.4475 | 9.7135 | 9.9628 | 10.1904 | 10.3952 | 10.5823 | 10.7423 | 10.8637 | 10.9708 | 11.0633 | 10.9341 | 10.8972 | 10.8533 | 10.7998 | 10.6301 | 10.4581 | 10.2884
Culcheth |  | 2.7348 | 2.6713 | 2.6373 | 2.6826 | 2.7296 | 2.7878 | 2.8611 | 2.9425 | 3.0431 | 3.1554 | 3.2851 | 3.45 | 3.5874 | 3.7114 | 3.8355 | 3.9537 | 4.0838 | 4.2115 | 4.3284 | 4.4396 | 4.541 | 4.634 | 4.7039 | 4.7676 | 4.8235 | 4.8736 | 4.9181 | 4.9581 | 4.9955 | 5.0303 | 5.0626 | 5.0933 |  | 2.7343 | 2.6842 | 2.6575 | 2.6821 | 2.7045 | 2.733 | 2.7689 | 2.8079 | 2.8543 | 2.9056 | 2.9646 | 3.0297 | 3.0675 | 3.1041 | 3.1426 | 3.1819 | 3.2236 | 3.269 | 3.317 | 3.3653 | 3.4141 | 3.4729 | 3.5232 | 3.5692 | 3.6115 | 3.6499 | 3.6856 | 3.7173 | 3.7467 | 3.7735 | 3.797 | 3.8185 |  | 2.7348 | 2.671 | 2.6329 | 2.6718 | 2.7114 | 2.7605 | 2.82 | 2.8842 | 2.9612 | 3.0474 | 3.1481 | 3.2657 | 3.363 | 3.4566 | 3.5531 | 3.6501 | 3.7687 | 3.8835 | 3.9861 | 4.0809 | 4.1713 | 4.2556 | 4.3227 | 4.3858 | 4.4416 | 4.493 | 4.538 | 4.5768 | 4.6122 | 4.6446 | 4.6717 | 4.6964 |  | 2.7348 | 2.6708 | 2.6344 | 2.6844 | 2.744 | 2.8251 | 2.9351 | 3.067 | 3.2404 | 3.4422 | 3.681 | 3.9917 | 4.1652 | 4.2396 | 4.3091 | 4.3756 | 4.474 | 4.5669 | 4.6491 | 4.7239 | 4.7898 | 4.8474 | 4.8899 | 4.9273 | 4.9594 | 4.9877 | 5.0129 | 5.0353 | 5.0563 | 5.0757 | 5.0609 | 5.0495 |  | 2.7348 | 2.6621 | 2.617 | 2.6582 | 2.7112 | 2.7855 | 2.8903 | 3.0162 | 3.1855 | 3.386 | 3.6315 | 3.9334 | 4.0662 | 4.1822 | 4.2911 | 4.3898 | 4.4812 | 4.5664 | 4.6437 | 4.7136 | 4.7769 | 4.8316 | 4.872 | 4.908 | 4.9392 | 4.8922 | 4.887 | 4.8795 | 4.872 | 4.8621 | 4.8509 | 4.8396
Cutacre |  | 1.06 | 1.0161 | 0.98473 | 0.99792 | 1.0065 | 1.0145 | 1.0217 | 1.028 | 1.0326 | 1.0356 | 1.0378 | 1.0396 | 1.0405 | 1.0411 | 1.0414 | 1.0414 | 1.0416 | 1.0416 | 1.0415 | 1.0408 | 1.0401 | 1.0388 | 1.0374 | 1.0356 | 1.0335 | 1.0312 | 1.0287 | 1.0259 | 1.023 | 1.0198 | 1.0164 | 1.0125 |  | 1.06 | 1.02 | 0.99215 | 0.99564 | 0.99542 | 0.996 | 0.99524 | 0.9944 | 0.99385 | 0.9933 | 0.99302 | 0.99308 | 0.99203 | 0.99084 | 0.98953 | 0.98808 | 0.98651 | 0.98483 | 0.98331 | 0.98141 | 0.97965 | 0.97753 | 0.97553 | 0.97323 | 0.97083 | 0.96835 | 0.96574 | 0.963 | 0.96013 | 0.95712 | 0.95397 | 0.95073 |  | 1.06 | 1.0161 | 0.98468 | 0.99779 | 1.0063 | 1.0142 | 1.0212 | 1.0273 | 1.0315 | 1.0342 | 1.0362 | 1.0376 | 1.0381 | 1.0385 | 1.0386 | 1.0384 | 1.0382 | 1.0378 | 1.0372 | 1.036 | 1.0349 | 1.0331 | 1.0314 | 1.0292 | 1.0269 | 1.0242 | 1.0214 | 1.0183 | 1.015 | 1.0114 | 1.0077 | 1.0038 |  | 1.06 | 1.0161 | 0.98206 | 0.99253 | 0.99837 | 1.002 | 1.0023 | 1.0021 | 1.0013 | 0.99963 | 0.99765 | 0.99583 | 0.99321 | 0.99021 | 0.9869 | 0.98365 | 0.98192 | 0.97989 | 0.97776 | 0.97502 | 0.97217 | 0.96865 | 0.96507 | 0.96097 | 0.95662 | 0.952 | 0.94711 | 0.94151 | 0.93466 | 0.9276 | 0.92001 | 0.91226 |  | 1.06 | 1.0157 | 0.98113 | 0.9911 | 0.99643 | 1.0018 | 1.0035 | 1.0054 | 1.0076 | 1.0096 | 1.0123 | 1.0175 | 1.022 | 1.0259 | 1.0293 | 1.0322 | 1.0348 | 1.037 | 1.0389 | 1.0402 | 1.0402 | 1.0389 | 1.0374 | 1.0354 | 1.033 | 1.0297 | 1.0263 | 1.0225 | 1.0185 | 1.0141 | 1.0094 | 1.0044
Deansgate |  | 3.0749 | 2.9698 | 2.8982 | 2.9608 | 3.0105 | 3.0591 | 3.1072 | 3.1528 | 3.1967 | 3.2374 | 3.2756 | 3.3122 | 3.336 | 3.3567 | 3.3753 | 3.3915 | 3.4073 | 3.421 | 3.4331 | 3.4443 | 3.4535 | 3.4616 | 3.4678 | 3.474 | 3.4789 | 3.4826 | 3.485 | 3.4864 | 3.487 | 3.4867 | 3.4856 | 3.4837 |  | 3.0749 | 2.9871 | 2.9323 | 2.9715 | 3.0015 | 3.0357 | 3.075 | 3.1182 | 3.1659 | 3.2175 | 3.2744 | 3.337 | 3.3527 | 3.3663 | 3.3787 | 3.3897 | 3.4004 | 3.4101 | 3.4188 | 3.4275 | 3.4353 | 3.4436 | 3.45 | 3.4561 | 3.4609 | 3.4667 | 3.4717 | 3.4758 | 3.4792 | 3.4818 | 3.4835 | 3.4837 |  | 3.0749 | 2.9698 | 2.8977 | 2.9595 | 3.0085 | 3.0564 | 3.1034 | 3.1478 | 3.1901 | 3.2292 | 3.2662 | 3.3017 | 3.3256 | 3.3454 | 3.363 | 3.3786 | 3.3941 | 3.4076 | 3.4194 | 3.4302 | 3.4393 | 3.4472 | 3.4536 | 3.46 | 3.4651 | 3.4691 | 3.4717 | 3.4733 | 3.474 | 3.4738 | 3.4728 | 3.4709 |  | 3.0749 | 2.9702 | 2.8914 | 2.9471 | 2.99 | 3.0323 | 3.0751 | 3.1145 | 3.1514 | 3.1847 | 3.2151 | 3.2421 | 3.2559 | 3.2663 | 3.2745 | 3.2828 | 3.2976 | 3.3107 | 3.3215 | 3.3309 | 3.3379 | 3.3428 | 3.3454 | 3.3468 | 3.3465 | 3.3447 | 3.3415 | 3.3369 | 3.331 | 3.3238 | 3.3105 | 3.2932 |  | 3.0749 | 2.9656 | 2.8821 | 2.9328 | 2.9705 | 3.0094 | 3.0505 | 3.0901 | 3.1292 | 3.1662 | 3.2047 | 3.2498 | 3.2906 | 3.3273 | 3.3613 | 3.3922 | 3.4209 | 3.4474 | 3.4714 | 3.4937 | 3.5137 | 3.531 | 3.5453 | 3.5586 | 3.5698 | 3.5702 | 3.5701 | 3.5679 | 3.5647 | 3.5598 | 3.5537 | 3.5462
Denton East |  | 3.219 | 3.1621 | 3.1406 | 3.2044 | 3.2797 | 3.3768 | 3.5002 | 3.6426 | 3.821 | 4.0242 | 4.2588 | 4.5588 | 4.8063 | 5.0289 | 5.2524 | 5.4657 | 5.7011 | 5.9336 | 6.1467 | 6.3494 | 6.5347 | 6.7051 | 6.8355 | 6.9536 | 7.0581 | 7.1524 | 7.2365 | 7.3125 | 7.3842 | 7.4512 | 7.5141 | 7.5741 |  | 3.2181 | 3.1871 | 3.1832 | 3.2346 | 3.2889 | 3.3558 | 3.435 | 3.5135 | 3.5997 | 3.6979 | 3.8107 | 3.9365 | 4.0019 | 4.0644 | 4.131 | 4.1993 | 4.2718 | 4.3522 | 4.4368 | 4.5241 | 4.6116 | 4.7174 | 4.8094 | 4.8928 | 4.9703 | 5.0428 | 5.111 | 5.1722 | 5.2295 | 5.2826 | 5.3297 | 5.3723 |  | 3.219 | 3.1615 | 3.1328 | 3.1847 | 3.2464 | 3.3268 | 3.4249 | 3.5356 | 3.6707 | 3.8259 | 4.0071 | 4.2233 | 4.3976 | 4.5647 | 4.7376 | 4.9122 | 5.1266 | 5.3352 | 5.522 | 5.6948 | 5.86 | 6.0141 | 6.1393 | 6.2561 | 6.3604 | 6.4569 | 6.5419 | 6.6156 | 6.6836 | 6.6923 | 6.6917 | 6.6891 |  | 3.219 | 3.1627 | 3.1425 | 3.2192 | 3.3228 | 3.4672 | 3.6631 | 3.902 | 4.2177 | 4.5914 | 5.0351 | 5.3964 | 5.554 | 5.6794 | 5.7967 | 5.9148 | 6.1187 | 6.3148 | 6.492 | 6.6565 | 6.8044 | 6.9373 | 7.0479 | 7.1477 | 7.2386 | 7.3234 | 7.4027 | 7.4753 | 7.5408 | 7.6034 | 7.6324 | 7.6076 |  | 3.219 | 3.1406 | 3.0984 | 3.1527 | 3.2374 | 3.3608 | 3.5374 | 3.7567 | 4.0554 | 4.4143 | 4.766 | 5.0409 | 5.2998 | 5.5298 | 5.7469 | 5.9456 | 6.1323 | 6.3103 | 6.474 | 6.6254 | 6.7647 | 6.8877 | 6.9889 | 7.0816 | 7.1664 | 7.1873 | 7.1712 | 7.152 | 7.1311 | 7.1092 | 7.086 | 7.0625
Denton West |  | 4.0772 | 3.9917 | 3.9444 | 4.0098 | 4.0803 | 4.1685 | 4.2772 | 4.399 | 4.5466 | 4.7119 | 4.8994 | 5.1353 | 5.3354 | 5.515 | 5.6941 | 5.8641 | 6.0506 | 6.2342 | 6.4017 | 6.5606 | 6.7052 | 6.8379 | 6.939 | 7.0302 | 7.1108 | 7.1839 | 7.2504 | 7.3106 | 7.3673 | 7.4202 | 7.4696 | 7.5167 |  | 4.0765 | 4.0146 | 3.9836 | 4.0285 | 4.072 | 4.1262 | 4.1917 | 4.265 | 4.3497 | 4.4446 | 4.5514 | 4.6696 | 4.7289 | 4.7848 | 4.8426 | 4.9 | 4.9593 | 5.024 | 5.091 | 5.1613 | 5.2331 | 5.3175 | 5.3909 | 5.4584 | 5.5212 | 5.5746 | 5.6243 | 5.6684 | 5.709 | 5.7457 | 5.7778 | 5.8093 |  | 4.0771 | 3.9913 | 3.9382 | 3.9941 | 4.0541 | 4.1294 | 4.2187 | 4.3165 | 4.4314 | 4.5605 | 4.7081 | 4.8812 | 5.0262 | 5.164 | 5.305 | 5.4461 | 5.6169 | 5.7827 | 5.9306 | 6.0671 | 6.1972 | 6.3187 | 6.4166 | 6.5075 | 6.5885 | 6.6638 | 6.7311 | 6.7897 | 6.8436 | 6.8933 | 6.9355 | 6.9743 |  | 4.0772 | 3.9921 | 3.9425 | 4.0144 | 4.1028 | 4.2227 | 4.3817 | 4.5716 | 4.8174 | 5.1052 | 5.4433 | 5.8804 | 6.2105 | 6.5015 | 6.7882 | 7.0691 | 7.2789 | 7.4675 | 7.6386 | 7.7979 | 7.9408 | 8.0696 | 8.174 | 8.2674 | 8.3505 | 8.4259 | 8.4942 | 8.5557 | 8.6124 | 8.6016 | 8.4693 | 8.3753 |  | 4.0772 | 3.9717 | 3.9021 | 3.9536 | 4.0256 | 4.1275 | 4.2711 | 4.4462 | 4.6805 | 4.9595 | 5.3069 | 5.8146 | 6.2329 | 6.6083 | 6.9749 | 7.3168 | 7.6453 | 7.9162 | 8.0973 | 8.2665 | 8.4216 | 8.5587 | 8.6715 | 8.7753 | 8.8695 | 8.6824 | 8.5901 | 8.5008 | 8.4109 | 8.3186 | 8.2236 | 8.13
Dickinson St |  | 7.5393 | 7.2984 | 7.1332 | 7.2664 | 7.3721 | 7.4758 | 7.5789 | 7.6762 | 7.77 | 7.8557 | 7.9357 | 8.0161 | 8.0891 | 8.1527 | 8.2112 | 8.2635 | 8.3158 | 8.3633 | 8.4064 | 8.4471 | 8.4823 | 8.5118 | 8.5318 | 8.5485 | 8.5613 | 8.5716 | 8.5807 | 8.5875 | 8.5923 | 8.595 | 8.5956 | 8.5946 |  | 7.5393 | 7.3289 | 7.1899 | 7.2592 | 7.3058 | 7.359 | 7.42 | 7.4853 | 7.5564 | 7.6306 | 7.7099 | 7.795 | 7.8374 | 7.875 | 7.9102 | 7.9427 | 7.9761 | 8.0083 | 8.039 | 8.07 | 8.0995 | 8.1316 | 8.1583 | 8.1838 | 8.2065 | 8.2176 | 8.2261 | 8.2317 | 8.2351 | 8.2362 | 8.2352 | 8.2343 |  | 7.5393 | 7.2982 | 7.1305 | 7.2604 | 7.363 | 7.4635 | 7.5624 | 7.6549 | 7.743 | 7.8233 | 7.8985 | 7.9711 | 8.0354 | 8.093 | 8.1465 | 8.1953 | 8.2464 | 8.2924 | 8.3338 | 8.3724 | 8.4066 | 8.4357 | 8.4564 | 8.4742 | 8.4881 | 8.4998 | 8.5102 | 8.5178 | 8.5232 | 8.5265 | 8.5272 | 8.5261 |  | 7.5393 | 7.2976 | 7.1146 | 7.2301 | 7.318 | 7.4046 | 7.4922 | 7.5735 | 7.653 | 7.7246 | 7.7896 | 7.8533 | 7.9057 | 7.9477 | 7.9838 | 8.0196 | 8.0741 | 8.1243 | 8.1675 | 8.2063 | 8.2379 | 8.2629 | 8.2777 | 8.2888 | 8.2947 | 8.2963 | 8.2939 | 8.2877 | 8.2781 | 8.2652 | 8.1759 | 8.1364 |  | 7.5393 | 7.2901 | 7.0994 | 7.207 | 7.2877 | 7.3724 | 7.4649 | 7.5557 | 7.6485 | 7.7385 | 7.8338 | 7.9538 | 8.0699 | 8.1739 | 8.2711 | 8.3596 | 8.4428 | 8.5205 | 8.5914 | 8.6573 | 8.7153 | 8.765 | 8.8049 | 8.8417 | 8.8726 | 8.7474 | 8.7471 | 8.7423 | 8.7381 | 8.7256 | 8.7087 | 8.6903
Didsbury |  | 4.4718 | 4.4027 | 4.3769 | 4.4748 | 4.5858 | 4.7216 | 4.8907 | 5.0798 | 5.311 | 5.5683 | 5.8601 | 6.2267 | 6.5384 | 6.8193 | 7.0988 | 7.3631 | 7.6544 | 7.9397 | 8.1985 | 8.4418 | 8.6636 | 8.8693 | 9.023 | 9.1615 | 9.2828 | 9.3929 | 9.495 | 9.5874 | 9.6747 | 9.7562 | 9.8321 | 9.9051 |  | 4.4708 | 4.4314 | 4.4241 | 4.4978 | 4.5747 | 4.6662 | 4.7746 | 4.8937 | 5.0273 | 5.1532 | 5.2938 | 5.4477 | 5.5474 | 5.6428 | 5.7425 | 5.8413 | 5.9417 | 6.0503 | 6.1631 | 6.2749 | 6.3848 | 6.5148 | 6.6267 | 6.7299 | 6.8253 | 6.9031 | 6.9746 | 7.0369 | 7.0935 | 7.144 | 7.1876 | 7.2317 |  | 4.4716 | 4.4018 | 4.3658 | 4.4474 | 4.5407 | 4.6552 | 4.7925 | 4.9423 | 5.1204 | 5.3197 | 5.5481 | 5.8147 | 6.0379 | 6.252 | 6.471 | 6.6896 | 6.9565 | 7.2142 | 7.4424 | 7.6508 | 7.8496 | 8.037 | 8.1857 | 8.3237 | 8.446 | 8.5597 | 8.6639 | 8.7547 | 8.8385 | 8.9156 | 8.981 | 9.0414 |  | 4.4718 | 4.4021 | 4.3753 | 4.4854 | 4.6258 | 4.8119 | 5.0595 | 5.3534 | 5.7331 | 6.1755 | 6.6952 | 7.3676 | 7.8778 | 8.2328 | 8.4697 | 8.692 | 9.0165 | 9.3239 | 9.5964 | 9.8446 | 10.0635 | 10.2573 | 10.4023 | 10.5307 | 10.64 | 10.7347 | 10.8166 | 10.8874 | 10.951 | 11.0076 | 10.7009 | 10.6592 |  | 4.4718 | 4.38 | 4.331 | 4.4185 | 4.5394 | 4.7042 | 4.9316 | 5.2054 | 5.57 | 6 | 6.5258 | 7.2774 | 7.8031 | 8.1743 | 8.5246 | 8.8422 | 9.1402 | 9.4191 | 9.6726 | 9.9012 | 10.1096 | 10.2926 | 10.4279 | 10.5482 | 10.6508 | 10.0119 | 9.9912 | 9.9597 | 9.9406 | 9.8962 | 9.8414 | 9.7922
Dodgson Rd |  | 2.6634 | 2.5913 | 2.5436 | 2.5658 | 2.5911 | 2.6268 | 2.676 | 2.7317 | 2.8019 | 2.8811 | 2.9739 | 3.0915 | 3.1849 | 3.2664 | 3.3482 | 3.4247 | 3.5097 | 3.593 | 3.6692 | 3.74 | 3.8039 | 3.863 | 3.9065 | 3.945 | 3.9783 | 4.0077 | 4.0332 | 4.0555 | 4.0761 | 4.0947 | 4.1117 | 4.1276 |  | 2.663 | 2.607 | 2.572 | 2.5855 | 2.5994 | 2.6209 | 2.6523 | 2.6885 | 2.7331 | 2.7837 | 2.8438 | 2.9115 | 2.9369 | 2.9592 | 2.983 | 3.0059 | 3.0301 | 3.057 | 3.0861 | 3.116 | 3.1461 | 3.1819 | 3.2121 | 3.2387 | 3.2629 | 3.2849 | 3.3045 | 3.3213 | 3.3364 | 3.3474 | 3.353 | 3.364 |  | 2.6633 | 2.591 | 2.5407 | 2.5583 | 2.5785 | 2.6079 | 2.6475 | 2.6912 | 2.745 | 2.8061 | 2.8786 | 2.9634 | 3.029 | 3.0894 | 3.1521 | 3.2139 | 3.2909 | 3.3582 | 3.4017 | 3.4392 | 3.4728 | 3.5021 | 3.5238 | 3.5427 | 3.5584 | 3.5716 | 3.5807 | 3.587 | 3.5918 | 3.5954 | 3.5969 | 3.5974 |  | 2.6634 | 2.5917 | 2.5424 | 2.5673 | 2.601 | 2.6525 | 2.7268 | 2.8168 | 2.9211 | 2.9998 | 3.0925 | 3.2105 | 3.2939 | 3.3622 | 3.4268 | 3.5048 | 3.6773 | 3.8451 | 4.0036 | 4.1536 | 4.2927 | 4.4209 | 4.5356 | 4.6407 | 4.7395 | 4.833 | 4.9218 | 5.0056 | 5.0857 | 5.1436 | 5.1586 | 5.1391 |  | 2.6634 | 2.5781 | 2.5155 | 2.5277 | 2.5509 | 2.5907 | 2.6549 | 2.734 | 2.8009 | 2.869 | 2.976 | 3.2114 | 3.4182 | 3.6097 | 3.7928 | 3.9645 | 4.1294 | 4.2894 | 4.4422 | 4.5865 | 4.7232 | 4.8467 | 4.956 | 5.0584 | 5.155 | 5.122 | 5.0998 | 5.0788 | 5.0554 | 5.0314 | 5.0054 | 4.9739
Douglas St |  | 4.2932 | 4.1531 | 4.0604 | 4.1071 | 4.1516 | 4.2043 | 4.2702 | 4.3392 | 4.4141 | 4.4908 | 4.5733 | 4.6773 | 4.7636 | 4.8359 | 4.9091 | 4.9755 | 5.0498 | 5.1218 | 5.1872 | 5.2459 | 5.2975 | 5.3452 | 5.3764 | 5.4007 | 5.4201 | 5.4357 | 5.4483 | 5.4577 | 5.4651 | 5.4705 | 5.4738 | 5.476 |  | 4.2929 | 4.1768 | 4.1031 | 4.1287 | 4.1518 | 4.1818 | 4.2054 | 4.2323 | 4.2685 | 4.3092 | 4.3579 | 4.4137 | 4.4334 | 4.4483 | 4.4659 | 4.4818 | 4.4988 | 4.5185 | 4.5411 | 4.5633 | 4.5857 | 4.6142 | 4.6363 | 4.6536 | 4.6687 | 4.6772 | 4.6833 | 4.6862 | 4.687 | 4.6854 | 4.6813 | 4.6776 |  | 4.2931 | 4.1527 | 4.0551 | 4.0944 | 4.1314 | 4.1754 | 4.2288 | 4.2828 | 4.347 | 4.4123 | 4.4757 | 4.5489 | 4.6077 | 4.6594 | 4.7139 | 4.7663 | 4.8331 | 4.8967 | 4.9527 | 5.0007 | 5.0453 | 5.0875 | 5.1173 | 5.1416 | 5.1614 | 5.1782 | 5.1916 | 5.2006 | 5.2071 | 5.2112 | 5.2114 | 5.2098 |  | 4.2932 | 4.1529 | 4.0533 | 4.097 | 4.1434 | 4.2042 | 4.2866 | 4.3794 | 4.4944 | 4.6172 | 4.7615 | 4.95 | 5.0883 | 5.2042 | 5.319 | 5.4275 | 5.5629 | 5.6935 | 5.8109 | 5.9171 | 6.0101 | 6.0937 | 6.1502 | 6.1962 | 6.2328 | 6.2623 | 6.2851 | 6.2934 | 6.2803 | 6.2639 | 6.1313 | 6.0797 |  | 4.2932 | 4.1398 | 4.0271 | 4.0574 | 4.0922 | 4.1416 | 4.2148 | 4.2996 | 4.415 | 4.5471 | 4.7085 | 4.9406 | 5.1257 | 5.2859 | 5.4429 | 5.5856 | 5.7213 | 5.8501 | 5.9702 | 6.0781 | 6.1773 | 6.2667 | 6.3294 | 6.382 | 6.4258 | 6.2196 | 6.1836 | 6.143 | 6.1041 | 6.058 | 6.0078 | 5.9586
Droylsden East |  | 3.7958 | 3.7295 | 3.7036 | 3.7744 | 3.8592 | 3.9698 | 4.1119 | 4.2762 | 4.4833 | 4.7195 | 4.9929 | 5.3437 | 5.6387 | 5.9045 | 6.1712 | 6.4254 | 6.7063 | 6.9837 | 7.2214 | 7.3872 | 7.5371 | 7.6723 | 7.7791 | 7.8748 | 7.9611 | 8.0403 | 8.1125 | 8.1793 | 8.2431 | 8.3038 | 8.3618 | 8.3703 |  | 3.7947 | 3.7538 | 3.7424 | 3.7926 | 3.8454 | 3.9117 | 3.9912 | 4.0811 | 4.1771 | 4.2693 | 4.3759 | 4.4945 | 4.573 | 4.6485 | 4.7288 | 4.8106 | 4.8967 | 4.9921 | 5.0921 | 5.1973 | 5.3014 | 5.4271 | 5.5362 | 5.6353 | 5.7274 | 5.8076 | 5.8823 | 5.9484 | 6.0092 | 6.0643 | 6.1123 | 6.1588 |  | 3.7957 | 3.7288 | 3.6942 | 3.7505 | 3.8191 | 3.9097 | 4.0216 | 4.148 | 4.3034 | 4.4823 | 4.6921 | 4.943 | 5.1508 | 5.3503 | 5.5566 | 5.7648 | 6.0206 | 6.2695 | 6.4915 | 6.6965 | 6.8146 | 6.8978 | 6.9599 | 7.0135 | 7.0584 | 7.0977 | 7.1291 | 7.1536 | 7.1743 | 7.1916 | 7.2036 | 7.2131 |  | 3.7958 | 3.7298 | 3.705 | 3.7912 | 3.91 | 4.077 | 4.3055 | 4.5849 | 4.9553 | 5.3941 | 5.8432 | 6.1343 | 6.3469 | 6.5259 | 6.6966 | 6.889 | 7.2544 | 7.6121 | 7.9454 | 8.2621 | 8.5544 | 8.8237 | 8.976 | 9.1075 | 9.2257 | 9.3339 | 9.4331 | 9.5237 | 9.6086 | 9.6878 | 9.6505 | 9.6244 |  | 3.7958 | 3.707 | 3.6599 | 3.7232 | 3.8232 | 3.9693 | 4.179 | 4.439 | 4.7935 | 5.2192 | 5.7215 | 6.2424 | 6.6912 | 7.112 | 7.5075 | 7.8803 | 8.2384 | 8.5794 | 8.8242 | 9.0538 | 9.2655 | 9.4533 | 9.608 | 9.75 | 9.8798 | 9.781 | 9.7699 | 9.739 | 9.5775 | 9.405 | 9.228 | 9.0544
Dukinfield |  | 1.6795 | 1.6504 | 1.6287 | 1.6534 | 1.6804 | 1.7154 | 1.7592 | 1.8094 | 1.8716 | 1.9424 | 2.0235 | 2.1271 | 2.2142 | 2.2923 | 2.3708 | 2.4457 | 2.5282 | 2.6098 | 2.6842 | 2.755 | 2.8194 | 2.879 | 2.9244 | 2.9651 | 3.0011 | 3.0335 | 3.0626 | 3.0889 | 3.1136 | 3.1365 | 3.1579 | 3.1782 |  | 1.6792 | 1.6595 | 1.644 | 1.6592 | 1.6699 | 1.686 | 1.7107 | 1.7383 | 1.7699 | 1.8069 | 1.8475 | 1.8922 | 1.914 | 1.9345 | 1.9566 | 1.9793 | 2.0026 | 2.0287 | 2.0559 | 2.0848 | 2.1146 | 2.1506 | 2.1819 | 2.2102 | 2.2365 | 2.26 | 2.282 | 2.3014 | 2.3194 | 2.3358 | 2.3502 | 2.3635 |  | 1.6795 | 1.6502 | 1.626 | 1.6465 | 1.6689 | 1.698 | 1.733 | 1.7721 | 1.8193 | 1.8732 | 1.9358 | 2.01 | 2.0715 | 2.1302 | 2.1909 | 2.2522 | 2.3272 | 2.4004 | 2.4655 | 2.5257 | 2.583 | 2.6368 | 2.6803 | 2.7205 | 2.7563 | 2.7894 | 2.8187 | 2.8441 | 2.8674 | 2.8887 | 2.9066 | 2.9229 |  | 1.6795 | 1.6505 | 1.6281 | 1.6562 | 1.6923 | 1.7429 | 1.8116 | 1.8952 | 2.0051 | 2.1353 | 2.2897 | 2.4913 | 2.6419 | 2.7746 | 2.8661 | 2.9232 | 3.0228 | 3.1056 | 3.181 | 3.2436 | 3.292 | 3.3352 | 3.371 | 3.4028 | 3.4315 | 3.4576 | 3.4815 | 3.5035 | 3.5241 | 3.5433 | 3.5177 | 3.506 |  | 1.6795 | 1.6424 | 1.6119 | 1.6319 | 1.6614 | 1.7049 | 1.7673 | 1.8448 | 1.9503 | 2.0772 | 2.2356 | 2.4677 | 2.6563 | 2.825 | 2.9174 | 2.9854 | 3.049 | 3.1099 | 3.1654 | 3.2168 | 3.2637 | 3.3052 | 3.3391 | 3.3698 | 3.3975 | 3.337 | 3.3284 | 3.3183 | 3.3091 | 3.2971 | 3.2837 | 3.2708
Dumers Lane |  | 4.0136 | 3.8999 | 3.8224 | 3.8718 | 3.9183 | 3.973 | 4.0404 | 4.1125 | 4.1973 | 4.2926 | 4.4018 | 4.539 | 4.6572 | 4.764 | 4.8684 | 4.9674 | 5.0742 | 5.1803 | 5.2758 | 5.3658 | 5.4483 | 5.5223 | 5.581 | 5.6355 | 5.6841 | 5.7273 | 5.7631 | 5.795 | 5.8247 | 5.8521 | 5.8776 | 5.9014 |  | 4.0133 | 3.9128 | 3.8445 | 3.8634 | 3.876 | 3.8943 | 3.922 | 3.9522 | 3.9875 | 4.0291 | 4.0786 | 4.1346 | 4.1742 | 4.2128 | 4.2508 | 4.2886 | 4.3272 | 4.3693 | 4.4129 | 4.4576 | 4.5012 | 4.5462 | 4.5855 | 4.6213 | 4.6543 | 4.6882 | 4.7193 | 4.7464 | 4.7696 | 4.788 | 4.8016 | 4.8185 |  | 4.0136 | 3.8997 | 3.8192 | 3.8641 | 3.9053 | 3.9533 | 4.0107 | 4.0702 | 4.1378 | 4.2138 | 4.3016 | 4.4046 | 4.4925 | 4.5769 | 4.661 | 4.7445 | 4.8427 | 4.9393 | 5.0243 | 5.1022 | 5.1766 | 5.2441 | 5.3007 | 5.3548 | 5.4033 | 5.4474 | 5.4836 | 5.5146 | 5.5428 | 5.5684 | 5.5901 | 5.6093 |  | 4.0136 | 3.9009 | 3.8189 | 3.8689 | 3.9221 | 3.9919 | 4.0833 | 4.1892 | 4.3251 | 4.484 | 4.671 | 4.9121 | 5.0953 | 5.2141 | 5.3006 | 5.4606 | 5.9917 | 6.3639 | 6.6489 | 6.7828 | 6.8998 | 6.9468 | 6.9827 | 7.0129 | 7.0377 | 7.058 | 7.0742 | 7.0867 | 7.0963 | 7.1031 | 7.0018 | 6.961 |  | 4.0136 | 3.8897 | 3.7968 | 3.8362 | 3.8814 | 3.9436 | 4.0308 | 4.1332 | 4.2677 | 4.4285 | 4.6764 | 5.1465 | 5.5653 | 5.9479 | 6.2068 | 6.3846 | 6.5528 | 6.7146 | 6.8648 | 7.003 | 7.0738 | 7.1301 | 7.1748 | 7.2142 | 7.2482 | 7.0685 | 7.0457 | 7.0193 | 6.9954 | 6.9638 | 6.9282 | 6.8934
Dumplington |  | 7.0989 | 6.8427 | 6.6868 | 6.8401 | 6.9629 | 7.0823 | 7.2006 | 7.3085 | 7.4174 | 7.5041 | 7.5513 | 7.5939 | 7.6253 | 7.6525 | 7.6773 | 7.699 | 7.7172 | 7.7354 | 7.7504 | 7.7601 | 7.7669 | 7.7736 | 7.7737 | 7.7726 | 7.7689 | 7.7631 | 7.7552 | 7.7452 | 7.7335 | 7.7201 | 7.7048 | 7.688 |  | 7.1008 | 6.8718 | 6.73 | 6.8001 | 6.844 | 6.8921 | 6.9434 | 6.9966 | 7.0579 | 7.1238 | 7.1932 | 7.2688 | 7.3066 | 7.3419 | 7.3761 | 7.384 | 7.3884 | 7.3948 | 7.4005 | 7.4031 | 7.405 | 7.4102 | 7.4102 | 7.4092 | 7.4062 | 7.4016 | 7.3955 | 7.3877 | 7.3786 | 7.368 | 7.356 | 7.3426 |  | 7.0988 | 6.8422 | 6.6761 | 6.8175 | 6.9289 | 7.036 | 7.138 | 7.2306 | 7.3216 | 7.4073 | 7.4868 | 7.5647 | 7.598 | 7.6223 | 7.6445 | 7.6646 | 7.6823 | 7.6999 | 7.7141 | 7.7229 | 7.7294 | 7.7359 | 7.7365 | 7.7361 | 7.7332 | 7.7281 | 7.7209 | 7.7115 | 7.7002 | 7.6871 | 7.672 | 7.6552 |  | 7.0989 | 6.8432 | 6.669 | 6.804 | 6.9077 | 7.0082 | 7.1087 | 7.1969 | 7.285 | 7.3502 | 7.3743 | 7.3915 | 7.3974 | 7.3989 | 7.3976 | 7.393 | 7.3845 | 7.3755 | 7.363 | 7.3451 | 7.324 | 7.3024 | 7.2742 | 7.2444 | 7.2118 | 7.1768 | 7.1396 | 7.1001 | 7.0588 | 7.0154 | 6.9702 | 6.9232 |  | 7.0989 | 6.8401 | 6.6627 | 6.7941 | 6.8941 | 6.9977 | 7.1079 | 7.2101 | 7.3175 | 7.4001 | 7.4531 | 7.5049 | 7.551 | 7.5915 | 7.6281 | 7.6604 | 7.6858 | 7.7099 | 7.7302 | 7.744 | 7.7542 | 7.7633 | 7.7649 | 7.7642 | 7.76 | 7.7525 | 7.742 | 7.7285 | 7.7122 | 7.6933 | 7.6717 | 7.6475
Eastlands |  | 4.0366 | 3.928 | 3.8556 | 3.9239 | 3.9804 | 4.0391 | 4.1011 | 4.1627 | 4.2258 | 4.2886 | 4.3531 | 4.4214 | 4.474 | 4.5207 | 4.5652 | 4.6061 | 4.6488 | 4.6892 | 4.7259 | 4.7606 | 4.7914 | 4.8197 | 4.8405 | 4.8589 | 4.8746 | 4.8888 | 4.9027 | 4.915 | 4.9262 | 4.9361 | 4.9446 | 4.9522 |  | 4.037 | 3.9506 | 3.8974 | 3.9422 | 3.9779 | 4.0197 | 4.0688 | 4.1228 | 4.1823 | 4.2459 | 4.3159 | 4.3923 | 4.4251 | 4.4506 | 4.4748 | 4.4979 | 4.5229 | 4.548 | 4.5717 | 4.5956 | 4.6187 | 4.6436 | 4.6647 | 4.6822 | 4.6982 | 4.7071 | 4.7145 | 4.7203 | 4.7249 | 4.728 | 4.7302 | 4.7334 |  | 4.0366 | 3.9278 | 3.8544 | 3.9209 | 3.9756 | 4.0321 | 4.0908 | 4.1484 | 4.2062 | 4.2632 | 4.3215 | 4.3819 | 4.4261 | 4.4665 | 4.5053 | 4.542 | 4.5824 | 4.6203 | 4.6542 | 4.6856 | 4.7144 | 4.741 | 4.7614 | 4.7798 | 4.7958 | 4.8104 | 4.8245 | 4.8367 | 4.8476 | 4.8572 | 4.8648 | 4.8713 |  | 4.0366 | 3.9277 | 3.847 | 3.9083 | 3.9591 | 4.0139 | 4.0748 | 4.1378 | 4.2074 | 4.2781 | 4.3521 | 4.4373 | 4.4971 | 4.5481 | 4.5959 | 4.6422 | 4.7013 | 4.7577 | 4.8079 | 4.8543 | 4.8949 | 4.9306 | 4.9565 | 4.9793 | 4.9977 | 5.0111 | 5.0175 | 5.0213 | 5.0232 | 5.0233 | 4.9332 | 4.9195 |  | 4.0366 | 3.9172 | 3.8274 | 3.8793 | 3.9216 | 3.9694 | 4.0252 | 4.0842 | 4.1512 | 4.2231 | 4.305 | 4.4118 | 4.5027 | 4.586 | 4.6595 | 4.7261 | 4.7887 | 4.8472 | 4.9003 | 4.9485 | 4.9916 | 5.0289 | 5.057 | 5.0826 | 5.104 | 4.9449 | 4.9462 | 4.9438 | 4.9377 | 4.9327 | 4.9245 | 4.9168
Easton |  | 0.2196 | 0.22487 | 0.2364 | 0.2534 | 0.27245 | 0.29324 | 0.31677 | 0.34038 | 0.36109 | 0.3835 | 0.40875 | 0.4423 | 0.47262 | 0.50011 | 0.52737 | 0.5533 | 0.58144 | 0.60904 | 0.63658 | 0.66347 | 0.68797 | 0.70793 | 0.72161 | 0.73239 | 0.74157 | 0.74961 | 0.75665 | 0.7619 | 0.76638 | 0.77044 | 0.77411 | 0.7776 |  | 0.21981 | 0.23185 | 0.24824 | 0.26914 | 0.29224 | 0.30186 | 0.31257 | 0.3243 | 0.33811 | 0.3534 | 0.37025 | 0.38877 | 0.39724 | 0.40535 | 0.41395 | 0.42338 | 0.43518 | 0.44827 | 0.46242 | 0.47726 | 0.4929 | 0.51202 | 0.52879 | 0.54381 | 0.55756 | 0.56486 | 0.57141 | 0.57685 | 0.58166 | 0.58584 | 0.58918 | 0.59201 |  | 0.21958 | 0.22465 | 0.23324 | 0.24643 | 0.26201 | 0.27912 | 0.29765 | 0.31661 | 0.33805 | 0.35697 | 0.37646 | 0.40089 | 0.42249 | 0.44348 | 0.4649 | 0.48648 | 0.51241 | 0.53748 | 0.56106 | 0.57949 | 0.59624 | 0.60845 | 0.61552 | 0.61999 | 0.62299 | 0.62516 | 0.62643 | 0.62664 | 0.62629 | 0.62547 | 0.62384 | 0.62197 |  | 0.2196 | 0.22481 | 0.23622 | 0.25277 | 0.271 | 0.29053 | 0.31222 | 0.33612 | 0.3686 | 0.39484 | 0.42074 | 0.44949 | 0.4747 | 0.49605 | 0.51629 | 0.53441 | 0.56128 | 0.58709 | 0.60994 | 0.6307 | 0.649 | 0.66504 | 0.67493 | 0.68324 | 0.69017 | 0.6961 | 0.70117 | 0.70552 | 0.70947 | 0.71301 | 0.71434 | 0.71082 |  | 0.2196 | 0.22129 | 0.229 | 0.24164 | 0.25588 | 0.27338 | 0.29939 | 0.32078 | 0.3431 | 0.36462 | 0.38564 | 0.41917 | 0.45475 | 0.48609 | 0.51554 | 0.54235 | 0.56726 | 0.59066 | 0.61209 | 0.63148 | 0.64702 | 0.65996 | 0.66926 | 0.67727 | 0.68404 | 0.68433 | 0.68232 | 0.67977 | 0.67685 | 0.67379 | 0.67048 | 0.66711
Egremont |  | 3.6163 | 3.5184 | 3.4608 | 3.5119 | 3.5731 | 3.6558 | 3.7675 | 3.8985 | 4.0661 | 4.2592 | 4.4863 | 4.7853 | 5.0255 | 5.2383 | 5.4517 | 5.653 | 5.8785 | 6.1025 | 6.3063 | 6.4989 | 6.6756 | 6.833 | 6.9508 | 7.0552 | 7.146 | 7.2259 | 7.2936 | 7.353 | 7.4079 | 7.4579 | 7.5039 | 7.531 |  | 3.6156 | 3.5425 | 3.5004 | 3.5318 | 3.5637 | 3.6077 | 3.6664 | 3.7359 | 3.8207 | 3.9195 | 4.0348 | 4.166 | 4.2189 | 4.2689 | 4.3228 | 4.3778 | 4.4414 | 4.516 | 4.5941 | 4.6678 | 4.7462 | 4.8403 | 4.9219 | 4.9924 | 5.0566 | 5.1173 | 5.1735 | 5.2222 | 5.2665 | 5.3062 | 5.3391 | 5.3659 |  | 3.6162 | 3.5178 | 3.4524 | 3.4906 | 3.5375 | 3.6026 | 3.6879 | 3.7859 | 3.9087 | 4.0522 | 4.2245 | 4.4369 | 4.5992 | 4.7543 | 4.9153 | 5.0766 | 5.2804 | 5.4799 | 5.6566 | 5.8184 | 5.9745 | 6.1153 | 6.228 | 6.3313 | 6.4104 | 6.4322 | 6.4404 | 6.44 | 6.4356 | 6.4278 | 6.4144 | 6.3975 |  | 3.6163 | 3.5191 | 3.462 | 3.5253 | 3.6149 | 3.7449 | 3.9303 | 4.1615 | 4.476 | 4.8438 | 5.2789 | 5.6688 | 5.8732 | 6.0418 | 6.2023 | 6.3746 | 6.7017 | 7.0213 | 7.3139 | 7.5871 | 7.8376 | 8.0484 | 8.1108 | 8.1566 | 8.191 | 8.2164 | 8.2342 | 8.245 | 8.2514 | 8.1921 | 8.0791 | 7.9196 |  | 3.6163 | 3.4989 | 3.422 | 3.4652 | 3.5379 | 3.6512 | 3.8261 | 4.0433 | 4.3364 | 4.6897 | 5.1338 | 5.7555 | 6.1821 | 6.5691 | 6.9383 | 7.28 | 7.5252 | 7.6927 | 7.839 | 7.9671 | 8.0812 | 8.1708 | 8.231 | 8.2767 | 8.3117 | 8.2826 | 8.2249 | 8.1623 | 8.097 | 8.0294 | 7.9595 | 7.8887
Embleton |  | 3.6992 | 3.6231 | 3.5862 | 3.636 | 3.6906 | 3.7589 | 3.8442 | 3.9382 | 4.0565 | 4.1879 | 4.3381 | 4.5295 | 4.6788 | 4.8118 | 4.945 | 5.0707 | 5.2088 | 5.3462 | 5.4724 | 5.5906 | 5.6993 | 5.7963 | 5.8658 | 5.9287 | 5.9826 | 6.03 | 6.0706 | 6.1063 | 6.1391 | 6.169 | 6.1962 | 6.2217 |  | 3.6987 | 3.6516 | 3.6412 | 3.6867 | 3.7342 | 3.793 | 3.8641 | 3.9431 | 4.0385 | 4.1455 | 4.2672 | 4.4044 | 4.4371 | 4.4673 | 4.5005 | 4.5342 | 4.5699 | 4.6118 | 4.6565 | 4.7026 | 4.7524 | 4.8129 | 4.863 | 4.9091 | 4.9506 | 4.9859 | 5.0182 | 5.046 | 5.071 | 5.0931 | 5.1112 | 5.1271 |  | 3.6991 | 3.622 | 3.5811 | 3.623 | 3.6689 | 3.7267 | 3.796 | 3.8701 | 3.9613 | 4.0629 | 4.1802 | 4.3199 | 4.4237 | 4.5222 | 4.6241 | 4.7259 | 4.851 | 4.9737 | 5.0838 | 5.1835 | 5.2799 | 5.367 | 5.4335 | 5.4957 | 5.5497 | 5.5985 | 5.6399 | 5.6743 | 5.7049 | 5.7322 | 5.7535 | 5.7722 |  | 3.6992 | 3.6231 | 3.5837 | 3.6381 | 3.7067 | 3.8005 | 3.9268 | 4.0769 | 4.2773 | 4.5108 | 4.786 | 5.1429 | 5.3992 | 5.6239 | 5.8459 | 6.0608 | 6.2392 | 6.3565 | 6.4596 | 6.5516 | 6.6333 | 6.7034 | 6.7541 | 6.7983 | 6.8356 | 6.8678 | 6.8958 | 6.92 | 6.9418 | 6.95 | 6.8761 | 6.7823 |  | 3.6992 | 3.602 | 3.5438 | 3.5778 | 3.6283 | 3.7033 | 3.8138 | 3.9478 | 4.1331 | 4.3533 | 4.6266 | 5.0244 | 5.3447 | 5.6301 | 5.9093 | 6.0481 | 6.1636 | 6.2727 | 6.3709 | 6.4579 | 6.5365 | 6.6028 | 6.651 | 6.6944 | 6.7311 | 6.6987 | 6.672 | 6.6428 | 6.6125 | 6.5806 | 6.533 | 6.4384
Exchange St |  | 3.6663 | 3.57 | 3.5109 | 3.5734 | 3.6332 | 3.7041 | 3.7883 | 3.8785 | 3.9868 | 4.1071 | 4.2407 | 4.4077 | 4.5411 | 4.6613 | 4.7794 | 4.8917 | 5.0157 | 5.1366 | 5.2474 | 5.3521 | 5.4467 | 5.5335 | 5.5969 | 5.6535 | 5.7025 | 5.7457 | 5.7831 | 5.8159 | 5.846 | 5.8732 | 5.8979 | 5.9207 |  | 3.6658 | 3.6003 | 3.5597 | 3.6037 | 3.6448 | 3.6951 | 3.7554 | 3.8218 | 3.9001 | 3.989 | 4.0886 | 4.2 | 4.2329 | 4.2647 | 4.297 | 4.3304 | 4.3658 | 4.4044 | 4.4454 | 4.4883 | 4.5325 | 4.5874 | 4.6329 | 4.674 | 4.7115 | 4.7446 | 4.7751 | 4.8016 | 4.8256 | 4.847 | 4.8649 | 4.8805 |  | 3.6662 | 3.5697 | 3.5064 | 3.5621 | 3.6145 | 3.6762 | 3.7468 | 3.8201 | 3.9054 | 4.0003 | 4.1061 | 4.2293 | 4.324 | 4.4149 | 4.5064 | 4.5985 | 4.7115 | 4.8201 | 4.9172 | 5.0062 | 5.0905 | 5.169 | 5.2298 | 5.286 | 5.3351 | 5.3796 | 5.4177 | 5.4494 | 5.4777 | 5.5028 | 5.5225 | 5.5396 |  | 3.6663 | 3.5704 | 3.5082 | 3.5735 | 3.644 | 3.7351 | 3.8528 | 3.9886 | 4.1638 | 4.3677 | 4.6042 | 4.9087 | 5.1303 | 5.3256 | 5.5164 | 5.7055 | 5.9452 | 6.1783 | 6.3903 | 6.5885 | 6.7669 | 6.9294 | 7.0512 | 7.1591 | 7.2142 | 7.2377 | 7.2544 | 7.265 | 7.2718 | 7.2748 | 7.2547 | 7.219 |  | 3.6663 | 3.5493 | 3.4661 | 3.5103 | 3.5639 | 3.6378 | 3.7411 | 3.864 | 4.0293 | 4.2264 | 4.4705 | 4.8282 | 5.1172 | 5.3772 | 5.6292 | 5.8644 | 6.0901 | 6.3064 | 6.5083 | 6.6955 | 6.8698 | 7.0281 | 7.1465 | 7.2529 | 7.3036 | 7.2913 | 7.2624 | 7.2357 | 7.2025 | 7.1505 | 7.0694 | 6.9878
Failsworth |  | 3.4075 | 3.3403 | 3.3091 | 3.3765 | 3.4502 | 3.5416 | 3.6563 | 3.7843 | 3.941 | 4.1155 | 4.3135 | 4.5631 | 4.7728 | 4.9616 | 5.1498 | 5.3284 | 5.5259 | 5.7191 | 5.8959 | 6.0626 | 6.2156 | 6.3562 | 6.4638 | 6.5619 | 6.6484 | 6.7264 | 6.796 | 6.8589 | 6.918 | 6.9732 | 7.0248 | 7.074 |  | 3.4068 | 3.3631 | 3.347 | 3.3933 | 3.4405 | 3.4981 | 3.5676 | 3.6438 | 3.7326 | 3.8319 | 3.9447 | 4.0691 | 4.1337 | 4.1958 | 4.2605 | 4.3251 | 4.3921 | 4.4627 | 4.5338 | 4.6075 | 4.6847 | 4.7763 | 4.8555 | 4.9275 | 4.994 | 5.057 | 5.1162 | 5.1693 | 5.2188 | 5.2644 | 5.3048 | 5.342 |  | 3.4075 | 3.3397 | 3.3019 | 3.3584 | 3.4202 | 3.4972 | 3.5903 | 3.6917 | 3.8126 | 3.9475 | 4.1022 | 4.2834 | 4.4327 | 4.5759 | 4.7226 | 4.8697 | 5.0503 | 5.2243 | 5.3801 | 5.5226 | 5.6597 | 5.7874 | 5.8913 | 5.9888 | 6.0756 | 6.156 | 6.2268 | 6.2882 | 6.3447 | 6.3967 | 6.4408 | 6.4812 |  | 3.4075 | 3.3409 | 3.309 | 3.385 | 3.4807 | 3.6086 | 3.7775 | 3.9784 | 4.2396 | 4.5451 | 4.9049 | 5.3689 | 5.7186 | 6.0277 | 6.3324 | 6.6307 | 6.9984 | 7.3236 | 7.576 | 7.8058 | 8.0075 | 8.1841 | 8.3119 | 8.4215 | 8.5134 | 8.593 | 8.6616 | 8.7206 | 8.7741 | 8.822 | 8.8334 | 8.8178 |  | 3.4075 | 3.3208 | 3.2692 | 3.3249 | 3.4039 | 3.5132 | 3.6651 | 3.849 | 4.0954 | 4.3879 | 4.7515 | 5.2842 | 5.7238 | 6.1187 | 6.5047 | 6.8647 | 7.1829 | 7.441 | 7.6759 | 7.8876 | 8.0813 | 8.2493 | 8.3688 | 8.4727 | 8.5603 | 8.5797 | 8.5844 | 8.5803 | 8.5728 | 8.5604 | 8.5444 | 8.5269
Fallowfield |  | 4.2184 | 4.1583 | 4.1295 | 4.2048 | 4.2827 | 4.3792 | 4.4996 | 4.6323 | 4.7876 | 4.9569 | 5.1464 | 5.3799 | 5.5682 | 5.7383 | 5.9066 | 6.0659 | 6.2393 | 6.4094 | 6.5668 | 6.7163 | 6.853 | 6.9782 | 7.0735 | 7.1587 | 7.2344 | 7.3041 | 7.3703 | 7.4314 | 7.4896 | 7.5446 | 7.5963 | 7.6464 |  | 4.2179 | 4.1916 | 4.191 | 4.2599 | 4.331 | 4.4165 | 4.5209 | 4.6363 | 4.7654 | 4.9097 | 5.0729 | 5.2531 | 5.331 | 5.4056 | 5.4803 | 5.5549 | 5.6274 | 5.6999 | 5.7741 | 5.8505 | 5.928 | 6.0157 | 6.0932 | 6.1664 | 6.2357 | 6.2857 | 6.3314 | 6.3717 | 6.4082 | 6.4407 | 6.4694 | 6.5008 |  | 4.2184 | 4.1579 | 4.1242 | 4.1915 | 4.2606 | 4.3462 | 4.4502 | 4.5626 | 4.6901 | 4.8284 | 4.9841 | 5.1642 | 5.306 | 5.4408 | 5.5771 | 5.712 | 5.8722 | 6.0276 | 6.1686 | 6.2993 | 6.4236 | 6.5389 | 6.6312 | 6.7159 | 6.7918 | 6.8632 | 6.9303 | 6.9903 | 7.0464 | 7.0988 | 7.1447 | 7.188 |  | 4.2184 | 4.1585 | 4.1274 | 4.2084 | 4.3014 | 4.4244 | 4.5865 | 4.7737 | 5.0096 | 5.2818 | 5.5973 | 5.9975 | 6.2927 | 6.554 | 6.8101 | 7.0636 | 7.3826 | 7.6722 | 7.9033 | 8.119 | 8.3156 | 8.4943 | 8.6414 | 8.7765 | 8.8991 | 9.0119 | 9.1163 | 9.2126 | 9.3034 | 9.3887 | 9.3163 | 9.3096 |  | 4.2184 | 4.1327 | 4.0759 | 4.1303 | 4.2024 | 4.3017 | 4.4407 | 4.6059 | 4.8201 | 5.0722 | 5.3859 | 5.8453 | 6.2286 | 6.5752 | 6.9128 | 7.2281 | 7.5321 | 7.8248 | 8.0997 | 8.3563 | 8.5959 | 8.8126 | 8.9826 | 9.1389 | 9.2786 | 9.17 | 9.2349 | 9.2502 | 9.2477 | 9.2458 | 9.2388 | 9.2326
Farnworth |  | 4.099 | 4.0097 | 3.9606 | 4.0189 | 4.0846 | 4.17 | 4.2784 | 4.4024 | 4.5581 | 4.7348 | 4.9392 | 5.2008 | 5.419 | 5.6161 | 5.8128 | 5.9989 | 6.2027 | 6.403 | 6.5873 | 6.7607 | 6.9202 | 7.0663 | 7.1773 | 7.2773 | 7.3651 | 7.4442 | 7.5149 | 7.5786 | 7.6384 | 7.6939 | 7.7456 | 7.7948 |  | 4.0982 | 4.0334 | 3.9993 | 4.0364 | 4.0729 | 4.1205 | 4.179 | 4.2455 | 4.3254 | 4.4157 | 4.5195 | 4.6356 | 4.6907 | 4.7438 | 4.7997 | 4.8569 | 4.9171 | 4.9833 | 5.0543 | 5.1279 | 5.2052 | 5.296 | 5.3755 | 5.4478 | 5.5147 | 5.5776 | 5.6358 | 5.687 | 5.7329 | 5.7724 | 5.805 | 5.8402 |  | 4.099 | 4.0092 | 3.9538 | 4.0022 | 4.0564 | 4.1274 | 4.2142 | 4.3108 | 4.4292 | 4.5642 | 4.7224 | 4.9112 | 5.0661 | 5.215 | 5.3651 | 5.5156 | 5.701 | 5.8805 | 6.0418 | 6.1891 | 6.3311 | 6.4629 | 6.5694 | 6.6682 | 6.7559 | 6.8369 | 6.9084 | 6.9701 | 7.0266 | 7.0783 | 7.1215 | 7.1498 |  | 4.099 | 4.0099 | 3.9591 | 4.0271 | 4.1154 | 4.2402 | 4.4102 | 4.6172 | 4.8925 | 5.218 | 5.604 | 6.1049 | 6.4759 | 6.6597 | 6.776 | 6.9133 | 7.1294 | 7.3234 | 7.5025 | 7.6681 | 7.8199 | 7.9558 | 8.0688 | 8.1698 | 8.2609 | 8.3445 | 8.4212 | 8.4915 | 8.5573 | 8.6186 | 8.6004 | 8.5746 |  | 4.099 | 3.9889 | 3.9174 | 3.9653 | 4.037 | 4.1435 | 4.2977 | 4.489 | 4.7516 | 5.066 | 5.458 | 6.0324 | 6.4972 | 6.9141 | 7.1704 | 7.3895 | 7.5981 | 7.7989 | 7.9885 | 8.1645 | 8.33 | 8.476 | 8.5987 | 8.6897 | 8.7657 | 8.6284 | 8.6053 | 8.5781 | 8.5528 | 8.521 | 8.4572 | 8.3305
Feniscowles |  | 0.066867 | 0.080577 | 0.11265 | 0.15793 | 0.21237 | 0.24915 | 0.2911 | 0.33802 | 0.39758 | 0.46357 | 0.53873 | 0.6358 | 0.7254 | 0.80618 | 0.88686 | 0.96323 | 1.048 | 1.1186 | 1.1827 | 1.2435 | 1.2989 | 1.34 | 1.3652 | 1.3845 | 1.4012 | 1.4156 | 1.4158 | 1.4053 | 1.3938 | 1.3816 | 1.3689 | 1.3472 |  | 0.067109 | 0.081072 | 0.10501 | 0.13636 | 0.17404 | 0.20597 | 0.22427 | 0.24357 | 0.26737 | 0.29327 | 0.32229 | 0.35393 | 0.38017 | 0.4056 | 0.43285 | 0.46034 | 0.4889 | 0.52033 | 0.55364 | 0.58849 | 0.62485 | 0.66981 | 0.70723 | 0.74035 | 0.76477 | 0.78595 | 0.80568 | 0.82305 | 0.83907 | 0.85366 | 0.86627 | 0.87777 |  | 0.066787 | 0.079681 | 0.10153 | 0.1327 | 0.17413 | 0.22181 | 0.25679 | 0.29107 | 0.33385 | 0.38203 | 0.4382 | 0.50526 | 0.56708 | 0.62708 | 0.689 | 0.7513 | 0.82875 | 0.90332 | 0.96999 | 1.0311 | 1.0876 | 1.1332 | 1.1633 | 1.1745 | 1.1833 | 1.1853 | 1.1749 | 1.162 | 1.1477 | 1.1325 | 1.1159 | 1.0986 |  | 0.066867 | 0.081334 | 0.11347 | 0.15601 | 0.20395 | 0.25504 | 0.31226 | 0.36778 | 0.43468 | 0.49617 | 0.55499 | 0.62017 | 0.70091 | 0.75332 | 0.78852 | 0.8307 | 0.95777 | 1.0809 | 1.1892 | 1.2891 | 1.3609 | 1.3592 | 1.3506 | 1.3385 | 1.324 | 1.308 | 1.2907 | 1.2724 | 1.2533 | 1.2337 | 1.2062 | 1.1678 |  | 0.066867 | 0.078516 | 0.10789 | 0.14762 | 0.19327 | 0.24279 | 0.30206 | 0.35734 | 0.41979 | 0.477 | 0.55898 | 0.73506 | 0.92888 | 1.0824 | 1.2188 | 1.343 | 1.4238 | 1.4592 | 1.4841 | 1.496 | 1.5018 | 1.5011 | 1.4939 | 1.4841 | 1.4722 | 1.4453 | 1.4086 | 1.3714 | 1.3317 | 1.2948 | 1.2577 | 1.2207
Ferodo |  | 3.13 | 3.0483 | 3.0071 | 3.0623 | 3.1213 | 3.191 | 3.2771 | 3.3703 | 3.4858 | 3.6126 | 3.7537 | 3.931 | 4.0789 | 4.2126 | 4.344 | 4.4683 | 4.6055 | 4.7382 | 4.8614 | 4.9777 | 5.0834 | 5.1789 | 5.2492 | 5.3122 | 5.3666 | 5.4146 | 5.4564 | 5.4932 | 5.5273 | 5.5584 | 5.5869 | 5.6137 |  | 3.1297 | 3.0679 | 3.041 | 3.0827 | 3.1254 | 3.1747 | 3.2268 | 3.2836 | 3.3522 | 3.4314 | 3.526 | 3.5937 | 3.6327 | 3.6715 | 3.7095 | 3.7492 | 3.7967 | 3.8469 | 3.9031 | 3.9621 | 4.0227 | 4.0917 | 4.1526 | 4.2084 | 4.2595 | 4.3049 | 4.3471 | 4.3841 | 4.4169 | 4.4445 | 4.4664 | 4.489 |  | 3.1299 | 3.0477 | 3.001 | 3.0475 | 3.0974 | 3.1561 | 3.226 | 3.2995 | 3.3885 | 3.4867 | 3.5967 | 3.7251 | 3.8288 | 3.9292 | 4.0304 | 4.1319 | 4.257 | 4.3759 | 4.484 | 4.5828 | 4.6771 | 4.7635 | 4.8314 | 4.8941 | 4.949 | 4.999 | 5.0418 | 5.0778 | 5.1102 | 5.1392 | 5.1624 | 5.183 |  | 3.13 | 3.0485 | 3.0048 | 3.0634 | 3.1338 | 3.2244 | 3.3446 | 3.484 | 3.6666 | 3.877 | 4.1203 | 4.3776 | 4.5384 | 4.6807 | 4.8143 | 4.9859 | 5.1135 | 5.2306 | 5.3306 | 5.4177 | 5.4898 | 5.5489 | 5.5823 | 5.6066 | 5.6222 | 5.6318 | 5.636 | 5.6237 | 5.5908 | 5.5564 | 5.4975 | 5.4245 |  | 3.13 | 3.0341 | 2.9749 | 3.0181 | 3.0752 | 3.1519 | 3.2604 | 3.3883 | 3.561 | 3.7633 | 4.0075 | 4.3479 | 4.5434 | 4.7104 | 4.8643 | 5.0001 | 5.1237 | 5.2354 | 5.3349 | 5.4213 | 5.496 | 5.5568 | 5.5931 | 5.6214 | 5.6414 | 5.6094 | 5.5906 | 5.5664 | 5.5407 | 5.5125 | 5.4826 | 5.4522
Flat Lane |  | 0.15549 | 0.17158 | 0.20071 | 0.23532 | 0.27652 | 0.31684 | 0.362 | 0.40886 | 0.46033 | 0.51859 | 0.58649 | 0.67469 | 0.74368 | 0.80656 | 0.86968 | 0.92981 | 0.99609 | 1.0615 | 1.1238 | 1.1842 | 1.2395 | 1.288 | 1.3238 | 1.355 | 1.3826 | 1.4073 | 1.4293 | 1.4492 | 1.4679 | 1.4853 | 1.5017 | 1.5175 |  | 0.15629 | 0.18119 | 0.21325 | 0.24769 | 0.27091 | 0.29744 | 0.32721 | 0.35914 | 0.39709 | 0.43854 | 0.48478 | 0.5354 | 0.56433 | 0.59207 | 0.62175 | 0.65202 | 0.67418 | 0.69777 | 0.72296 | 0.74984 | 0.77789 | 0.81173 | 0.84176 | 0.86911 | 0.89454 | 0.91379 | 0.93185 | 0.94794 | 0.96288 | 0.97659 | 0.9886 | 0.99964 |  | 0.15545 | 0.17112 | 0.1929 | 0.21795 | 0.24995 | 0.28649 | 0.32797 | 0.36767 | 0.41405 | 0.46295 | 0.51609 | 0.58104 | 0.62974 | 0.67726 | 0.72643 | 0.77594 | 0.83649 | 0.89536 | 0.95056 | 1.0028 | 1.0526 | 1.0967 | 1.1312 | 1.1557 | 1.1679 | 1.1777 | 1.1845 | 1.1885 | 1.1909 | 1.1922 | 1.1913 | 1.1896 |  | 0.15549 | 0.17175 | 0.20116 | 0.23549 | 0.27568 | 0.32059 | 0.37303 | 0.42872 | 0.49604 | 0.56536 | 0.63783 | 0.7222 | 0.79442 | 0.85586 | 0.91266 | 0.96379 | 1.0591 | 1.1508 | 1.2348 | 1.3135 | 1.3855 | 1.4518 | 1.4668 | 1.4778 | 1.4859 | 1.4919 | 1.4908 | 1.4847 | 1.4777 | 1.47 | 1.4563 | 1.4251 |  | 0.15549 | 0.16631 | 0.19005 | 0.2184 | 0.25269 | 0.29216 | 0.34136 | 0.39201 | 0.45213 | 0.51381 | 0.58064 | 0.70611 | 0.82421 | 0.93137 | 1.0332 | 1.1278 | 1.2177 | 1.2709 | 1.3096 | 1.3432 | 1.3703 | 1.3917 | 1.405 | 1.4153 | 1.4229 | 1.4169 | 1.4 | 1.3821 | 1.3636 | 1.3449 | 1.326 | 1.3071
Frederick Rd |  | 5.0065 | 4.908 | 4.8528 | 4.9289 | 4.9998 | 5.0798 | 5.1716 | 5.2677 | 5.3769 | 5.4933 | 5.6195 | 5.7709 | 5.8971 | 6.011 | 6.123 | 6.2291 | 6.3432 | 6.4559 | 6.5583 | 6.6553 | 6.744 | 6.8249 | 6.8858 | 6.938 | 6.9842 | 7.0268 | 7.069 | 7.1078 | 7.1447 | 7.1792 | 7.2112 | 7.2422 |  | 5.0061 | 4.9365 | 4.9068 | 4.9648 | 5.0154 | 5.0757 | 5.1511 | 5.2327 | 5.3212 | 5.4113 | 5.5127 | 5.6237 | 5.6808 | 5.7355 | 5.7855 | 5.8325 | 5.8816 | 5.9341 | 5.9863 | 6.0397 | 6.0933 | 6.1521 | 6.2045 | 6.2534 | 6.2998 | 6.3264 | 6.3497 | 6.3689 | 6.3853 | 6.3986 | 6.4095 | 6.424 |  | 5.0064 | 4.9078 | 4.849 | 4.9195 | 4.9844 | 5.0573 | 5.1385 | 5.2216 | 5.3133 | 5.4114 | 5.5176 | 5.6372 | 5.7346 | 5.8269 | 5.9194 | 6.0108 | 6.1172 | 6.221 | 6.3136 | 6.3994 | 6.4808 | 6.5558 | 6.6153 | 6.6674 | 6.714 | 6.7578 | 6.8008 | 6.8392 | 6.875 | 6.9082 | 6.9369 | 6.9639 |  | 5.0065 | 4.908 | 4.846 | 4.9193 | 4.9926 | 5.0819 | 5.1918 | 5.3148 | 5.4671 | 5.6392 | 5.8341 | 6.0751 | 6.2564 | 6.416 | 6.5714 | 6.7245 | 6.9155 | 7.1014 | 7.2697 | 7.4271 | 7.5695 | 7.6981 | 7.7966 | 7.8843 | 7.958 | 8.0231 | 8.0803 | 8.1305 | 8.1761 | 8.2171 | 8.1391 | 8.1466 |  | 5.0065 | 4.8895 | 4.809 | 4.8632 | 4.9205 | 4.9936 | 5.0913 | 5.2017 | 5.3427 | 5.5058 | 5.7044 | 5.9883 | 6.2292 | 6.4474 | 6.6591 | 6.8567 | 7.0466 | 7.2291 | 7.399 | 7.5571 | 7.7039 | 7.8358 | 7.9394 | 8.0335 | 8.117 | 7.9381 | 7.9753 | 8.0054 | 8.0375 | 8.0584 | 8.0736 | 8.0888
Fusehill |  | 7.1642 | 6.9372 | 6.778 | 6.8612 | 6.9361 | 7.0278 | 7.14 | 7.2632 | 7.4001 | 7.5579 | 7.7405 | 7.9699 | 8.17 | 8.3521 | 8.5255 | 8.6892 | 8.8603 | 9.0301 | 9.1908 | 9.3403 | 9.4737 | 9.5821 | 9.6697 | 9.7459 | 9.8139 | 9.8722 | 9.914 | 9.9505 | 9.9827 | 10.0116 | 10.0382 | 10.0623 |  | 7.1637 | 6.9605 | 6.8219 | 6.8511 | 6.8675 | 6.8979 | 6.951 | 7.0152 | 7.0859 | 7.1762 | 7.2862 | 7.4082 | 7.4871 | 7.5584 | 7.6224 | 7.6877 | 7.7599 | 7.8377 | 7.9211 | 8.0029 | 8.0811 | 8.1553 | 8.2238 | 8.2824 | 8.3358 | 8.3864 | 8.4318 | 8.4698 | 8.4989 | 8.5166 | 8.5236 | 8.5413 |  | 7.1642 | 6.9368 | 6.7726 | 6.8479 | 6.914 | 6.9953 | 7.0918 | 7.1957 | 7.3065 | 7.4357 | 7.5871 | 7.7672 | 7.9237 | 8.0728 | 8.2163 | 8.3572 | 8.5163 | 8.6722 | 8.8177 | 8.9499 | 9.0718 | 9.1711 | 9.2561 | 9.3319 | 9.4003 | 9.4603 | 9.503 | 9.5386 | 9.5689 | 9.5956 | 9.6169 | 9.6347 |  | 7.1642 | 6.9419 | 6.7752 | 6.8567 | 6.9383 | 7.0478 | 7.1893 | 7.3581 | 7.573 | 7.8271 | 8.1235 | 8.4949 | 8.7838 | 9.0397 | 9.2843 | 9.5994 | 10.1895 | 10.6504 | 10.8482 | 11.0253 | 11.1805 | 11.3158 | 11.4106 | 11.4698 | 11.5073 | 11.5356 | 11.5559 | 11.569 | 11.5772 | 11.5805 | 11.5244 | 11.4494 |  | 7.1642 | 6.9212 | 6.7345 | 6.7958 | 6.8618 | 6.9592 | 7.1025 | 7.2729 | 7.4854 | 7.7418 | 8.1348 | 8.8719 | 9.5411 | 9.8918 | 10.1607 | 10.4125 | 10.6462 | 10.8673 | 11.0753 | 11.2604 | 11.4304 | 11.5797 | 11.6896 | 11.7554 | 11.8057 | 11.7349 | 11.6897 | 11.6384 | 11.5845 | 11.5255 | 11.4623 | 11.3979
Gale |  | 2.7416 | 2.7166 | 2.7089 | 2.7464 | 2.7963 | 2.8669 | 2.9662 | 3.0794 | 3.2205 | 3.3843 | 3.5807 | 3.8321 | 4.0528 | 4.2296 | 4.395 | 4.5524 | 4.7257 | 4.8965 | 5.0524 | 5.2001 | 5.3348 | 5.4592 | 5.5529 | 5.6082 | 5.6542 | 5.6956 | 5.732 | 5.765 | 5.7961 | 5.8253 | 5.8527 | 5.8573 |  | 2.7409 | 2.7259 | 2.7237 | 2.7487 | 2.777 | 2.8162 | 2.8738 | 2.9364 | 3.0087 | 3.0921 | 3.1921 | 3.3017 | 3.3668 | 3.4152 | 3.4662 | 3.5175 | 3.5703 | 3.6262 | 3.6844 | 3.7458 | 3.8092 | 3.8856 | 3.951 | 4.0108 | 4.066 | 4.1153 | 4.1613 | 4.202 | 4.2397 | 4.2741 | 4.3041 | 4.3321 |  | 2.7415 | 2.7162 | 2.7027 | 2.7316 | 2.7714 | 2.8295 | 2.9101 | 2.9999 | 3.1089 | 3.2372 | 3.3944 | 3.5832 | 3.7491 | 3.8866 | 4.0147 | 4.1435 | 4.3013 | 4.4546 | 4.591 | 4.7167 | 4.8366 | 4.949 | 5.004 | 5.0388 | 5.0679 | 5.0935 | 5.1143 | 5.1305 | 5.1445 | 5.1562 | 5.1646 | 5.1713 |  | 2.7416 | 2.7199 | 2.7162 | 2.7669 | 2.8412 | 2.9512 | 3.1057 | 3.2931 | 3.5428 | 3.8397 | 4.1932 | 4.4672 | 4.6031 | 4.7173 | 4.8259 | 4.9461 | 5.1766 | 5.4008 | 5.6101 | 5.8085 | 5.9914 | 6.1598 | 6.3065 | 6.4262 | 6.4743 | 6.517 | 6.5548 | 6.5883 | 6.6107 | 6.6001 | 6.4732 | 6.3713 |  | 2.7416 | 2.7002 | 2.6775 | 2.7088 | 2.7685 | 2.8621 | 3.0052 | 3.1793 | 3.4141 | 3.6983 | 4.1343 | 4.5039 | 4.7891 | 5.0567 | 5.3075 | 5.5433 | 5.7689 | 5.9111 | 6.0196 | 6.1186 | 6.2083 | 6.2862 | 6.346 | 6.3996 | 6.4462 | 6.3309 | 6.3157 | 6.2585 | 6.2031 | 6.103 | 5.9973 | 5.8929
Garstang |  | 2.1985 | 2.168 | 2.166 | 2.2311 | 2.3053 | 2.3934 | 2.5013 | 2.622 | 2.7697 | 2.9324 | 3.1101 | 3.3384 | 3.5219 | 3.6875 | 3.8536 | 4.0114 | 4.1849 | 4.356 | 4.5176 | 4.6739 | 4.8162 | 4.9416 | 5.0336 | 5.1144 | 5.1849 | 5.2481 | 5.3042 | 5.3547 | 5.4019 | 5.4458 | 5.4866 | 5.5256 |  | 2.1979 | 2.1942 | 2.2136 | 2.2791 | 2.3503 | 2.4321 | 2.5262 | 2.6229 | 2.7245 | 2.8337 | 2.959 | 3.0982 | 3.1545 | 3.2086 | 3.2545 | 3.3025 | 3.3575 | 3.4186 | 3.4836 | 3.5531 | 3.6254 | 3.7125 | 3.7889 | 3.8593 | 3.9243 | 3.9728 | 4.0178 | 4.0576 | 4.0943 | 4.1278 | 4.1571 | 4.1838 |  | 2.1985 | 2.1674 | 2.1585 | 2.2126 | 2.2751 | 2.3492 | 2.4365 | 2.532 | 2.6459 | 2.7722 | 2.9188 | 3.0929 | 3.2232 | 3.3485 | 3.4779 | 3.6077 | 3.7661 | 3.9201 | 4.0628 | 4.1975 | 4.3255 | 4.4393 | 4.5278 | 4.6079 | 4.6785 | 4.7434 | 4.8004 | 4.8494 | 4.8942 | 4.935 | 4.969 | 5 |  | 2.1985 | 2.1681 | 2.1665 | 2.2397 | 2.3325 | 2.4516 | 2.6078 | 2.7945 | 3.0399 | 3.3224 | 3.6526 | 4.0758 | 4.3899 | 4.6677 | 4.9424 | 5.2054 | 5.5139 | 5.8149 | 6.087 | 6.2212 | 6.307 | 6.3777 | 6.4185 | 6.4499 | 6.4722 | 6.4879 | 6.4982 | 6.5041 | 6.5071 | 6.5077 | 6.4674 | 6.408 |  | 2.1985 | 2.1521 | 2.1341 | 2.1902 | 2.2666 | 2.37 | 2.5157 | 2.6893 | 2.9183 | 3.1852 | 3.508 | 3.9629 | 4.3351 | 4.6662 | 4.9905 | 5.2916 | 5.5804 | 5.8574 | 6.1157 | 6.2796 | 6.3634 | 6.4304 | 6.4734 | 6.5088 | 6.5355 | 6.4646 | 6.4166 | 6.3647 | 6.3117 | 6.2565 | 6.1998 | 6.143
Gatley |  | 3.1929 | 3.1264 | 3.087 | 3.1305 | 3.1768 | 3.236 | 3.3126 | 3.3972 | 3.4958 | 3.6069 | 3.736 | 3.8959 | 4.0367 | 4.1643 | 4.2894 | 4.407 | 4.5349 | 4.6606 | 4.7743 | 4.8808 | 4.9783 | 5.0675 | 5.1407 | 5.2107 | 5.2742 | 5.3314 | 5.3793 | 5.4232 | 5.4647 | 5.504 | 5.5416 | 5.5774 |  | 3.1925 | 3.1373 | 3.1054 | 3.1294 | 3.1514 | 3.1815 | 3.2237 | 3.2697 | 3.3204 | 3.3783 | 3.4469 | 3.5219 | 3.5754 | 3.6265 | 3.677 | 3.7259 | 3.7765 | 3.8295 | 3.8842 | 3.9396 | 3.9934 | 4.0492 | 4.0981 | 4.1431 | 4.1846 | 4.2337 | 4.2792 | 4.3197 | 4.3551 | 4.3843 | 4.4072 | 4.434 |  | 3.1929 | 3.1261 | 3.0829 | 3.1203 | 3.1599 | 3.211 | 3.2753 | 3.3446 | 3.4245 | 3.5148 | 3.6197 | 3.7413 | 3.8485 | 3.9507 | 4.0527 | 4.1525 | 4.2708 | 4.3856 | 4.4874 | 4.5803 | 4.6686 | 4.7504 | 4.8213 | 4.8909 | 4.9543 | 5.0126 | 5.061 | 5.1039 | 5.1438 | 5.1811 | 5.2144 | 5.2451 |  | 3.1929 | 3.1286 | 3.0889 | 3.1367 | 3.1944 | 3.2745 | 3.3814 | 3.5066 | 3.6662 | 3.8524 | 4.0733 | 4.355 | 4.4989 | 4.5879 | 4.668 | 4.7481 | 4.8726 | 4.988 | 5.0889 | 5.1786 | 5.2552 | 5.3201 | 5.3682 | 5.4082 | 5.4414 | 5.4697 | 5.4938 | 5.514 | 5.5317 | 5.547 | 5.4933 | 5.4577 |  | 3.1929 | 3.1146 | 3.0615 | 3.0956 | 3.143 | 3.2116 | 3.3093 | 3.4259 | 3.579 | 3.7619 | 4.0331 | 4.2805 | 4.4621 | 4.6203 | 4.766 | 4.8957 | 5.0152 | 5.1251 | 5.2239 | 5.3116 | 5.3902 | 5.4558 | 5.504 | 5.5458 | 5.5813 | 5.4853 | 5.4582 | 5.4279 | 5.3977 | 5.3641 | 5.3284 | 5.293
Gidlow |  | 4.7155 | 4.6332 | 4.6014 | 4.691 | 4.7827 | 4.8973 | 5.0421 | 5.2071 | 5.4134 | 5.6467 | 5.915 | 6.258 | 6.5447 | 6.8024 | 7.06 | 7.3054 | 7.5764 | 7.8435 | 8.088 | 8.3189 | 8.5306 | 8.7245 | 8.8702 | 9.0005 | 9.1147 | 9.2174 | 9.3095 | 9.3923 | 9.47 | 9.542 | 9.609 | 9.6728 |  | 4.7144 | 4.6714 | 4.6643 | 4.7196 | 4.7758 | 4.8457 | 4.9295 | 5.0241 | 5.1361 | 5.2624 | 5.4061 | 5.5662 | 5.6369 | 5.7044 | 5.7765 | 5.8505 | 5.9275 | 6.0132 | 6.1042 | 6.1996 | 6.2998 | 6.4209 | 6.5254 | 6.6199 | 6.7073 | 6.7828 | 6.8529 | 6.9147 | 6.9717 | 7.0234 | 7.0684 | 7.1102 |  | 4.7154 | 4.6324 | 4.5905 | 4.6638 | 4.7423 | 4.837 | 4.9519 | 5.0797 | 5.2353 | 5.4126 | 5.6191 | 5.8648 | 6.066 | 6.2589 | 6.4575 | 6.658 | 6.9045 | 7.1439 | 7.3579 | 7.5541 | 7.7426 | 7.9177 | 8.0576 | 8.1865 | 8.3007 | 8.4061 | 8.4995 | 8.5798 | 8.6532 | 8.7203 | 8.7762 | 8.8271 |  | 4.7155 | 4.6335 | 4.6011 | 4.7031 | 4.8248 | 4.9912 | 5.2168 | 5.4906 | 5.8527 | 6.2801 | 6.787 | 7.4489 | 7.9425 | 8.3054 | 8.5288 | 8.7703 | 9.2057 | 9.5499 | 9.8006 | 10.0292 | 10.2318 | 10.4107 | 10.5486 | 10.669 | 10.7738 | 10.8669 | 10.9499 | 11.024 | 11.0924 | 11.1552 | 11.1015 | 11.0522 |  | 4.7155 | 4.6025 | 4.5392 | 4.6094 | 4.7142 | 4.8626 | 5.069 | 5.3215 | 5.6661 | 6.0793 | 6.5934 | 7.3408 | 7.9413 | 8.467 | 8.7923 | 9.0878 | 9.3627 | 9.6205 | 9.8549 | 10.067 | 10.2606 | 10.4294 | 10.5584 | 10.6727 | 10.7725 | 10.64 | 10.6048 | 10.5627 | 10.521 | 10.4718 | 10.4181 | 10.3652
Gillsrow |  | 1.4355 | 1.405 | 1.3941 | 1.4249 | 1.4569 | 1.4935 | 1.5363 | 1.5811 | 1.6347 | 1.691 | 1.7519 | 1.8328 | 1.9014 | 1.9603 | 2.02 | 2.0757 | 2.1362 | 2.1956 | 2.253 | 2.3101 | 2.3609 | 2.4014 | 2.4222 | 2.4361 | 2.4476 | 2.4572 | 2.4657 | 2.4728 | 2.4788 | 2.4839 | 2.488 | 2.4917 |  | 1.4354 | 1.4155 | 1.4118 | 1.4368 | 1.4625 | 1.4927 | 1.5268 | 1.5635 | 1.606 | 1.636 | 1.6679 | 1.7042 | 1.7238 | 1.7411 | 1.7609 | 1.7875 | 1.8387 | 1.8955 | 1.925 | 1.9571 | 1.9901 | 2.0306 | 2.0663 | 2.0977 | 2.1264 | 2.138 | 2.1478 | 2.1551 | 2.161 | 2.1654 | 2.1683 | 2.1714 |  | 1.4355 | 1.4047 | 1.3899 | 1.415 | 1.4416 | 1.4721 | 1.5063 | 1.5411 | 1.5818 | 1.6249 | 1.6724 | 1.7318 | 1.7839 | 1.8327 | 1.8821 | 1.9284 | 1.9841 | 2.0381 | 2.0895 | 2.1396 | 2.186 | 2.2239 | 2.2507 | 2.2709 | 2.288 | 2.3034 | 2.3174 | 2.3286 | 2.3383 | 2.3467 | 2.3526 | 2.3557 |  | 1.4355 | 1.4044 | 1.3916 | 1.4222 | 1.4565 | 1.4982 | 1.55 | 1.609 | 1.6872 | 1.773 | 1.8675 | 1.9877 | 2.0843 | 2.1659 | 2.2476 | 2.3236 | 2.4071 | 2.4894 | 2.559 | 2.5911 | 2.6164 | 2.6361 | 2.6379 | 2.6352 | 2.6293 | 2.6209 | 2.6105 | 2.5986 | 2.586 | 2.5726 | 2.5366 | 2.5236 |  | 1.4355 | 1.3991 | 1.381 | 1.4061 | 1.4351 | 1.473 | 1.5258 | 1.5842 | 1.6585 | 1.7408 | 1.8326 | 1.9565 | 2.0656 | 2.1572 | 2.248 | 2.3317 | 2.4112 | 2.4612 | 2.4956 | 2.5259 | 2.5466 | 2.5611 | 2.5635 | 2.5613 | 2.5562 | 2.4867 | 2.4807 | 2.4729 | 2.4654 | 2.4554 | 2.4442 | 2.433
Glaxo |  | 1.8199 | 1.7388 | 1.6805 | 1.6968 | 1.7053 | 1.714 | 1.7206 | 1.7271 | 1.7313 | 1.7344 | 1.7367 | 1.7388 | 1.7392 | 1.7388 | 1.7379 | 1.7364 | 1.7348 | 1.7315 | 1.729 | 1.726 | 1.7211 | 1.7167 | 1.7113 | 1.7048 | 1.698 | 1.6908 | 1.683 | 1.6749 | 1.6665 | 1.6577 | 1.6487 | 1.6394 |  | 1.82 | 1.7448 | 1.6916 | 1.6917 | 1.6852 | 1.6811 | 1.6769 | 1.6747 | 1.6721 | 1.6703 | 1.6696 | 1.6698 | 1.6655 | 1.6609 | 1.6562 | 1.6513 | 1.6466 | 1.6406 | 1.6359 | 1.6311 | 1.6248 | 1.6198 | 1.6143 | 1.6081 | 1.6018 | 1.5949 | 1.5876 | 1.5801 | 1.5721 | 1.5638 | 1.555 | 1.5464 |  | 1.8199 | 1.7388 | 1.6803 | 1.6963 | 1.7046 | 1.713 | 1.7192 | 1.7252 | 1.7288 | 1.7311 | 1.7326 | 1.7335 | 1.7328 | 1.7316 | 1.7299 | 1.7278 | 1.726 | 1.7224 | 1.7195 | 1.7161 | 1.711 | 1.7063 | 1.7009 | 1.6944 | 1.6877 | 1.6805 | 1.6728 | 1.6647 | 1.6563 | 1.6475 | 1.6384 | 1.629 |  | 1.8199 | 1.739 | 1.6762 | 1.6882 | 1.6927 | 1.6977 | 1.7011 | 1.7044 | 1.7059 | 1.7063 | 1.7061 | 1.7057 | 1.7027 | 1.6986 | 1.6939 | 1.6904 | 1.693 | 1.6938 | 1.695 | 1.6953 | 1.6934 | 1.6914 | 1.6881 | 1.6832 | 1.6778 | 1.6717 | 1.6651 | 1.6579 | 1.6502 | 1.642 | 1.6305 | 1.6148 |  | 1.8199 | 1.7382 | 1.6747 | 1.6859 | 1.6896 | 1.6952 | 1.7007 | 1.7071 | 1.7126 | 1.7183 | 1.7263 | 1.7413 | 1.7543 | 1.7656 | 1.7761 | 1.7853 | 1.7936 | 1.7998 | 1.8062 | 1.8117 | 1.8148 | 1.8176 | 1.8188 | 1.8186 | 1.8176 | 1.8112 | 1.8019 | 1.7917 | 1.7813 | 1.7701 | 1.7585 | 1.7464
Glossop |  | 3.5314 | 3.4508 | 3.4113 | 3.4697 | 3.5374 | 3.6225 | 3.7315 | 3.8537 | 4.0089 | 4.1835 | 4.3822 | 4.6351 | 4.8506 | 5.045 | 5.2371 | 5.4193 | 5.6205 | 5.8164 | 5.9963 | 6.1659 | 6.3206 | 6.4623 | 6.5683 | 6.6642 | 6.7478 | 6.8227 | 6.8889 | 6.9482 | 7.0036 | 7.0549 | 7.1024 | 7.1476 |  | 3.5307 | 3.4703 | 3.4421 | 3.4779 | 3.5146 | 3.5597 | 3.6158 | 3.6775 | 3.7538 | 3.8389 | 3.9345 | 4.0399 | 4.0962 | 4.1509 | 4.2073 | 4.2644 | 4.3233 | 4.3867 | 4.4556 | 4.5278 | 4.6032 | 4.6946 | 4.7723 | 4.8425 | 4.9066 | 4.9655 | 5.0203 | 5.0687 | 5.1131 | 5.1533 | 5.188 | 5.2204 |  | 3.5314 | 3.4502 | 3.4038 | 3.4509 | 3.5062 | 3.5761 | 3.6624 | 3.7565 | 3.8735 | 4.0061 | 4.1586 | 4.3388 | 4.4904 | 4.6365 | 4.7847 | 4.9336 | 5.117 | 5.2927 | 5.4503 | 5.5943 | 5.7321 | 5.8604 | 5.9626 | 6.0578 | 6.1419 | 6.2192 | 6.2868 | 6.3446 | 6.3972 | 6.4452 | 6.4849 | 6.5208 |  | 3.5314 | 3.4514 | 3.4113 | 3.4789 | 3.5685 | 3.691 | 3.8584 | 4.0587 | 4.3251 | 4.638 | 5.0066 | 5.4864 | 5.8496 | 6.171 | 6.4861 | 6.7932 | 7.1692 | 7.5337 | 7.8665 | 8.1777 | 8.4594 | 8.5866 | 8.6863 | 8.7747 | 8.8532 | 8.9242 | 8.9884 | 9.0461 | 9.0491 | 9.0182 | 8.943 | 8.8275 |  | 3.5314 | 3.4321 | 3.373 | 3.4214 | 3.4958 | 3.6012 | 3.7534 | 3.9389 | 4.1942 | 4.4987 | 4.8766 | 5.4294 | 5.8826 | 6.2894 | 6.6853 | 7.0541 | 7.4081 | 7.7463 | 8.064 | 8.3588 | 8.6355 | 8.8865 | 9.0213 | 9.085 | 9.1411 | 9.1202 | 9.0987 | 9.0736 | 8.9921 | 8.881 | 8.7689 | 8.6567
Golborne |  | 9.431 | 9.2708 | 9.1705 | 9.3434 | 9.5236 | 9.699 | 9.9156 | 10.1137 | 10.3462 | 10.6016 | 10.8883 | 11.2463 | 11.5314 | 11.7733 | 12.0034 | 12.2121 | 12.5267 | 12.8292 | 13.0984 | 13.3461 | 13.5711 | 13.7748 | 13.9342 | 14.0781 | 14.2061 | 14.322 | 14.4258 | 14.5205 | 14.6095 | 14.693 | 14.7715 | 14.7619 |  | 9.4298 | 9.3005 | 9.2184 | 9.292 | 9.3552 | 9.428 | 9.4969 | 9.577 | 9.6744 | 9.7868 | 9.9189 | 10.0672 | 10.1667 | 10.2629 | 10.3642 | 10.4673 | 10.5714 | 10.6884 | 10.8129 | 10.9424 | 11.078 | 11.2406 | 11.3786 | 11.5016 | 11.6135 | 11.7166 | 11.8102 | 11.8897 | 11.9578 | 12.0114 | 12.0512 | 12.1031 |  | 9.4308 | 9.2676 | 9.148 | 9.2892 | 9.4364 | 9.6119 | 9.7818 | 9.9332 | 10.1079 | 10.3013 | 10.5214 | 10.778 | 10.982 | 11.167 | 11.3483 | 11.5236 | 11.7343 | 11.9314 | 12.0941 | 12.2332 | 12.3611 | 12.4727 | 12.5521 | 12.62 | 12.6737 | 12.7178 | 12.7491 | 12.7688 | 12.7821 | 12.7897 | 12.7884 | 12.7829 |  | 9.431 | 9.2758 | 9.1615 | 9.3441 | 9.5583 | 9.7076 | 9.8892 | 10.0913 | 10.3406 | 10.6227 | 10.9469 | 11.364 | 11.6717 | 11.9286 | 12.1705 | 12.4291 | 12.9163 | 13.3777 | 13.6731 | 13.9434 | 14.1852 | 14.4002 | 14.572 | 14.7237 | 14.846 | 14.9421 | 15.0285 | 15.1057 | 15.176 | 15.2403 | 15.0998 | 14.8964 |  | 9.431 | 9.2235 | 9.1011 | 9.2536 | 9.4249 | 9.5474 | 9.7108 | 9.8973 | 10.1382 | 10.4177 | 10.7937 | 11.5221 | 12.021 | 12.4365 | 12.8252 | 13.1809 | 13.5124 | 13.8202 | 14.1015 | 14.3576 | 14.594 | 14.8026 | 14.9683 | 15.117 | 15.2495 | 15.0899 | 15.039 | 14.9804 | 14.8322 | 14.6249 | 14.4146 | 14.2075
Gowhole |  | 4.8486 | 4.7576 | 4.715 | 4.792 | 4.8785 | 4.9912 | 5.1393 | 5.3075 | 5.5206 | 5.7632 | 6.0459 | 6.4029 | 6.6929 | 6.9554 | 7.2159 | 7.4638 | 7.7375 | 8.0052 | 8.2543 | 8.4909 | 8.7076 | 8.9047 | 9.0533 | 9.1877 | 9.3059 | 9.4121 | 9.5061 | 9.5742 | 9.6173 | 9.6576 | 9.6957 | 9.6992 |  | 4.8476 | 4.7923 | 4.7754 | 4.8322 | 4.8929 | 4.9679 | 5.0623 | 5.1673 | 5.293 | 5.4349 | 5.5967 | 5.7759 | 5.8558 | 5.9336 | 6.0131 | 6.0951 | 6.1871 | 6.2868 | 6.3816 | 6.48 | 6.5831 | 6.7071 | 6.8144 | 6.9122 | 7.0024 | 7.0832 | 7.1589 | 7.2263 | 7.2888 | 7.3461 | 7.3964 | 7.4427 |  | 4.8484 | 4.7569 | 4.7059 | 4.7697 | 4.8408 | 4.9343 | 5.0534 | 5.1851 | 5.3483 | 5.5353 | 5.7557 | 6.0113 | 6.2159 | 6.4136 | 6.6151 | 6.8179 | 7.067 | 7.3068 | 7.5252 | 7.7268 | 7.92 | 8.0981 | 8.2407 | 8.3735 | 8.4915 | 8.6003 | 8.6952 | 8.7772 | 8.7929 | 8.8049 | 8.8123 | 8.817 |  | 4.8486 | 4.7579 | 4.7148 | 4.8059 | 4.9249 | 5.0916 | 5.3237 | 5.6072 | 5.9829 | 6.4236 | 6.9446 | 7.6222 | 7.9775 | 8.1511 | 8.3126 | 8.4986 | 8.8482 | 9.1123 | 9.3425 | 9.5564 | 9.7502 | 9.9248 | 10.065 | 10.1904 | 10.303 | 10.4058 | 10.5001 | 10.5859 | 10.666 | 10.7404 | 10.7624 | 10.7331 |  | 4.8486 | 4.7285 | 4.6563 | 4.7177 | 4.8125 | 4.9539 | 5.1656 | 5.4216 | 5.774 | 6.1962 | 6.7218 | 7.4896 | 8.1109 | 8.5506 | 8.9267 | 9.238 | 9.5252 | 9.7594 | 9.9404 | 10.1056 | 10.2555 | 10.3855 | 10.4875 | 10.5792 | 10.6603 | 10.6303 | 10.6047 | 10.5746 | 10.5425 | 10.5073 | 10.3523 | 10.1965
Grane Rd & Prinny Hill |  | 2.9301 | 2.8457 | 2.7937 | 2.8361 | 2.8801 | 2.9296 | 2.9884 | 3.0504 | 3.1276 | 3.2107 | 3.3064 | 3.4243 | 3.5193 | 3.604 | 3.6888 | 3.7687 | 3.8551 | 3.9413 | 4.02 | 4.0941 | 4.1615 | 4.2227 | 4.2671 | 4.3063 | 4.3398 | 4.3694 | 4.3953 | 4.418 | 4.4387 | 4.4572 | 4.4739 | 4.4893 |  | 2.9298 | 2.8628 | 2.8244 | 2.8504 | 2.8762 | 2.9059 | 2.942 | 2.9807 | 3.0291 | 3.0818 | 3.144 | 3.2118 | 3.2334 | 3.2533 | 3.275 | 3.2968 | 3.3179 | 3.343 | 3.37 | 3.3986 | 3.4286 | 3.4655 | 3.4965 | 3.5242 | 3.5494 | 3.5697 | 3.5881 | 3.6035 | 3.6172 | 3.629 | 3.6384 | 3.6469 |  | 2.9301 | 2.8455 | 2.7905 | 2.828 | 2.8666 | 2.9094 | 2.9582 | 3.0079 | 3.0681 | 3.1324 | 3.2075 | 3.2929 | 3.3594 | 3.4226 | 3.4876 | 3.5525 | 3.6308 | 3.7079 | 3.7765 | 3.8391 | 3.8987 | 3.9536 | 3.9962 | 4.018 | 4.0318 | 4.0429 | 4.0509 | 4.0555 | 4.0583 | 4.0594 | 4.0579 | 4.0551 |  | 2.9301 | 2.8457 | 2.7898 | 2.8329 | 2.8833 | 2.9463 | 3.0283 | 3.1228 | 3.2478 | 3.3913 | 3.5321 | 3.6444 | 3.729 | 3.7991 | 3.8656 | 3.9358 | 4.0642 | 4.1661 | 4.2584 | 4.3436 | 4.4199 | 4.4878 | 4.5407 | 4.5873 | 4.6279 | 4.664 | 4.696 | 4.7242 | 4.746 | 4.7229 | 4.6362 | 4.5725 |  | 2.9301 | 2.8352 | 2.7688 | 2.8011 | 2.8424 | 2.8963 | 2.9712 | 3.0592 | 3.1801 | 3.3211 | 3.4961 | 3.7043 | 3.8542 | 3.9936 | 4.1206 | 4.2376 | 4.3463 | 4.4515 | 4.5493 | 4.6145 | 4.6533 | 4.6836 | 4.7023 | 4.7166 | 4.7263 | 4.6243 | 4.5897 | 4.553 | 4.5006 | 4.4385 | 4.3747 | 4.3116
Grange |  | 2.266 | 2.2287 | 2.2128 | 2.2481 | 2.2899 | 2.3448 | 2.4144 | 2.4936 | 2.5927 | 2.7022 | 2.829 | 2.9927 | 3.1234 | 3.2411 | 3.3591 | 3.4713 | 3.5958 | 3.7176 | 3.8313 | 3.9396 | 4.0378 | 4.1268 | 4.1928 | 4.2515 | 4.3028 | 4.3485 | 4.3886 | 4.4244 | 4.4578 | 4.4887 | 4.5174 | 4.5446 |  | 2.2655 | 2.2508 | 2.2541 | 2.29 | 2.3278 | 2.3698 | 2.4197 | 2.4765 | 2.5425 | 2.5969 | 2.6597 | 2.7302 | 2.7599 | 2.7885 | 2.8192 | 2.8514 | 2.8894 | 2.9273 | 2.9676 | 3.0104 | 3.0547 | 3.1101 | 3.1578 | 3.2005 | 3.2396 | 3.273 | 3.304 | 3.3311 | 3.3559 | 3.3781 | 3.397 | 3.4141 |  | 2.2659 | 2.2284 | 2.2085 | 2.237 | 2.2713 | 2.3171 | 2.3726 | 2.4337 | 2.5088 | 2.5931 | 2.6908 | 2.8086 | 2.8992 | 2.9864 | 3.0765 | 3.1674 | 3.2803 | 3.3889 | 3.4881 | 3.5799 | 3.667 | 3.7469 | 3.81 | 3.8679 | 3.9191 | 3.9659 | 4.0065 | 4.0409 | 4.0722 | 4.1006 | 4.1239 | 4.145 |  | 2.266 | 2.2283 | 2.212 | 2.2534 | 2.3099 | 2.3899 | 2.4982 | 2.6294 | 2.8046 | 3.0108 | 3.2537 | 3.5709 | 3.8014 | 4.0052 | 4.2065 | 4.4012 | 4.6358 | 4.8049 | 4.9204 | 5.0271 | 5.1214 | 5.2069 | 5.2728 | 5.3304 | 5.3811 | 5.4267 | 5.4676 | 5.5041 | 5.5199 | 5.5159 | 5.4864 | 5.4368 |  | 2.266 | 2.2136 | 2.1825 | 2.2084 | 2.251 | 2.3162 | 2.412 | 2.531 | 2.6941 | 2.8896 | 3.132 | 3.4824 | 3.7619 | 4.0112 | 4.2552 | 4.4822 | 4.7003 | 4.9088 | 5.1044 | 5.2601 | 5.3005 | 5.3311 | 5.3485 | 5.3605 | 5.3678 | 5.3168 | 5.2706 | 5.2231 | 5.175 | 5.1261 | 5.0766 | 5.0273
Great Harwood |  | 2.6184 | 2.5629 | 2.5307 | 2.5601 | 2.5944 | 2.6404 | 2.7002 | 2.7673 | 2.8524 | 2.9481 | 3.0606 | 3.2064 | 3.3229 | 3.4231 | 3.5246 | 3.6205 | 3.727 | 3.8301 | 3.9265 | 4.0182 | 4.1026 | 4.1775 | 4.2321 | 4.2806 | 4.3224 | 4.3594 | 4.3917 | 4.4203 | 4.4467 | 4.4708 | 4.4929 | 4.5136 |  | 2.618 | 2.5834 | 2.5669 | 2.5898 | 2.6162 | 2.6506 | 2.6934 | 2.7414 | 2.7964 | 2.8421 | 2.8964 | 2.9562 | 2.9819 | 3.0048 | 3.031 | 3.0583 | 3.09 | 3.124 | 3.1624 | 3.2033 | 3.2474 | 3.2983 | 3.3386 | 3.3754 | 3.4091 | 3.4361 | 3.4608 | 3.4819 | 3.5009 | 3.5175 | 3.5311 | 3.5434 |  | 2.6183 | 2.5626 | 2.5266 | 2.5499 | 2.5775 | 2.6153 | 2.6627 | 2.7145 | 2.7789 | 2.8518 | 2.9392 | 3.0456 | 3.1273 | 3.2012 | 3.2789 | 3.3566 | 3.4534 | 3.5453 | 3.6296 | 3.7074 | 3.7825 | 3.85 | 3.9024 | 3.9506 | 3.9925 | 4.0308 | 4.0638 | 4.0915 | 4.1164 | 4.1386 | 4.1564 | 4.172 |  | 2.6184 | 2.5628 | 2.5293 | 2.5633 | 2.609 | 2.6753 | 2.7668 | 2.8781 | 3.0283 | 3.2016 | 3.4074 | 3.6745 | 3.8692 | 4.0389 | 4.2073 | 4.3562 | 4.5893 | 4.798 | 4.9895 | 5.1405 | 5.2567 | 5.3377 | 5.3914 | 5.4351 | 5.4691 | 5.4962 | 5.517 | 5.5323 | 5.5441 | 5.5525 | 5.4983 | 5.4694 |  | 2.6184 | 2.5466 | 2.497 | 2.5148 | 2.5474 | 2.5993 | 2.6794 | 2.7776 | 2.9128 | 3.0741 | 3.2808 | 3.5927 | 3.8499 | 4.0796 | 4.3053 | 4.5155 | 4.7174 | 4.8942 | 5.0224 | 5.1378 | 5.2412 | 5.3286 | 5.3871 | 5.4366 | 5.4762 | 5.3932 | 5.3655 | 5.3379 | 5.3057 | 5.2753 | 5.2423 | 5.2096
Green Lane (Altrincham) |  | 4.2201 | 4.1451 | 4.1193 | 4.2096 | 4.318 | 4.4565 | 4.6344 | 4.8372 | 5.0922 | 5.3806 | 5.7153 | 6.1454 | 6.5135 | 6.8407 | 7.1691 | 7.4821 | 7.8266 | 8.0194 | 8.1874 | 8.3399 | 8.4747 | 8.5954 | 8.6797 | 8.7521 | 8.8128 | 8.8656 | 8.9125 | 8.9532 | 8.9905 | 9.0243 | 9.0546 | 9.064 |  | 4.2187 | 4.1703 | 4.1572 | 4.218 | 4.2708 | 4.3369 | 4.4187 | 4.5077 | 4.6138 | 4.7331 | 4.8693 | 5.0208 | 5.1179 | 5.2122 | 5.3124 | 5.4136 | 5.5178 | 5.6325 | 5.7534 | 5.8797 | 6.0106 | 6.166 | 6.3007 | 6.4238 | 6.5369 | 6.6364 | 6.7291 | 6.8111 | 6.8868 | 6.9554 | 7.0154 | 7.0738 |  | 4.2201 | 4.1443 | 4.1077 | 4.18 | 4.2684 | 4.3819 | 4.5224 | 4.6782 | 4.8708 | 5.0907 | 5.3471 | 5.6541 | 5.9098 | 6.1562 | 6.4111 | 6.6679 | 6.9836 | 7.2902 | 7.5637 | 7.7062 | 7.8149 | 7.9128 | 7.9831 | 8.0442 | 8.0943 | 8.138 | 8.1745 | 8.2024 | 8.2257 | 8.2448 | 8.2569 | 8.2662 |  | 4.2201 | 4.145 | 4.1203 | 4.229 | 4.3789 | 4.5864 | 4.8705 | 5.2149 | 5.6718 | 6.2125 | 6.6523 | 7.0073 | 7.26 | 7.4729 | 7.6765 | 7.882 | 8.188 | 8.4823 | 8.7487 | 8.995 | 9.2166 | 9.4163 | 9.5744 | 9.7152 | 9.8397 | 9.9523 | 10.0541 | 10.1459 | 10.2314 | 10.3103 | 10.2444 | 10.2204 |  | 4.2201 | 4.1228 | 4.076 | 4.1622 | 4.2933 | 4.4798 | 4.7441 | 5.0681 | 5.5098 | 6.0384 | 6.4963 | 6.9931 | 7.3981 | 7.7699 | 8.1154 | 8.4344 | 8.7367 | 9.026 | 9.2947 | 9.5431 | 9.7741 | 9.9798 | 10.1437 | 10.2936 | 10.4284 | 10.2757 | 10.2711 | 10.26 | 10.2415 | 10.2241 | 10.2009 | 10.1616
Green Lane (Hazel Grove) |  | 5.1514 | 5.0579 | 5.0161 | 5.0993 | 5.1967 | 5.3229 | 5.4841 | 5.6684 | 5.8989 | 6.1567 | 6.4544 | 6.8343 | 7.1507 | 7.4358 | 7.7212 | 7.9938 | 8.2959 | 8.5923 | 8.8639 | 9.0901 | 9.2135 | 9.3251 | 9.4065 | 9.4765 | 9.5366 | 9.5898 | 9.6377 | 9.6801 | 9.7194 | 9.7553 | 9.7883 | 9.7952 |  | 5.1502 | 5.0916 | 5.0727 | 5.1364 | 5.2006 | 5.2664 | 5.3479 | 5.439 | 5.5473 | 5.6687 | 5.8081 | 5.963 | 6.0475 | 6.1285 | 6.2141 | 6.3011 | 6.3916 | 6.4898 | 6.594 | 6.7026 | 6.8153 | 6.9498 | 7.0669 | 7.1732 | 7.2719 | 7.3627 | 7.4469 | 7.5211 | 7.5877 | 7.6452 | 7.6933 | 7.7466 |  | 5.1513 | 5.0572 | 5.0061 | 5.0737 | 5.1537 | 5.2583 | 5.3869 | 5.5303 | 5.7061 | 5.9047 | 6.134 | 6.4065 | 6.6295 | 6.8434 | 7.0639 | 7.2868 | 7.5615 | 7.8272 | 8.0648 | 8.2827 | 8.4923 | 8.6866 | 8.7478 | 8.8 | 8.843 | 8.8805 | 8.9116 | 8.9353 | 8.955 | 8.9709 | 8.9809 | 8.9883 |  | 5.1514 | 5.0577 | 5.0151 | 5.1126 | 5.2444 | 5.4293 | 5.6818 | 5.9882 | 6.3932 | 6.8715 | 7.4394 | 7.8978 | 8.1148 | 8.2956 | 8.467 | 8.6452 | 8.9323 | 9.208 | 9.4599 | 9.6937 | 9.9052 | 10.0966 | 10.2532 | 10.3924 | 10.5171 | 10.6309 | 10.7347 | 10.8291 | 10.9171 | 10.9988 | 10.9335 | 10.9036 |  | 5.1514 | 5.0287 | 4.9573 | 5.0256 | 5.1332 | 5.2907 | 5.5173 | 5.7979 | 6.1824 | 6.6434 | 7.2191 | 7.827 | 8.2035 | 8.5522 | 8.8742 | 9.1736 | 9.4592 | 9.7322 | 9.9875 | 10.2245 | 10.4461 | 10.644 | 10.8063 | 10.9545 | 11.0892 | 10.9358 | 10.9209 | 10.903 | 10.8779 | 10.8543 | 10.8252 | 10.7968
Green St T11 |  | 3.4595 | 3.3524 | 3.2844 | 3.3341 | 3.38 | 3.4323 | 3.4932 | 3.5593 | 3.6364 | 3.7207 | 3.8151 | 3.9327 | 4.0257 | 4.1067 | 4.1865 | 4.2622 | 4.3451 | 4.4265 | 4.5 | 4.5681 | 4.6299 | 4.6859 | 4.726 | 4.7606 | 4.7897 | 4.8149 | 4.8367 | 4.8551 | 4.8717 | 4.8861 | 4.8986 | 4.9098 |  | 3.4592 | 3.3718 | 3.3198 | 3.3498 | 3.3749 | 3.4062 | 3.4444 | 3.4884 | 3.5395 | 3.5976 | 3.6643 | 3.7393 | 3.762 | 3.7836 | 3.8061 | 3.8291 | 3.8528 | 3.8797 | 3.9079 | 3.9368 | 3.9674 | 4.0042 | 4.0351 | 4.0621 | 4.0864 | 4.1067 | 4.1246 | 4.139 | 4.1507 | 4.1592 | 4.1645 | 4.1716 |  | 3.4595 | 3.3521 | 3.2811 | 3.3258 | 3.3663 | 3.412 | 3.4631 | 3.5171 | 3.5776 | 3.6437 | 3.7183 | 3.8045 | 3.8707 | 3.9315 | 3.9926 | 4.0542 | 4.1295 | 4.2024 | 4.2665 | 4.3238 | 4.3785 | 4.4288 | 4.4674 | 4.5018 | 4.5313 | 4.5576 | 4.58 | 4.5979 | 4.6134 | 4.6265 | 4.6357 | 4.6431 |  | 3.4595 | 3.3525 | 3.2794 | 3.3281 | 3.3782 | 3.4414 | 3.5221 | 3.6164 | 3.736 | 3.8744 | 4.0344 | 4.2405 | 4.3872 | 4.5155 | 4.6409 | 4.7624 | 4.9106 | 5.0547 | 5.184 | 5.3033 | 5.4101 | 5.5056 | 5.5741 | 5.6214 | 5.6477 | 5.667 | 5.6799 | 5.6874 | 5.6915 | 5.6923 | 5.6464 | 5.6266 |  | 3.4595 | 3.3418 | 3.2579 | 3.2956 | 3.3361 | 3.3902 | 3.4635 | 3.5507 | 3.665 | 3.7997 | 3.9649 | 4.2027 | 4.3941 | 4.565 | 4.7307 | 4.8847 | 5.0312 | 5.1715 | 5.3017 | 5.4208 | 5.5321 | 5.6152 | 5.6641 | 5.7039 | 5.7347 | 5.6708 | 5.6702 | 5.6641 | 5.6572 | 5.6449 | 5.6284 | 5.5978
Green St T12 & T13 |  | 3.8888 | 3.8329 | 3.8154 | 3.8936 | 3.981 | 4.0878 | 4.2186 | 4.3658 | 4.5456 | 4.7471 | 4.9764 | 5.2589 | 5.474 | 5.6675 | 5.8601 | 6.0432 | 6.2451 | 6.4437 | 6.6243 | 6.7938 | 6.9487 | 7.0907 | 7.1962 | 7.2901 | 7.3718 | 7.4447 | 7.5097 | 7.5676 | 7.6215 | 7.6712 | 7.7169 | 7.7601 |  | 3.888 | 3.8774 | 3.901 | 3.961 | 4.0151 | 4.0857 | 4.1815 | 4.2877 | 4.4086 | 4.5297 | 4.6555 | 4.7962 | 4.8497 | 4.9012 | 4.9558 | 5.0116 | 5.0687 | 5.1323 | 5.1998 | 5.2702 | 5.3441 | 5.4336 | 5.51 | 5.5784 | 5.6411 | 5.6949 | 5.7442 | 5.7865 | 5.8246 | 5.8578 | 5.8855 | 5.9123 |  | 3.8887 | 3.8324 | 3.8081 | 3.8751 | 3.9503 | 4.0419 | 4.1499 | 4.2689 | 4.41 | 4.5689 | 4.7512 | 4.9595 | 5.11 | 5.2545 | 5.4028 | 5.5521 | 5.7359 | 5.914 | 6.0719 | 6.2155 | 6.3532 | 6.4814 | 6.5829 | 6.6762 | 6.7582 | 6.8335 | 6.8998 | 6.9562 | 7.0072 | 7.0534 | 7.0911 | 7.1249 |  | 3.8888 | 3.8329 | 3.8145 | 3.9016 | 4.011 | 4.1557 | 4.3458 | 4.5727 | 4.8663 | 5.2098 | 5.6141 | 6.1131 | 6.477 | 6.798 | 7.114 | 7.4233 | 7.8046 | 8.1761 | 8.5137 | 8.8288 | 9.0166 | 9.135 | 9.2165 | 9.2806 | 9.3301 | 9.3687 | 9.398 | 9.4189 | 9.4343 | 9.4446 | 9.2778 | 9.2008 |  | 3.8888 | 3.8042 | 3.7564 | 3.813 | 3.8943 | 4.0083 | 4.1684 | 4.3645 | 4.6294 | 4.9454 | 5.3387 | 5.9131 | 6.3736 | 6.7858 | 7.1886 | 7.5642 | 7.9245 | 8.2707 | 8.5442 | 8.6968 | 8.8312 | 8.9399 | 9.0117 | 9.0695 | 9.1135 | 8.8102 | 8.7474 | 8.6774 | 8.6121 | 8.5344 | 8.4515 | 8.3709
Greenfield |  | 2.1718 | 2.1517 | 2.151 | 2.1919 | 2.2442 | 2.3137 | 2.4045 | 2.5094 | 2.6424 | 2.7954 | 2.9385 | 3.0925 | 3.2068 | 3.3049 | 3.3996 | 3.4868 | 3.643 | 3.7944 | 3.9238 | 4.0159 | 4.0998 | 4.1752 | 4.2348 | 4.2894 | 4.3388 | 4.3842 | 4.4255 | 4.4635 | 4.5005 | 4.5359 | 4.5701 | 4.5787 |  | 2.1718 | 2.1654 | 2.1712 | 2.2027 | 2.2381 | 2.2817 | 2.3346 | 2.3942 | 2.4649 | 2.5447 | 2.636 | 2.7381 | 2.7933 | 2.8465 | 2.9024 | 2.9598 | 3.0229 | 3.0915 | 3.1644 | 3.2378 | 3.3061 | 3.3863 | 3.4571 | 3.5221 | 3.5825 | 3.6377 | 3.6894 | 3.7358 | 3.7781 | 3.8156 | 3.8479 | 3.8814 |  | 2.1718 | 2.1513 | 2.1442 | 2.1753 | 2.2166 | 2.2726 | 2.3432 | 2.4237 | 2.5237 | 2.6399 | 2.7784 | 2.9105 | 2.9952 | 3.0722 | 3.1488 | 3.2232 | 3.3113 | 3.3942 | 3.4684 | 3.5361 | 3.5992 | 3.6542 | 3.6972 | 3.7364 | 3.7708 | 3.8018 | 3.8276 | 3.8494 | 3.8695 | 3.888 | 3.9038 | 3.9181 |  | 2.1718 | 2.1523 | 2.1539 | 2.205 | 2.2786 | 2.3826 | 2.5253 | 2.6473 | 2.7536 | 2.8769 | 3.0204 | 3.2033 | 3.333 | 3.4437 | 3.5498 | 3.6664 | 3.9078 | 4.0914 | 4.2429 | 4.3851 | 4.516 | 4.6353 | 4.7351 | 4.8264 | 4.9102 | 4.9884 | 5.0617 | 5.1303 | 5.1958 | 5.2582 | 5.2764 | 5.2721 |  | 2.1718 | 2.1369 | 2.1233 | 2.159 | 2.2203 | 2.3113 | 2.4455 | 2.5355 | 2.6278 | 2.7382 | 2.8934 | 3.2264 | 3.5134 | 3.7372 | 3.9332 | 4.1168 | 4.2929 | 4.4573 | 4.6094 | 4.752 | 4.8856 | 5.0055 | 5.1061 | 5.1999 | 5.2867 | 5.2638 | 5.2658 | 5.2618 | 5.2564 | 5.2503 | 5.2426 | 5.2353
Greenhill |  | 9.1569 | 8.89 | 8.7214 | 8.8729 | 9.0095 | 9.1612 | 9.3289 | 9.5048 | 9.7033 | 9.9157 | 10.1472 | 10.4256 | 10.6408 | 10.835 | 11.0251 | 11.2046 | 11.402 | 11.5922 | 11.7678 | 11.9308 | 12.0812 | 12.216 | 12.3195 | 12.411 | 12.4907 | 12.5612 | 12.6228 | 12.6769 | 12.7264 | 12.771 | 12.811 | 12.8478 |  | 9.1562 | 8.9468 | 8.8286 | 8.9345 | 9.0261 | 9.1354 | 9.262 | 9.4033 | 9.5649 | 9.7458 | 9.9493 | 10.1762 | 10.2397 | 10.3008 | 10.3623 | 10.4237 | 10.4887 | 10.5563 | 10.6286 | 10.7013 | 10.778 | 10.8664 | 10.9436 | 11.0121 | 11.0748 | 11.1311 | 11.1829 | 11.2281 | 11.2691 | 11.3058 | 11.3369 | 11.364 |  | 9.1569 | 8.8895 | 8.7147 | 8.8561 | 8.9817 | 9.1199 | 9.2673 | 9.4181 | 9.5823 | 9.7572 | 9.9473 | 10.1605 | 10.3187 | 10.4698 | 10.6208 | 10.7708 | 10.9524 | 11.1247 | 11.2805 | 11.4209 | 11.5564 | 11.6792 | 11.7795 | 11.8706 | 11.9508 | 12.0236 | 12.0865 | 12.1394 | 12.1866 | 12.2283 | 12.2614 | 12.2901 |  | 9.1569 | 8.8907 | 8.7079 | 8.8534 | 8.995 | 9.1653 | 9.3703 | 9.6004 | 9.8823 | 10.2019 | 10.5679 | 11.0306 | 11.3586 | 11.647 | 11.9273 | 12.2031 | 12.5538 | 12.8919 | 13.2005 | 13.4858 | 13.7444 | 13.9751 | 14.1501 | 14.3028 | 14.4341 | 14.5493 | 14.6499 | 14.737 | 14.8158 | 14.8857 | 14.9143 | 14.9198 |  | 9.1569 | 8.8581 | 8.6427 | 8.7546 | 8.867 | 9.009 | 9.1915 | 9.4028 | 9.6722 | 9.9851 | 10.3684 | 10.9211 | 11.3726 | 11.7804 | 12.1748 | 12.542 | 12.8956 | 13.2321 | 13.5485 | 13.8397 | 14.1142 | 14.3592 | 14.549 | 14.7184 | 14.8674 | 14.9375 | 14.9987 | 15.0469 | 15.0885 | 15.1218 | 15.1478 | 15.1696
Griffin |  | 4.2407 | 4.1656 | 4.1268 | 4.1942 | 4.2707 | 4.3682 | 4.4906 | 4.6277 | 4.7982 | 4.9909 | 5.2113 | 5.4916 | 5.7094 | 5.906 | 6.1015 | 6.2872 | 6.4932 | 6.6951 | 6.8818 | 7.0594 | 7.221 | 7.3687 | 7.4778 | 7.5743 | 7.6588 | 7.7348 | 7.8035 | 7.8652 | 7.9229 | 7.9765 | 8.026 | 8.0732 |  | 4.2399 | 4.2038 | 4.1981 | 4.2672 | 4.3405 | 4.411 | 4.482 | 4.5598 | 4.6535 | 4.7588 | 4.8774 | 5.0097 | 5.0681 | 5.1245 | 5.1833 | 5.2433 | 5.3084 | 5.3794 | 5.4549 | 5.5341 | 5.6159 | 5.7162 | 5.8014 | 5.8785 | 5.9495 | 6.0048 | 6.0552 | 6.0985 | 6.1374 | 6.1714 | 6.1998 | 6.2272 |  | 4.2407 | 4.1651 | 4.1201 | 4.1772 | 4.2421 | 4.3251 | 4.4256 | 4.5351 | 4.6679 | 4.8187 | 4.9924 | 5.1993 | 5.3535 | 5.5018 | 5.6533 | 5.8054 | 5.993 | 6.1741 | 6.338 | 6.4894 | 6.6336 | 6.7672 | 6.8718 | 6.9672 | 7.0515 | 7.1294 | 7.1989 | 7.2586 | 7.3131 | 7.3627 | 7.4039 | 7.4203 |  | 4.2407 | 4.1655 | 4.126 | 4.2029 | 4.3022 | 4.4387 | 4.6222 | 4.8421 | 5.1326 | 5.4744 | 5.8767 | 6.3979 | 6.63 | 6.7962 | 6.9527 | 7.1291 | 7.4606 | 7.7839 | 8.0855 | 8.3701 | 8.6311 | 8.8697 | 9.0705 | 9.2527 | 9.421 | 9.5784 | 9.7261 | 9.8639 | 9.9182 | 9.8973 | 9.7226 | 9.5977 |  | 4.2407 | 4.1352 | 4.0654 | 4.1113 | 4.184 | 4.2915 | 4.4494 | 4.6428 | 4.908 | 5.2266 | 5.6237 | 6.2046 | 6.6711 | 7.0901 | 7.493 | 7.8227 | 8.1402 | 8.4477 | 8.7387 | 9.0133 | 9.2659 | 9.4907 | 9.6516 | 9.6845 | 9.7079 | 9.394 | 9.32 | 9.2413 | 9.1675 | 9.0833 | 8.9949 | 8.9089
Hadfield |  | 2.7004 | 2.6539 | 2.6589 | 2.7572 | 2.8711 | 2.9884 | 3.0797 | 3.1822 | 3.3116 | 3.4584 | 3.6274 | 3.8434 | 4.0253 | 4.1911 | 4.3549 | 4.5072 | 4.6757 | 4.84 | 4.9912 | 5.1341 | 5.2646 | 5.3843 | 5.4745 | 5.5562 | 5.6277 | 5.6917 | 5.748 | 5.7983 | 5.8454 | 5.8889 | 5.9292 | 5.9673 |  | 2.6999 | 2.6663 | 2.6693 | 2.7318 | 2.8009 | 2.8827 | 2.9438 | 3.0037 | 3.0764 | 3.1472 | 3.2259 | 3.3137 | 3.3593 | 3.4045 | 3.4507 | 3.4972 | 3.5457 | 3.598 | 3.6551 | 3.715 | 3.7767 | 3.8492 | 3.9115 | 3.9679 | 4.0198 | 4.0698 | 4.1159 | 4.1561 | 4.191 | 4.2195 | 4.2417 | 4.2694 |  | 2.7003 | 2.6524 | 2.6408 | 2.7149 | 2.8052 | 2.9135 | 3.0149 | 3.1056 | 3.2037 | 3.3157 | 3.446 | 3.6011 | 3.73 | 3.8553 | 3.9785 | 4.1026 | 4.2556 | 4.4024 | 4.5344 | 4.6554 | 4.7519 | 4.8258 | 4.8895 | 4.9509 | 5.0063 | 5.0553 | 5.0908 | 5.1217 | 5.1498 | 5.1761 | 5.2 | 5.2216 |  | 2.7004 | 2.6564 | 2.6622 | 2.7653 | 2.8902 | 3.0439 | 3.1937 | 3.3663 | 3.5176 | 3.6734 | 3.8544 | 4.0756 | 4.2429 | 4.3888 | 4.5253 | 4.7396 | 5.3823 | 5.776 | 5.8978 | 6.0101 | 6.1114 | 6.2022 | 6.2778 | 6.3457 | 6.4072 | 6.4638 | 6.5031 | 6.5152 | 6.5248 | 6.5321 | 6.504 | 6.4383 |  | 2.7004 | 2.6404 | 2.6305 | 2.7176 | 2.8296 | 2.9694 | 3.1277 | 3.2796 | 3.405 | 3.5518 | 3.8268 | 4.5915 | 4.9869 | 5.3358 | 5.4942 | 5.6397 | 5.7759 | 5.9032 | 6.0224 | 6.1323 | 6.234 | 6.3243 | 6.399 | 6.4676 | 6.5301 | 6.5052 | 6.4465 | 6.3859 | 6.3242 | 6.2615 | 6.1977 | 6.1339
Hall Cross |  | 7.0377 | 6.8314 | 6.7137 | 6.8446 | 6.9734 | 7.1164 | 7.2844 | 7.4612 | 7.6778 | 7.9085 | 8.167 | 8.4903 | 8.7616 | 9.0049 | 9.2418 | 9.4702 | 9.7211 | 9.9613 | 10.1809 | 10.3928 | 10.5803 | 10.7493 | 10.8735 | 10.9859 | 11.0819 | 11.1667 | 11.2409 | 11.3061 | 11.366 | 11.4204 | 11.4697 | 11.5156 |  | 7.0369 | 6.8669 | 6.7749 | 6.852 | 6.9207 | 6.9983 | 7.0913 | 7.1894 | 7.3107 | 7.44 | 7.586 | 7.7483 | 7.8231 | 7.8938 | 7.9636 | 8.0383 | 8.117 | 8.1978 | 8.2833 | 8.377 | 8.4689 | 8.5795 | 8.6733 | 8.7598 | 8.8377 | 8.9033 | 8.9636 | 9.0156 | 9.0627 | 9.1047 | 9.1399 | 9.1712 |  | 7.0377 | 6.8307 | 6.7046 | 6.8218 | 6.9356 | 7.0604 | 7.2012 | 7.3443 | 7.5151 | 7.6957 | 7.8991 | 8.1357 | 8.3305 | 8.5162 | 8.7008 | 8.8896 | 9.1192 | 9.3354 | 9.4935 | 9.6246 | 9.7394 | 9.8353 | 9.9027 | 9.9613 | 10.0075 | 10.0461 | 10.0742 | 10.0932 | 10.1074 | 10.1173 | 10.1204 | 10.12 |  | 7.0377 | 6.8322 | 6.7059 | 6.8396 | 6.9859 | 7.1647 | 7.3934 | 7.6543 | 7.8794 | 8.1081 | 8.3677 | 8.6959 | 8.9366 | 9.1389 | 9.326 | 9.5203 | 9.8725 | 10.207 | 10.5151 | 10.8081 | 11.0715 | 11.3117 | 11.5102 | 11.6939 | 11.8612 | 12.0172 | 12.1632 | 12.2997 | 12.3302 | 12.3551 | 12.3328 | 12.2897 |  | 7.0377 | 6.8095 | 6.6608 | 6.7715 | 6.8985 | 7.0593 | 7.2761 | 7.527 | 7.7359 | 7.9629 | 8.2541 | 8.7934 | 9.2551 | 9.6822 | 10.079 | 10.4534 | 10.8115 | 11.1489 | 11.4663 | 11.7457 | 11.877 | 11.9899 | 12.0731 | 12.1488 | 12.2124 | 12.1688 | 12.1505 | 12.1266 | 12.1002 | 12.0694 | 12.0352 | 11.9994
Handforth |  | 3.9555 | 3.8615 | 3.8108 | 3.8858 | 3.9645 | 4.0586 | 4.1733 | 4.2987 | 4.4509 | 4.6191 | 4.8094 | 5.0474 | 5.2499 | 5.4314 | 5.6126 | 5.7832 | 5.9705 | 6.1542 | 6.3206 | 6.4773 | 6.6197 | 6.7497 | 6.8465 | 6.9312 | 7.0048 | 7.0706 | 7.1303 | 7.1834 | 7.2328 | 7.2783 | 7.3201 | 7.3596 |  | 3.9548 | 3.8828 | 3.8463 | 3.894 | 3.9396 | 3.9949 | 4.0615 | 4.1339 | 4.219 | 4.3136 | 4.4209 | 4.5385 | 4.5958 | 4.6503 | 4.7082 | 4.7656 | 4.8245 | 4.8891 | 4.9565 | 5.0269 | 5.0998 | 5.1863 | 5.261 | 5.3274 | 5.3885 | 5.4368 | 5.4806 | 5.5179 | 5.5511 | 5.58 | 5.6039 | 5.6272 |  | 3.9555 | 3.8609 | 3.8033 | 3.8673 | 3.9342 | 4.014 | 4.1077 | 4.2071 | 4.3243 | 4.4545 | 4.6033 | 4.7759 | 4.9201 | 5.0577 | 5.1991 | 5.3396 | 5.5109 | 5.6765 | 5.823 | 5.9567 | 6.0841 | 6.2022 | 6.2958 | 6.3803 | 6.4546 | 6.523 | 6.5841 | 6.6361 | 6.6834 | 6.7261 | 6.7609 | 6.7923 |  | 3.9555 | 3.8614 | 3.8079 | 3.8885 | 3.984 | 4.1084 | 4.2719 | 4.4635 | 4.7116 | 4.9997 | 5.3375 | 5.7729 | 6.1025 | 6.3928 | 6.6791 | 6.9539 | 7.2818 | 7.5998 | 7.887 | 8.1546 | 8.3956 | 8.6137 | 8.7374 | 8.8147 | 8.874 | 8.9202 | 8.955 | 8.9797 | 8.9892 | 8.9803 | 8.815 | 8.7674 |  | 3.9555 | 3.8456 | 3.7764 | 3.841 | 3.923 | 4.0337 | 4.1859 | 4.3669 | 4.6074 | 4.8904 | 5.2362 | 5.7283 | 6.1328 | 6.4933 | 6.846 | 7.173 | 7.486 | 7.785 | 8.0635 | 8.3209 | 8.5612 | 8.7671 | 8.8613 | 8.9387 | 8.9994 | 8.777 | 8.7692 | 8.7516 | 8.7205 | 8.679 | 8.6311 | 8.5844
Hanging Bridge |  | 0.80279 | 0.78561 | 0.77611 | 0.78936 | 0.8035 | 0.82104 | 0.84331 | 0.86754 | 0.89666 | 0.92894 | 0.96883 | 1.0268 | 1.0784 | 1.1268 | 1.1742 | 1.2193 | 1.2666 | 1.3141 | 1.3679 | 1.4239 | 1.4758 | 1.5125 | 1.5381 | 1.5569 | 1.5738 | 1.5886 | 1.6002 | 1.6114 | 1.6211 | 1.6302 | 1.6389 | 1.6478 |  | 0.80268 | 0.78929 | 0.7824 | 0.79115 | 0.79972 | 0.81057 | 0.82479 | 0.84034 | 0.85847 | 0.87889 | 0.90242 | 0.92834 | 0.94312 | 0.95722 | 0.97124 | 0.98799 | 1.0159 | 1.0463 | 1.0796 | 1.1149 | 1.1515 | 1.1922 | 1.231 | 1.2674 | 1.3018 | 1.3161 | 1.3293 | 1.341 | 1.3513 | 1.3599 | 1.3667 | 1.3738 |  | 0.80278 | 0.7855 | 0.77463 | 0.78578 | 0.7977 | 0.81262 | 0.83103 | 0.85058 | 0.87342 | 0.89895 | 0.93156 | 0.97805 | 1.0192 | 1.0597 | 1.1001 | 1.1398 | 1.1843 | 1.2287 | 1.2789 | 1.3308 | 1.38 | 1.4147 | 1.4397 | 1.4586 | 1.4756 | 1.4908 | 1.5027 | 1.5138 | 1.5232 | 1.5318 | 1.5392 | 1.5468 |  | 0.80279 | 0.78603 | 0.77641 | 0.79078 | 0.80787 | 0.8306 | 0.86092 | 0.8991 | 0.95614 | 1.02 | 1.0925 | 1.1814 | 1.2539 | 1.3195 | 1.3837 | 1.4532 | 1.5552 | 1.6575 | 1.7448 | 1.7855 | 1.8218 | 1.8539 | 1.8762 | 1.8954 | 1.9112 | 1.9247 | 1.9359 | 1.9452 | 1.9535 | 1.9605 | 1.9625 | 1.9649 |  | 0.80279 | 0.78244 | 0.7693 | 0.7801 | 0.79428 | 0.8169 | 0.85653 | 0.90091 | 0.95537 | 1.0172 | 1.097 | 1.2235 | 1.3355 | 1.4397 | 1.5414 | 1.6197 | 1.6697 | 1.7174 | 1.7617 | 1.8024 | 1.8396 | 1.8723 | 1.8963 | 1.9174 | 1.9353 | 1.9415 | 1.9516 | 1.9598 | 1.967 | 1.9729 | 1.9778 | 1.9821
Hareholme |  | 2.9716 | 2.9356 | 2.9442 | 3.0372 | 3.1517 | 3.2918 | 3.4711 | 3.6665 | 3.9096 | 4.1768 | 4.4826 | 4.8294 | 5.0793 | 5.3044 | 5.5298 | 5.7434 | 5.9787 | 6.2114 | 6.4239 | 6.6247 | 6.8081 | 6.9767 | 7.1036 | 7.2186 | 7.3195 | 7.4101 | 7.491 | 7.5637 | 7.632 | 7.6954 | 7.7545 | 7.8108 |  | 2.9707 | 2.9469 | 2.9533 | 3.0105 | 3.0766 | 3.1558 | 3.2542 | 3.3571 | 3.4813 | 3.6174 | 3.7739 | 3.9436 | 4.0719 | 4.1942 | 4.3213 | 4.446 | 4.5743 | 4.7141 | 4.861 | 5.0129 | 5.0993 | 5.2036 | 5.293 | 5.374 | 5.4485 | 5.5166 | 5.5802 | 5.6366 | 5.6887 | 5.7364 | 5.7668 | 5.806 |  | 2.9714 | 2.9343 | 2.9271 | 2.9965 | 3.0873 | 3.2 | 3.3395 | 3.4876 | 3.6683 | 3.87 | 4.1065 | 4.3846 | 4.6435 | 4.8285 | 5.0023 | 5.1766 | 5.3904 | 5.599 | 5.7847 | 5.9551 | 6.1182 | 6.2704 | 6.3923 | 6.5061 | 6.607 | 6.7001 | 6.7821 | 6.8526 | 6.9172 | 6.9763 | 7.0256 | 7.0706 |  | 2.9716 | 2.9388 | 2.9511 | 3.0579 | 3.2001 | 3.3853 | 3.63 | 3.9133 | 4.2834 | 4.7072 | 5.2028 | 5.534 | 5.7696 | 5.9719 | 6.163 | 6.436 | 7.2306 | 7.97 | 8.3256 | 8.6097 | 8.8733 | 9.1181 | 9.2891 | 9.3585 | 9.4178 | 9.4695 | 9.5147 | 9.5539 | 9.5888 | 9.6196 | 9.5765 | 9.4809 |  | 2.9716 | 2.9194 | 2.9127 | 3.0003 | 3.1275 | 3.296 | 3.5282 | 3.7975 | 4.1547 | 4.5683 | 5.0946 | 5.7597 | 6.2982 | 6.7799 | 7.2519 | 7.6912 | 8.1121 | 8.5176 | 8.8971 | 9.2496 | 9.435 | 9.5429 | 9.6269 | 9.7009 | 9.7654 | 9.6835 | 9.5986 | 9.5117 | 9.4216 | 9.3318 | 9.2397 | 9.148
Harpurhey |  | 4.3047 | 4.2299 | 4.1922 | 4.2687 | 4.354 | 4.4607 | 4.5933 | 4.7415 | 4.9207 | 5.1208 | 5.3477 | 5.6316 | 5.8566 | 6.0122 | 6.161 | 6.2963 | 6.457 | 6.6111 | 6.7472 | 6.8723 | 6.9838 | 7.0844 | 7.1598 | 7.2279 | 7.288 | 7.3427 | 7.3936 | 7.4402 | 7.4847 | 7.5267 | 7.5664 | 7.5891 |  | 4.3039 | 4.2538 | 4.2325 | 4.2876 | 4.3433 | 4.4112 | 4.4934 | 4.5842 | 4.6882 | 4.8037 | 4.9331 | 5.0758 | 5.1548 | 5.2298 | 5.3071 | 5.3836 | 5.4623 | 5.5467 | 5.6344 | 5.7251 | 5.8176 | 5.924 | 6.0168 | 6.1033 | 6.184 | 6.2545 | 6.3205 | 6.3795 | 6.4344 | 6.4847 | 6.5296 | 6.5732 |  | 4.3047 | 4.2293 | 4.1848 | 4.2501 | 4.3231 | 4.4146 | 4.5245 | 4.6444 | 4.7851 | 4.9429 | 5.1231 | 5.3334 | 5.5121 | 5.6825 | 5.833 | 5.9513 | 6.09 | 6.2209 | 6.3325 | 6.4315 | 6.5226 | 6.605 | 6.6681 | 6.7257 | 6.7756 | 6.8212 | 6.862 | 6.8968 | 6.9286 | 6.9576 | 6.9817 | 7.004 |  | 4.3047 | 4.2305 | 4.1919 | 4.2775 | 4.3851 | 4.5304 | 4.7233 | 4.9526 | 5.1366 | 5.3159 | 5.5222 | 5.784 | 5.9807 | 6.1482 | 6.3071 | 6.4689 | 6.7107 | 6.9424 | 7.1552 | 7.3537 | 7.5343 | 7.6983 | 7.834 | 7.9584 | 8.0714 | 8.176 | 8.2731 | 8.363 | 8.4376 | 8.4973 | 8.4305 | 8.4201 |  | 4.3047 | 4.2069 | 4.1451 | 4.207 | 4.2956 | 4.4195 | 4.5934 | 4.804 | 4.9536 | 5.12 | 5.3407 | 5.719 | 6.0383 | 6.34 | 6.6143 | 6.8687 | 7.0772 | 7.256 | 7.421 | 7.5723 | 7.7113 | 7.8334 | 7.9311 | 8.0217 | 8.1031 | 7.927 | 7.9254 | 7.919 | 7.9156 | 7.9037 | 7.888 | 7.8735
Harwood |  | 3.8475 | 3.775 | 3.7473 | 3.8252 | 3.9178 | 4.0376 | 4.1911 | 4.3682 | 4.5938 | 4.8506 | 5.148 | 5.5309 | 5.8504 | 6.1392 | 6.4283 | 6.7041 | 7.0094 | 7.3098 | 7.5869 | 7.8489 | 8.09 | 8.3106 | 8.478 | 8.6292 | 8.7623 | 8.8263 | 8.8699 | 8.9078 | 8.9423 | 8.9737 | 9.0023 | 9.0044 |  | 3.8462 | 3.8 | 3.7858 | 3.84 | 3.8963 | 3.9659 | 4.0491 | 4.1426 | 4.2555 | 4.3827 | 4.5275 | 4.651 | 4.7303 | 4.8076 | 4.8895 | 4.974 | 5.0652 | 5.1658 | 5.274 | 5.3823 | 5.4951 | 5.6313 | 5.7494 | 5.8567 | 5.9561 | 6.0458 | 6.1297 | 6.2044 | 6.2738 | 6.3377 | 6.3937 | 6.4446 |  | 3.8474 | 3.7742 | 3.7364 | 3.7991 | 3.8738 | 3.9715 | 4.0919 | 4.2273 | 4.3961 | 4.5899 | 4.8175 | 5.0905 | 5.3141 | 5.53 | 5.7528 | 5.9779 | 6.2556 | 6.5247 | 6.7673 | 6.9901 | 7.2048 | 7.4041 | 7.5648 | 7.7142 | 7.8472 | 7.9702 | 8.079 | 8.1554 | 8.1704 | 8.1818 | 8.1875 | 8.1902 |  | 3.8475 | 3.7754 | 3.7492 | 3.8444 | 3.9743 | 4.1561 | 4.4049 | 4.7091 | 5.1151 | 5.5956 | 6.1674 | 6.6594 | 6.8671 | 7.0364 | 7.1941 | 7.3508 | 7.5931 | 7.8242 | 8.0321 | 8.2218 | 8.3914 | 8.5409 | 8.6576 | 8.7601 | 8.8501 | 8.9312 | 9.0044 | 9.0706 | 9.1324 | 9.1899 | 9.1539 | 9.1238 |  | 3.8475 | 3.7523 | 3.7031 | 3.7736 | 3.8838 | 4.0437 | 4.273 | 4.5569 | 4.946 | 5.4123 | 5.9916 | 6.4219 | 6.737 | 7.0159 | 7.2782 | 7.5176 | 7.7415 | 7.9529 | 8.1472 | 8.3235 | 8.4855 | 8.6259 | 8.7346 | 8.8318 | 8.9176 | 8.8221 | 8.8029 | 8.7782 | 8.7536 | 8.7229 | 8.6887 | 8.6549
Hattersley |  | 2.4971 | 2.4795 | 2.4975 | 2.5689 | 2.6531 | 2.7557 | 2.8815 | 3.0164 | 3.179 | 3.3529 | 3.5452 | 3.7858 | 3.9739 | 4.108 | 4.2289 | 4.3369 | 4.4904 | 4.6376 | 4.7472 | 4.8354 | 4.9046 | 4.9539 | 4.9743 | 4.9845 | 4.9851 | 4.9782 | 4.9625 | 4.9423 | 4.9199 | 4.8954 | 4.8696 | 4.8335 |  | 2.4976 | 2.4991 | 2.5263 | 2.5909 | 2.6652 | 2.7554 | 2.8619 | 2.9787 | 3.0718 | 3.1291 | 3.1945 | 3.2675 | 3.314 | 3.3587 | 3.4068 | 3.4562 | 3.5078 | 3.5653 | 3.6261 | 3.6907 | 3.7577 | 3.8392 | 3.9097 | 3.9733 | 4.0321 | 4.086 | 4.1365 | 4.1813 | 4.2228 | 4.2609 | 4.2942 | 4.3239 |  | 2.497 | 2.4784 | 2.4832 | 2.5358 | 2.6021 | 2.6849 | 2.7827 | 2.886 | 3.0079 | 3.1409 | 3.2916 | 3.4666 | 3.6019 | 3.7206 | 3.8345 | 3.9399 | 4.0675 | 4.1811 | 4.2724 | 4.3478 | 4.4115 | 4.4579 | 4.4824 | 4.4985 | 4.5052 | 4.5051 | 4.4949 | 4.4783 | 4.4583 | 4.4357 | 4.4093 | 4.3813 |  | 2.4971 | 2.4812 | 2.4978 | 2.5624 | 2.6336 | 2.7163 | 2.8109 | 2.9054 | 3.015 | 3.1222 | 3.2286 | 3.3478 | 3.4524 | 3.5299 | 3.5961 | 3.684 | 3.8921 | 4.0913 | 4.2744 | 4.444 | 4.596 | 4.7291 | 4.8456 | 4.9486 | 5.0442 | 5.1171 | 5.1548 | 5.1891 | 5.2212 | 5.251 | 5.2288 | 5.2039 |  | 2.4971 | 2.4596 | 2.4549 | 2.4979 | 2.5515 | 2.6148 | 2.6945 | 2.7725 | 2.864 | 2.9541 | 3.0847 | 3.3604 | 3.6338 | 3.8773 | 4.1052 | 4.3127 | 4.5061 | 4.6357 | 4.7305 | 4.8165 | 4.8933 | 4.9586 | 5.0081 | 5.0513 | 5.0887 | 5.0394 | 5.0205 | 4.9988 | 4.9771 | 4.9526 | 4.9265 | 4.9004
Haverthwaite |  | 0.45947 | 0.45119 | 0.45075 | 0.46792 | 0.4876 | 0.51143 | 0.54081 | 0.57407 | 0.61542 | 0.66162 | 0.71534 | 0.78605 | 0.84378 | 0.89643 | 0.94911 | 0.99923 | 1.0544 | 1.1085 | 1.1613 | 1.2126 | 1.2594 | 1.2994 | 1.3282 | 1.3526 | 1.3739 | 1.3928 | 1.4093 | 1.4242 | 1.4379 | 1.4505 | 1.4622 | 1.4735 |  | 0.45927 | 0.45728 | 0.46139 | 0.4752 | 0.4872 | 0.50194 | 0.51976 | 0.53962 | 0.56282 | 0.58898 | 0.61923 | 0.65289 | 0.66824 | 0.6834 | 0.69931 | 0.72029 | 0.75878 | 0.79576 | 0.81782 | 0.84131 | 0.86598 | 0.89618 | 0.92292 | 0.94738 | 0.97009 | 0.9853 | 0.99949 | 1.012 | 1.0235 | 1.0341 | 1.0431 | 1.0512 |  | 0.45945 | 0.45101 | 0.44859 | 0.46257 | 0.47883 | 0.49853 | 0.52177 | 0.54748 | 0.57863 | 0.61372 | 0.65531 | 0.70691 | 0.74757 | 0.78732 | 0.8283 | 0.86954 | 0.91996 | 0.96866 | 1.0155 | 1.06 | 1.1023 | 1.1387 | 1.1665 | 1.1908 | 1.2121 | 1.2317 | 1.2486 | 1.2631 | 1.276 | 1.2878 | 1.2974 | 1.3063 |  | 0.45947 | 0.45126 | 0.45116 | 0.47126 | 0.49728 | 0.53152 | 0.57696 | 0.63241 | 0.70731 | 0.79417 | 0.89615 | 1.0278 | 1.1254 | 1.2124 | 1.2986 | 1.3814 | 1.4788 | 1.574 | 1.6605 | 1.7413 | 1.8139 | 1.8608 | 1.8771 | 1.8887 | 1.896 | 1.9002 | 1.9018 | 1.9011 | 1.8991 | 1.8959 | 1.8882 | 1.8763 |  | 0.45947 | 0.44808 | 0.44464 | 0.46122 | 0.4837 | 0.51523 | 0.56066 | 0.61489 | 0.6863 | 0.76986 | 0.87113 | 1.0146 | 1.1312 | 1.2352 | 1.3372 | 1.432 | 1.5231 | 1.6104 | 1.6923 | 1.7683 | 1.8366 | 1.8678 | 1.8854 | 1.899 | 1.9086 | 1.907 | 1.9004 | 1.8913 | 1.8812 | 1.8702 | 1.8585 | 1.8465
Hawk Green |  | 2.2302 | 2.2 | 2.1983 | 2.2609 | 2.3365 | 2.4319 | 2.5536 | 2.693 | 2.8688 | 3.0684 | 3.2996 | 3.5959 | 3.8384 | 4.0579 | 4.2782 | 4.4882 | 4.7207 | 4.9494 | 5.1611 | 5.3625 | 5.5475 | 5.7165 | 5.8449 | 5.9605 | 6.0626 | 6.1549 | 6.2376 | 6.3126 | 6.3689 | 6.4098 | 6.4488 | 6.453 |  | 2.2293 | 2.2216 | 2.2348 | 2.2888 | 2.3478 | 2.4181 | 2.5006 | 2.5924 | 2.7004 | 2.8215 | 2.9591 | 3.1128 | 3.1722 | 3.2299 | 3.2919 | 3.3555 | 3.4235 | 3.4982 | 3.578 | 3.662 | 3.7502 | 3.8566 | 3.9495 | 4.0342 | 4.1131 | 4.1825 | 4.2477 | 4.3062 | 4.3608 | 4.4113 | 4.4561 | 4.4974 |  | 2.2302 | 2.1994 | 2.1906 | 2.2413 | 2.3036 | 2.3825 | 2.4793 | 2.5875 | 2.7206 | 2.8728 | 3.0515 | 3.2653 | 3.4357 | 3.6004 | 3.7708 | 3.9426 | 4.1542 | 4.3593 | 4.545 | 4.7168 | 4.8819 | 5.0347 | 5.158 | 5.2722 | 5.374 | 5.4684 | 5.552 | 5.608 | 5.6211 | 5.6318 | 5.6387 | 5.6433 |  | 2.2302 | 2.2004 | 2.2011 | 2.2777 | 2.3828 | 2.5262 | 2.7211 | 2.9581 | 3.2728 | 3.6437 | 4.0844 | 4.6583 | 4.9916 | 5.1241 | 5.2502 | 5.3875 | 5.6366 | 5.8785 | 6.1038 | 6.316 | 6.5114 | 6.6639 | 6.7654 | 6.8203 | 6.8608 | 6.8942 | 6.9221 | 6.9459 | 6.9319 | 6.8513 | 6.7161 | 6.577 |  | 2.2302 | 2.1833 | 2.1668 | 2.2255 | 2.3147 | 2.4411 | 2.6211 | 2.8417 | 3.1407 | 3.4975 | 3.9379 | 4.5714 | 5.0805 | 5.5356 | 5.8176 | 6.08 | 6.2595 | 6.3773 | 6.4842 | 6.5803 | 6.6657 | 6.7381 | 6.793 | 6.8403 | 6.8809 | 6.8171 | 6.7962 | 6.7719 | 6.7472 | 6.6775 | 6.5385 | 6.4003
Haydock |  | 5.6745 | 5.6442 | 5.7219 | 5.9364 | 6.0835 | 6.2211 | 6.4038 | 6.6101 | 6.8606 | 7.1481 | 7.4894 | 7.9211 | 8.2913 | 8.6269 | 8.9343 | 9.2086 | 9.5082 | 9.8045 | 10.0702 | 10.3216 | 10.5517 | 10.7528 | 10.8501 | 10.9342 | 11.0062 | 11.0688 | 11.1222 | 11.1684 | 11.2103 | 11.2478 | 11.2815 | 11.2737 |  | 5.6762 | 5.6863 | 5.766 | 5.937 | 6.0096 | 6.0759 | 6.1725 | 6.2803 | 6.4046 | 6.5488 | 6.7232 | 6.9172 | 7.0205 | 7.1113 | 7.2042 | 7.2975 | 7.3917 | 7.4947 | 7.6026 | 7.7151 | 7.8276 | 7.9532 | 8.0617 | 8.1588 | 8.2481 | 8.337 | 8.4189 | 8.4902 | 8.5521 | 8.6024 | 8.6413 | 8.6894 |  | 5.6741 | 5.6405 | 5.6731 | 5.8262 | 6.0196 | 6.1588 | 6.3098 | 6.4761 | 6.6718 | 6.898 | 7.1711 | 7.4954 | 7.7734 | 8.0394 | 8.3059 | 8.5419 | 8.816 | 9.0836 | 9.3176 | 9.5329 | 9.7388 | 9.9207 | 9.9841 | 10.0373 | 10.0792 | 10.1136 | 10.1376 | 10.1522 | 10.1614 | 10.1659 | 10.1629 | 10.1564 |  | 5.6745 | 5.6462 | 5.718 | 5.9139 | 6.1293 | 6.3357 | 6.602 | 6.8733 | 7.1513 | 7.4076 | 7.654 | 7.9341 | 8.2622 | 8.5234 | 8.7657 | 9.018 | 9.4604 | 9.8776 | 10.2503 | 10.5914 | 10.8928 | 11.1566 | 11.369 | 11.5455 | 11.6598 | 11.7625 | 11.8546 | 11.9368 | 11.9619 | 11.8771 | 11.7334 | 11.5616 |  | 5.6745 | 5.5959 | 5.6185 | 5.7646 | 5.9408 | 6.1295 | 6.3461 | 6.551 | 6.7916 | 7.0137 | 7.2804 | 7.7911 | 8.3772 | 8.8919 | 9.3787 | 9.8192 | 10.2279 | 10.6105 | 10.9588 | 11.2766 | 11.5679 | 11.8179 | 12.0147 | 12.1909 | 12.2173 | 12.0532 | 11.8972 | 11.7352 | 11.5707 | 11.4034 | 11.2336 | 11.064
HDA No1 & HDA No2 |  | 0.39595 | 0.39943 | 0.42117 | 0.46261 | 0.49899 | 0.54467 | 0.60399 | 0.67266 | 0.76081 | 0.86122 | 0.97866 | 1.1326 | 1.2631 | 1.3818 | 1.5009 | 1.6143 | 1.7401 | 1.8641 | 1.9804 | 2.0917 | 2.194 | 2.2851 | 2.3531 | 2.4136 | 2.4668 | 2.5146 | 2.5568 | 2.5948 | 2.6306 | 2.6639 | 2.6952 | 2.7251 |  | 0.39643 | 0.40421 | 0.42216 | 0.45437 | 0.48516 | 0.51283 | 0.54521 | 0.58108 | 0.62395 | 0.67202 | 0.72672 | 0.7878 | 0.81739 | 0.84653 | 0.87816 | 0.91116 | 0.94831 | 0.9898 | 1.0344 | 1.0817 | 1.1317 | 1.1922 | 1.245 | 1.2931 | 1.3378 | 1.3747 | 1.4095 | 1.4406 | 1.4696 | 1.4964 | 1.5201 | 1.5412 |  | 0.39581 | 0.39866 | 0.41153 | 0.44662 | 0.47985 | 0.51621 | 0.56159 | 0.61293 | 0.67753 | 0.75204 | 0.84099 | 0.95006 | 1.0409 | 1.1295 | 1.2213 | 1.3139 | 1.4283 | 1.5395 | 1.6417 | 1.7369 | 1.8284 | 1.9109 | 1.9762 | 2.0361 | 2.0892 | 2.1383 | 2.1811 | 2.218 | 2.2518 | 2.2829 | 2.309 | 2.3329 |  | 0.39595 | 0.39982 | 0.42391 | 0.47401 | 0.52738 | 0.59999 | 0.69988 | 0.82255 | 0.98817 | 1.142 | 1.2413 | 1.3519 | 1.4871 | 1.597 | 1.6986 | 1.7956 | 1.9392 | 2.0735 | 2.19 | 2.2936 | 2.3816 | 2.4554 | 2.5022 | 2.5391 | 2.5678 | 2.5909 | 2.6092 | 2.6231 | 2.6345 | 2.6433 | 2.6358 | 2.5988 |  | 0.39595 | 0.39557 | 0.41531 | 0.46122 | 0.51029 | 0.57915 | 0.67762 | 0.79732 | 0.95847 | 1.0996 | 1.2052 | 1.3764 | 1.5801 | 1.7554 | 1.9179 | 2.0617 | 2.1937 | 2.3154 | 2.424 | 2.5202 | 2.6008 | 2.6654 | 2.7079 | 2.7429 | 2.7706 | 2.7683 | 2.7366 | 2.7016 | 2.6645 | 2.6275 | 2.5896 | 2.5515
Heady Hill |  | 3.4943 | 3.407 | 3.3558 | 3.4124 | 3.4683 | 3.5347 | 3.6142 | 3.7003 | 3.8035 | 3.9173 | 4.045 | 4.2028 | 4.3305 | 4.4444 | 4.5579 | 4.6658 | 4.7838 | 4.8995 | 5.0048 | 5.1048 | 5.195 | 5.2781 | 5.3402 | 5.3969 | 5.4462 | 5.4902 | 5.5288 | 5.5631 | 5.595 | 5.6244 | 5.6513 | 5.6767 |  | 3.4939 | 3.4298 | 3.3972 | 3.4395 | 3.4786 | 3.5262 | 3.5833 | 3.641 | 3.6944 | 3.7543 | 3.8224 | 3.8975 | 3.9322 | 3.9646 | 3.9989 | 4.0338 | 4.0692 | 4.1079 | 4.1486 | 4.1918 | 4.2354 | 4.2882 | 4.3325 | 4.373 | 4.4099 | 4.4444 | 4.4764 | 4.5047 | 4.5306 | 4.5541 | 4.5742 | 4.5919 |  | 3.4943 | 3.4067 | 3.3515 | 3.4015 | 3.4503 | 3.5081 | 3.5747 | 3.6449 | 3.7265 | 3.8166 | 3.9182 | 4.0351 | 4.1264 | 4.2129 | 4.3015 | 4.3905 | 4.4983 | 4.6024 | 4.6949 | 4.7804 | 4.8609 | 4.9362 | 4.9961 | 5.0523 | 5.1018 | 5.1472 | 5.1864 | 5.2199 | 5.2501 | 5.2775 | 5.2999 | 5.32 |  | 3.4943 | 3.4076 | 3.3531 | 3.412 | 3.4774 | 3.5624 | 3.6726 | 3.8007 | 3.965 | 4.1556 | 4.3779 | 4.6631 | 4.8722 | 5.0556 | 5.2361 | 5.413 | 5.6309 | 5.843 | 6.0357 | 6.2165 | 6.3791 | 6.5273 | 6.6389 | 6.7386 | 6.8253 | 6.9028 | 6.9719 | 7.0333 | 7.0904 | 7.1428 | 7.1754 | 7.1931 |  | 3.4943 | 3.391 | 3.3201 | 3.362 | 3.4131 | 3.4829 | 3.5798 | 3.6953 | 3.8497 | 4.0323 | 4.2585 | 4.5868 | 4.8559 | 5.0971 | 5.3325 | 5.5523 | 5.7626 | 5.9643 | 6.153 | 6.329 | 6.4932 | 6.6426 | 6.7558 | 6.8586 | 6.9492 | 7.0027 | 7.0449 | 7.0798 | 7.111 | 7.1381 | 7.1615 | 7.1829
Heap Bridge |  | 3.9037 | 3.8016 | 3.7483 | 3.8241 | 3.8963 | 3.9436 | 3.9943 | 4.0443 | 4.0988 | 4.1559 | 4.2168 | 4.291 | 4.3531 | 4.4093 | 4.4633 | 4.5149 | 4.569 | 4.6224 | 4.6726 | 4.7207 | 4.7638 | 4.8004 | 4.8274 | 4.8506 | 4.8702 | 4.8868 | 4.8995 | 4.9099 | 4.9188 | 4.9262 | 4.9322 | 4.937 |  | 3.9043 | 3.8245 | 3.7853 | 3.8382 | 3.8597 | 3.8762 | 3.8978 | 3.9211 | 3.9486 | 3.9802 | 4.016 | 4.0566 | 4.0744 | 4.0915 | 4.1079 | 4.1254 | 4.1443 | 4.1653 | 4.1875 | 4.2105 | 4.2332 | 4.2588 | 4.2806 | 4.3003 | 4.3185 | 4.3325 | 4.3449 | 4.355 | 4.3632 | 4.3693 | 4.373 | 4.3761 |  | 3.9037 | 3.8009 | 3.7384 | 3.8018 | 3.863 | 3.929 | 3.978 | 4.0214 | 4.067 | 4.1143 | 4.1646 | 4.222 | 4.2691 | 4.3141 | 4.358 | 4.4019 | 4.4518 | 4.5006 | 4.5456 | 4.5878 | 4.6269 | 4.6604 | 4.6865 | 4.7096 | 4.7294 | 4.7465 | 4.7596 | 4.7697 | 4.778 | 4.7846 | 4.7888 | 4.7914 |  | 3.9037 | 3.8016 | 3.74 | 3.8036 | 3.8607 | 3.9185 | 3.9782 | 4.0345 | 4.0971 | 4.1553 | 4.2111 | 4.2753 | 4.3367 | 4.3816 | 4.4191 | 4.4608 | 4.5696 | 4.6388 | 4.6979 | 4.7502 | 4.7941 | 4.8309 | 4.8569 | 4.8782 | 4.8951 | 4.9086 | 4.9192 | 4.9273 | 4.9336 | 4.9382 | 4.9204 | 4.8803 |  | 3.9037 | 3.7859 | 3.7087 | 3.7566 | 3.8007 | 3.8458 | 3.8966 | 3.9449 | 4.0008 | 4.0544 | 4.1215 | 4.266 | 4.4125 | 4.5204 | 4.619 | 4.7076 | 4.7877 | 4.8614 | 4.9269 | 4.9854 | 5.0366 | 5.0801 | 5.1128 | 5.1414 | 5.1655 | 5.1422 | 5.1131 | 5.0827 | 5.0505 | 5.0177 | 4.9836 | 4.949
Heasandford |  | 2.6298 | 2.5356 | 2.4657 | 2.4881 | 2.5032 | 2.5193 | 2.5408 | 2.5607 | 2.5838 | 2.6075 | 2.6343 | 2.6676 | 2.6941 | 2.7168 | 2.7384 | 2.7572 | 2.7777 | 2.7994 | 2.8146 | 2.8279 | 2.839 | 2.8501 | 2.8587 | 2.8652 | 2.8713 | 2.8756 | 2.8769 | 2.8772 | 2.8766 | 2.8754 | 2.8738 | 2.8714 |  | 2.6298 | 2.5438 | 2.4812 | 2.4849 | 2.4815 | 2.4797 | 2.4851 | 2.4906 | 2.4997 | 2.5106 | 2.5257 | 2.545 | 2.5546 | 2.5629 | 2.5704 | 2.5756 | 2.5803 | 2.5868 | 2.5919 | 2.5971 | 2.6007 | 2.6037 | 2.6052 | 2.6038 | 2.6022 | 2.605 | 2.6069 | 2.6075 | 2.6065 | 2.6032 | 2.5978 | 2.5953 |  | 2.6298 | 2.5356 | 2.465 | 2.4863 | 2.5003 | 2.5149 | 2.5343 | 2.5514 | 2.5708 | 2.5903 | 2.6125 | 2.6385 | 2.6588 | 2.6767 | 2.694 | 2.7095 | 2.7283 | 2.7481 | 2.761 | 2.7719 | 2.7813 | 2.7911 | 2.7993 | 2.8057 | 2.8118 | 2.8164 | 2.8178 | 2.8179 | 2.8171 | 2.8156 | 2.8131 | 2.8098 |  | 2.6298 | 2.5367 | 2.4627 | 2.4821 | 2.4953 | 2.5107 | 2.5338 | 2.5572 | 2.5871 | 2.6205 | 2.6591 | 2.7092 | 2.7447 | 2.7743 | 2.8024 | 2.8604 | 3.0205 | 3.1804 | 3.3326 | 3.479 | 3.6159 | 3.6381 | 3.6455 | 3.647 | 3.6469 | 3.6445 | 3.6399 | 3.6333 | 3.6253 | 3.6159 | 3.6001 | 3.578 |  | 2.6298 | 2.5305 | 2.4506 | 2.4637 | 2.4717 | 2.4828 | 2.5033 | 2.5256 | 2.5563 | 2.5922 | 2.6733 | 2.8624 | 3.0435 | 3.2127 | 3.3797 | 3.5381 | 3.6703 | 3.7065 | 3.7367 | 3.7635 | 3.7873 | 3.8094 | 3.8243 | 3.833 | 3.8402 | 3.8356 | 3.8262 | 3.8149 | 3.8022 | 3.7882 | 3.7728 | 3.7565
Heaton Moor |  | 2.9879 | 2.9455 | 2.9331 | 2.9879 | 3.0552 | 3.1423 | 3.2565 | 3.3876 | 3.5529 | 3.7408 | 3.9595 | 4.2401 | 4.476 | 4.6897 | 4.9034 | 5.1067 | 5.3317 | 5.5529 | 5.7565 | 5.9493 | 6.1262 | 6.2882 | 6.4121 | 6.5242 | 6.6234 | 6.713 | 6.7929 | 6.8654 | 6.9311 | 6.9913 | 7.0473 | 7.101 |  | 2.987 | 2.9652 | 2.9648 | 3.0072 | 3.0532 | 3.1101 | 3.1796 | 3.2566 | 3.347 | 3.4483 | 3.5509 | 3.6514 | 3.7123 | 3.7714 | 3.834 | 3.8977 | 3.9647 | 4.0379 | 4.1151 | 4.1956 | 4.2794 | 4.3795 | 4.4664 | 4.5454 | 4.6187 | 4.6815 | 4.7339 | 4.7791 | 4.8199 | 4.8557 | 4.8861 | 4.9172 |  | 2.9878 | 2.945 | 2.9256 | 2.9689 | 3.0232 | 3.0944 | 3.1849 | 3.2862 | 3.4108 | 3.5538 | 3.7228 | 3.9251 | 4.0924 | 4.2541 | 4.4204 | 4.5874 | 4.7927 | 4.9916 | 5.1706 | 5.3353 | 5.4934 | 5.6402 | 5.7593 | 5.8702 | 5.9693 | 6.061 | 6.1418 | 6.2121 | 6.2668 | 6.28 | 6.2875 | 6.2928 |  | 2.9879 | 2.9447 | 2.9327 | 2.9993 | 3.0927 | 3.224 | 3.4057 | 3.6268 | 3.921 | 4.2687 | 4.683 | 5.2232 | 5.4797 | 5.6497 | 5.8112 | 5.9819 | 6.2967 | 6.6013 | 6.8827 | 7.0788 | 7.2449 | 7.3934 | 7.5084 | 7.6086 | 7.6953 | 7.7718 | 7.839 | 7.8976 | 7.9505 | 7.9976 | 7.8683 | 7.8348 |  | 2.9879 | 2.9289 | 2.9012 | 2.9516 | 3.0314 | 3.1476 | 3.3151 | 3.5212 | 3.8017 | 4.1375 | 4.579 | 5.2208 | 5.7021 | 6.1318 | 6.4413 | 6.6856 | 6.9173 | 7.1373 | 7.3408 | 7.5275 | 7.6995 | 7.8513 | 7.9697 | 8.0757 | 8.1692 | 7.9126 | 7.8941 | 7.8601 | 7.7219 | 7.562 | 7.3939 | 7.2322
Heaton Norris |  | 6.1471 | 6.0067 | 5.9204 | 5.9859 | 6.0529 | 6.1391 | 6.2493 | 6.3707 | 6.5163 | 6.6788 | 6.8706 | 7.1187 | 7.3407 | 7.5418 | 7.7397 | 7.9273 | 8.131 | 8.3304 | 8.5276 | 8.7196 | 8.8961 | 9.0437 | 9.1602 | 9.2609 | 9.3518 | 9.4329 | 9.4988 | 9.5585 | 9.6144 | 9.667 | 9.7169 | 9.7639 |  | 6.1465 | 6.0284 | 5.9566 | 5.9882 | 6.0137 | 6.0515 | 6.1056 | 6.165 | 6.2336 | 6.311 | 6.4028 | 6.5029 | 6.5778 | 6.6488 | 6.7198 | 6.7951 | 6.8903 | 6.9878 | 7.0903 | 7.196 | 7.3035 | 7.4229 | 7.5325 | 7.6339 | 7.733 | 7.8105 | 7.883 | 7.9481 | 8.0067 | 8.0578 | 8.0999 | 8.1406 |  | 6.147 | 6.0063 | 5.9142 | 5.9704 | 6.0272 | 6.1008 | 6.1926 | 6.2911 | 6.4055 | 6.5339 | 6.6882 | 6.878 | 7.048 | 7.2098 | 7.3721 | 7.5326 | 7.7218 | 7.9048 | 8.0839 | 8.2551 | 8.4179 | 8.5544 | 8.6678 | 8.7681 | 8.8594 | 8.9424 | 9.0094 | 9.0679 | 9.1216 | 9.1714 | 9.2149 | 9.2544 |  | 6.1471 | 6.008 | 5.9172 | 5.9858 | 6.0667 | 6.1814 | 6.3353 | 6.5206 | 6.7714 | 7.0609 | 7.3981 | 7.825 | 8.161 | 8.4589 | 8.7499 | 9.1283 | 9.7656 | 10.0568 | 10.3242 | 10.5722 | 10.7967 | 10.9992 | 11.1644 | 11.3005 | 11.3916 | 11.3675 | 11.3345 | 11.2939 | 11.2481 | 11.1973 | 10.9037 | 10.7798 |  | 6.1471 | 5.9856 | 5.8731 | 5.9199 | 5.9845 | 6.0844 | 6.237 | 6.4176 | 6.6544 | 6.9331 | 7.3761 | 8.2399 | 8.7809 | 9.135 | 9.4787 | 9.7851 | 10.0784 | 10.3577 | 10.6185 | 10.8579 | 11.0805 | 11.2815 | 11.4307 | 11.534 | 11.525 | 11.0215 | 10.916 | 10.8054 | 10.7017 | 10.5826 | 10.4567 | 10.3343
Helwith Bridge |  | 0.018561 | 0.023212 | 0.029818 | 0.038553 | 0.046947 | 0.054792 | 0.065074 | 0.076995 | 0.092134 | 0.10947 | 0.13047 | 0.15831 | 0.18009 | 0.20006 | 0.22005 | 0.23912 | 0.26016 | 0.2809 | 0.30102 | 0.32058 | 0.3386 | 0.35416 | 0.36554 | 0.37542 | 0.38412 | 0.39197 | 0.39896 | 0.40535 | 0.41134 | 0.41695 | 0.42224 | 0.42737 |  | 0.018497 | 0.024767 | 0.031622 | 0.039403 | 0.048575 | 0.05652 | 0.06461 | 0.073578 | 0.083976 | 0.09567 | 0.109 | 0.12388 | 0.12932 | 0.13473 | 0.14046 | 0.147 | 0.15635 | 0.16667 | 0.17699 | 0.18606 | 0.19564 | 0.20713 | 0.21735 | 0.22682 | 0.23566 | 0.24183 | 0.24765 | 0.25286 | 0.25773 | 0.26221 | 0.26618 | 0.26988 |  | 0.01855 | 0.023075 | 0.028095 | 0.03449 | 0.043101 | 0.050365 | 0.05844 | 0.067603 | 0.078983 | 0.092162 | 0.10855 | 0.12905 | 0.14448 | 0.15964 | 0.17527 | 0.19102 | 0.21026 | 0.22897 | 0.24685 | 0.26385 | 0.28016 | 0.29435 | 0.30532 | 0.31511 | 0.32383 | 0.3319 | 0.339 | 0.34522 | 0.35091 | 0.35617 | 0.36064 | 0.36484 |  | 0.018561 | 0.023272 | 0.030348 | 0.040416 | 0.051811 | 0.064001 | 0.080734 | 0.10193 | 0.13071 | 0.16387 | 0.19509 | 0.22221 | 0.24358 | 0.26174 | 0.27896 | 0.29524 | 0.32677 | 0.35721 | 0.38532 | 0.41174 | 0.43612 | 0.44665 | 0.45206 | 0.45603 | 0.45862 | 0.46028 | 0.46112 | 0.46127 | 0.46106 | 0.46048 | 0.45789 | 0.45437 |  | 0.018561 | 0.022164 | 0.028082 | 0.036929 | 0.047477 | 0.059026 | 0.075534 | 0.09552 | 0.12216 | 0.14434 | 0.16415 | 0.20352 | 0.24163 | 0.2765 | 0.30962 | 0.34052 | 0.36405 | 0.38195 | 0.39785 | 0.41167 | 0.42283 | 0.43163 | 0.43646 | 0.44014 | 0.44256 | 0.4403 | 0.43791 | 0.43485 | 0.43155 | 0.42798 | 0.42421 | 0.4204
Hensingham |  | 3.1829 | 3.0856 | 3.0254 | 3.0607 | 3.1026 | 3.161 | 3.2411 | 3.337 | 3.4622 | 3.6078 | 3.7797 | 4.0091 | 4.2022 | 4.3714 | 4.5414 | 4.7017 | 4.8816 | 5.0606 | 5.2231 | 5.3768 | 5.518 | 5.5943 | 5.618 | 5.6315 | 5.6395 | 5.6431 | 5.6425 | 5.6384 | 5.6323 | 5.6241 | 5.614 | 5.5921 |  | 3.1821 | 3.1014 | 3.0483 | 3.059 | 3.0677 | 3.0842 | 3.1095 | 3.1417 | 3.1839 | 3.2344 | 3.2944 | 3.3639 | 3.4003 | 3.4341 | 3.4715 | 3.5098 | 3.5549 | 3.6088 | 3.6654 | 3.723 | 3.7829 | 3.8558 | 3.9192 | 3.9738 | 4.0244 | 4.0653 | 4.1025 | 4.1339 | 4.1619 | 4.1863 | 4.2059 | 4.2229 |  | 3.1828 | 3.0851 | 3.0189 | 3.0447 | 3.0756 | 3.1202 | 3.1796 | 3.2494 | 3.3389 | 3.4447 | 3.5725 | 3.7322 | 3.8611 | 3.9839 | 4.1116 | 4.2396 | 4.4019 | 4.561 | 4.7015 | 4.8301 | 4.9546 | 5.0668 | 5.1553 | 5.2344 | 5.2547 | 5.2533 | 5.2472 | 5.2365 | 5.2234 | 5.2081 | 5.1891 | 5.1685 |  | 3.1829 | 3.0858 | 3.025 | 3.0706 | 3.1353 | 3.2328 | 3.3732 | 3.5507 | 3.7936 | 4.0818 | 4.4266 | 4.8838 | 5.0772 | 5.1637 | 5.2453 | 5.3268 | 5.4647 | 5.5992 | 5.7169 | 5.8238 | 5.9194 | 6.0002 | 6.0601 | 6.1077 | 6.1475 | 6.1811 | 6.2091 | 6.2317 | 6.2059 | 6.1535 | 6.0106 | 5.9164 |  | 3.1829 | 3.0712 | 2.9963 | 3.028 | 3.0819 | 3.1681 | 3.3011 | 3.4692 | 3.7031 | 3.9866 | 4.3402 | 4.8581 | 5.1736 | 5.3559 | 5.5219 | 5.6723 | 5.8147 | 5.9531 | 6.078 | 6.1919 | 6.2516 | 6.2905 | 6.3148 | 6.299 | 6.264 | 6.0497 | 5.9623 | 5.8721 | 5.7844 | 5.6909 | 5.5951 | 5.4755
Heyrod |  | 4.0738 | 3.9806 | 3.9272 | 3.983 | 4.039 | 4.1108 | 4.2011 | 4.3036 | 4.428 | 4.5691 | 4.7316 | 4.9341 | 5.099 | 5.2463 | 5.3938 | 5.5345 | 5.6888 | 5.8414 | 5.9806 | 6.1133 | 6.2336 | 6.344 | 6.4273 | 6.5009 | 6.5654 | 6.6234 | 6.6756 | 6.7225 | 6.7663 | 6.8069 | 6.8445 | 6.8801 |  | 4.0732 | 4.0062 | 3.9732 | 4.0113 | 4.0473 | 4.0941 | 4.1521 | 4.2047 | 4.2619 | 4.3275 | 4.4027 | 4.4866 | 4.532 | 4.5746 | 4.6198 | 4.6664 | 4.7164 | 4.7722 | 4.83 | 4.8912 | 4.9534 | 5.027 | 5.0887 | 5.1436 | 5.1946 | 5.2365 | 5.275 | 5.3083 | 5.3384 | 5.3649 | 5.3873 | 5.4092 |  | 4.0738 | 3.9802 | 3.9219 | 3.9698 | 4.0173 | 4.0782 | 4.1521 | 4.2341 | 4.3305 | 4.4405 | 4.5682 | 4.7154 | 4.8329 | 4.9442 | 5.0589 | 5.1746 | 5.3154 | 5.4527 | 5.575 | 5.6884 | 5.7959 | 5.8959 | 5.976 | 6.0489 | 6.1135 | 6.173 | 6.2259 | 6.2714 | 6.313 | 6.3509 | 6.3823 | 6.4108 |  | 4.0738 | 3.9806 | 3.9242 | 3.9843 | 4.0564 | 4.1556 | 4.2891 | 4.4502 | 4.6589 | 4.9044 | 5.1934 | 5.5684 | 5.7896 | 5.9112 | 6.0267 | 6.1544 | 6.4106 | 6.6617 | 6.8954 | 7.1176 | 7.3224 | 7.4487 | 7.546 | 7.6317 | 7.7082 | 7.7774 | 7.831 | 7.8687 | 7.9029 | 7.9337 | 7.8328 | 7.7463 |  | 4.0738 | 3.9607 | 3.8846 | 3.9247 | 3.9804 | 4.062 | 4.1807 | 4.3262 | 4.5226 | 4.7583 | 5.0534 | 5.489 | 5.8445 | 6.1632 | 6.4753 | 6.767 | 6.9926 | 7.1346 | 7.2632 | 7.3814 | 7.4878 | 7.5804 | 7.6529 | 7.7167 | 7.7727 | 7.6007 | 7.5806 | 7.5562 | 7.5341 | 7.5042 | 7.4705 | 7.4292
Heyside |  | 2.8215 | 2.7515 | 2.7103 | 2.7563 | 2.8036 | 2.8609 | 2.9298 | 3.006 | 3.0985 | 3.2017 | 3.3185 | 3.4656 | 3.5889 | 3.7003 | 3.811 | 3.9162 | 4.0324 | 4.146 | 4.2506 | 4.3492 | 4.44 | 4.523 | 4.5869 | 4.6446 | 4.6955 | 4.7414 | 4.7824 | 4.8194 | 4.8541 | 4.8864 | 4.9164 | 4.9449 |  | 2.8211 | 2.766 | 2.7348 | 2.7625 | 2.7875 | 2.8183 | 2.8549 | 2.8955 | 2.9433 | 2.9967 | 3.0497 | 3.1068 | 3.142 | 3.176 | 3.2112 | 3.2467 | 3.2845 | 3.325 | 3.3681 | 3.4124 | 3.4586 | 3.5119 | 3.5587 | 3.6012 | 3.6399 | 3.6752 | 3.7083 | 3.7379 | 3.7654 | 3.7903 | 3.8108 | 3.8322 |  | 2.8215 | 2.7512 | 2.7065 | 2.7467 | 2.7876 | 2.8369 | 2.8937 | 2.9549 | 3.0268 | 3.1071 | 3.1986 | 3.3058 | 3.3943 | 3.4793 | 3.566 | 3.6529 | 3.7592 | 3.8614 | 3.9536 | 4.038 | 4.1194 | 4.1948 | 4.2562 | 4.3133 | 4.3642 | 4.4112 | 4.4527 | 4.4887 | 4.5216 | 4.5428 | 4.5492 | 4.5543 |  | 2.8215 | 2.7518 | 2.7083 | 2.7576 | 2.8155 | 2.8922 | 2.9926 | 3.1115 | 3.2658 | 3.4462 | 3.6584 | 3.9335 | 4.0829 | 4.163 | 4.2385 | 4.3169 | 4.4527 | 4.5834 | 4.7044 | 4.8174 | 4.9215 | 5.0159 | 5.0959 | 5.1684 | 5.2349 | 5.2968 | 5.3546 | 5.4084 | 5.4595 | 5.5079 | 5.5232 | 5.5131 |  | 2.8215 | 2.7396 | 2.6843 | 2.7215 | 2.7697 | 2.8362 | 2.9282 | 3.0394 | 3.1885 | 3.3658 | 3.5864 | 3.9087 | 4.1671 | 4.3414 | 4.4991 | 4.6466 | 4.7883 | 4.9244 | 5.0531 | 5.1736 | 5.2873 | 5.3889 | 5.4758 | 5.5568 | 5.6321 | 5.641 | 5.6387 | 5.6345 | 5.6224 | 5.6171 | 5.61 | 5.6024
Heywood |  | 3.778 | 3.7068 | 3.6786 | 3.749 | 3.8268 | 3.9213 | 4.0372 | 4.162 | 4.3141 | 4.4786 | 4.6605 | 4.8747 | 5.0391 | 5.1857 | 5.3317 | 5.4703 | 5.6222 | 5.771 | 5.9059 | 6.0334 | 6.1485 | 6.2544 | 6.3323 | 6.4021 | 6.4624 | 6.5163 | 6.5643 | 6.607 | 6.6467 | 6.683 | 6.7163 | 6.7477 |  | 3.7774 | 3.7286 | 3.7119 | 3.7608 | 3.8107 | 3.8709 | 3.9422 | 4.0188 | 4.1102 | 4.2102 | 4.3214 | 4.4423 | 4.5125 | 4.5779 | 4.6445 | 4.6949 | 4.7465 | 4.803 | 4.8622 | 4.9203 | 4.9784 | 5.0488 | 5.1081 | 5.1619 | 5.211 | 5.2526 | 5.2906 | 5.3234 | 5.3531 | 5.3795 | 5.4017 | 5.4224 |  | 3.7779 | 3.706 | 3.6679 | 3.7237 | 3.7868 | 3.8647 | 3.9566 | 4.0531 | 4.1679 | 4.2937 | 4.4349 | 4.5977 | 4.7452 | 4.8804 | 4.9939 | 5.108 | 5.2468 | 5.3808 | 5.4993 | 5.6082 | 5.711 | 5.8071 | 5.8824 | 5.952 | 6.013 | 6.0689 | 6.1182 | 6.16 | 6.1978 | 6.2319 | 6.2596 | 6.2843 |  | 3.778 | 3.7069 | 3.6766 | 3.7513 | 3.8418 | 3.9592 | 4.1119 | 4.2864 | 4.51 | 4.764 | 5.0556 | 5.4294 | 5.7201 | 5.9543 | 6.1849 | 6.4101 | 6.686 | 6.9542 | 7.1971 | 7.4245 | 7.6287 | 7.8141 | 7.9523 | 8.0009 | 8.0336 | 8.0578 | 8.0745 | 8.0847 | 8.0908 | 8.0929 | 7.9946 | 7.9449 |  | 3.778 | 3.6858 | 3.6349 | 3.6888 | 3.7627 | 3.8612 | 3.9968 | 4.1547 | 4.3655 | 4.609 | 4.9047 | 5.3331 | 5.7106 | 6.0126 | 6.3058 | 6.5789 | 6.8401 | 7.0902 | 7.3234 | 7.54 | 7.7418 | 7.9177 | 7.973 | 8.018 | 8.0519 | 7.8806 | 7.8427 | 7.8004 | 7.7557 | 7.7082 | 7.6567 | 7.6059
Higher Mill |  | 3.9083 | 3.8228 | 3.7819 | 3.8576 | 3.9412 | 4.0442 | 4.1727 | 4.3177 | 4.4976 | 4.6995 | 4.9314 | 5.2269 | 5.4741 | 5.6976 | 5.9208 | 6.1334 | 6.3684 | 6.5988 | 6.7937 | 6.9408 | 7.0723 | 7.1865 | 7.2695 | 7.339 | 7.399 | 7.4522 | 7.5001 | 7.5429 | 7.5829 | 7.62 | 7.6544 | 7.6612 |  | 3.9074 | 3.846 | 3.82 | 3.8713 | 3.9223 | 3.9843 | 4.0579 | 4.1398 | 4.236 | 4.3433 | 4.465 | 4.6 | 4.664 | 4.7258 | 4.7913 | 4.8582 | 4.9291 | 5.0062 | 5.0881 | 5.1734 | 5.2626 | 5.3703 | 5.4637 | 5.5486 | 5.6279 | 5.6909 | 5.7489 | 5.7996 | 5.8458 | 5.8873 | 5.9231 | 5.9579 |  | 3.9083 | 3.8222 | 3.7739 | 3.8373 | 3.9073 | 3.9935 | 4.0967 | 4.2102 | 4.347 | 4.5015 | 4.6808 | 4.8935 | 5.0684 | 5.2369 | 5.4101 | 5.5846 | 5.7989 | 6.0058 | 6.1921 | 6.3632 | 6.4737 | 6.5586 | 6.6195 | 6.6692 | 6.71 | 6.7454 | 6.7745 | 6.7966 | 6.8151 | 6.8303 | 6.8399 | 6.8473 |  | 3.9083 | 3.8227 | 3.7798 | 3.8651 | 3.9734 | 4.1195 | 4.3157 | 4.5522 | 4.8638 | 5.2188 | 5.4439 | 5.7291 | 5.9369 | 6.1135 | 6.2814 | 6.4658 | 6.7865 | 7.0562 | 7.2288 | 7.386 | 7.5249 | 7.6473 | 7.7403 | 7.8211 | 7.8904 | 7.9507 | 8.0033 | 8.0491 | 8.0904 | 8.1275 | 7.9426 | 7.9082 |  | 3.9083 | 3.8063 | 3.7471 | 3.8156 | 3.9096 | 4.0409 | 4.2255 | 4.4501 | 4.752 | 5.0564 | 5.3054 | 5.6745 | 5.9423 | 6.1779 | 6.3996 | 6.6005 | 6.7888 | 6.9651 | 7.1253 | 7.27 | 7.4008 | 7.514 | 7.5995 | 7.6747 | 7.7393 | 7.3519 | 7.3293 | 7.3006 | 7.2795 | 7.2433 | 7.2011 | 7.1623
Higher Walton |  | 6.4271 | 6.2535 | 6.1413 | 6.2494 | 6.35 | 6.4689 | 6.6077 | 6.7557 | 6.9292 | 7.1162 | 7.3351 | 7.6128 | 7.8572 | 8.0797 | 8.3001 | 8.5069 | 8.715 | 8.907 | 9.0844 | 9.2481 | 9.3969 | 9.5287 | 9.6261 | 9.709 | 9.7796 | 9.8411 | 9.8945 | 9.9404 | 9.982 | 10.0188 | 10.0512 | 10.0808 |  | 6.4264 | 6.2759 | 6.1796 | 6.2339 | 6.2747 | 6.3281 | 6.3951 | 6.4674 | 6.5513 | 6.6424 | 6.751 | 6.8667 | 6.9417 | 7.013 | 7.0861 | 7.1609 | 7.25 | 7.3468 | 7.4522 | 7.5596 | 7.6694 | 7.7711 | 7.8512 | 7.9208 | 7.9836 | 8.0331 | 8.0775 | 8.1146 | 8.1473 | 8.1753 | 8.1976 | 8.2173 |  | 6.4271 | 6.253 | 6.1341 | 6.2314 | 6.3204 | 6.4251 | 6.5428 | 6.6647 | 6.803 | 6.9514 | 7.128 | 7.3391 | 7.5244 | 7.7023 | 7.8821 | 8.0476 | 8.2274 | 8.4008 | 8.5575 | 8.6974 | 8.8309 | 8.9506 | 9.0451 | 9.1283 | 9.2001 | 9.2647 | 9.3201 | 9.3653 | 9.4049 | 9.4392 | 9.4648 | 9.4863 |  | 6.4271 | 6.256 | 6.1376 | 6.2479 | 6.3624 | 6.5096 | 6.695 | 6.9121 | 7.1991 | 7.5248 | 7.9067 | 8.3841 | 8.7205 | 9.0153 | 9.3055 | 9.581 | 9.9036 | 10.1458 | 10.3503 | 10.5293 | 10.6813 | 10.7761 | 10.8117 | 10.8306 | 10.8352 | 10.8291 | 10.8138 | 10.7907 | 10.7628 | 10.7304 | 10.6411 | 10.5789 |  | 6.4271 | 6.2368 | 6.0997 | 6.1911 | 6.2908 | 6.4282 | 6.6216 | 6.8447 | 7.1294 | 7.4575 | 7.8738 | 8.3804 | 8.8006 | 9.1741 | 9.5387 | 9.8748 | 10.1628 | 10.3892 | 10.5934 | 10.771 | 10.8858 | 10.9713 | 11.0205 | 11.054 | 11.0737 | 10.9563 | 10.9263 | 10.8871 | 10.8443 | 10.7966 | 10.7444 | 10.6907
Hill Top T11 & T12 |  | 4.3516 | 4.2889 | 4.2733 | 4.373 | 4.4871 | 4.6287 | 4.8078 | 5.0099 | 5.2611 | 5.5449 | 5.871 | 6.2841 | 6.6319 | 6.9472 | 7.262 | 7.5613 | 7.8913 | 8.2166 | 8.5117 | 8.7906 | 9.0464 | 9.2829 | 9.4632 | 9.6265 | 9.771 | 9.9024 | 10.0229 | 10.1325 | 10.2363 | 10.3336 | 10.4249 | 10.5127 |  | 4.3503 | 4.3165 | 4.3189 | 4.3931 | 4.47 | 4.5616 | 4.6717 | 4.7928 | 4.9343 | 5.0928 | 5.2727 | 5.4723 | 5.5721 | 5.6688 | 5.7706 | 5.8726 | 5.9772 | 6.0913 | 6.2104 | 6.3348 | 6.4628 | 6.6117 | 6.7411 | 6.8597 | 6.9698 | 7.0648 | 7.1533 | 7.2318 | 7.3043 | 7.3703 | 7.4283 | 7.4851 |  | 4.3515 | 4.2881 | 4.2623 | 4.3451 | 4.4406 | 4.5592 | 4.7036 | 4.8626 | 5.055 | 5.2737 | 5.5279 | 5.8279 | 6.0767 | 6.3168 | 6.5633 | 6.8105 | 7.1122 | 7.4055 | 7.6653 | 7.9039 | 8.1328 | 8.3477 | 8.5213 | 8.6831 | 8.8277 | 8.9623 | 9.0842 | 9.191 | 9.29 | 9.3815 | 9.46 | 9.5329 |  | 4.3516 | 4.2899 | 4.2752 | 4.3916 | 4.543 | 4.747 | 5.0218 | 5.3514 | 5.7833 | 6.2916 | 6.894 | 7.6768 | 8.2647 | 8.7867 | 9.3021 | 9.8004 | 10.3959 | 10.9744 | 11.4089 | 11.7652 | 12.0915 | 12.3753 | 12.5198 | 12.6456 | 12.7523 | 12.8448 | 12.9249 | 12.9941 | 13.0209 | 12.914 | 12.5545 | 12.3684 |  | 4.3516 | 4.2663 | 4.228 | 4.3201 | 4.4508 | 4.6321 | 4.8858 | 5.194 | 5.609 | 6.1033 | 6.7134 | 7.5905 | 8.3033 | 8.9414 | 9.5665 | 10.1489 | 10.7091 | 11.2454 | 11.7464 | 12.1549 | 12.3739 | 12.5648 | 12.7077 | 12.8342 | 12.9428 | 12.593 | 12.5324 | 12.3602 | 12.195 | 12.0129 | 11.8239 | 11.6388
Hill Top T13 |  | 1.797 | 1.7726 | 1.7685 | 1.8096 | 1.8589 | 1.922 | 2.0029 | 2.095 | 2.2107 | 2.342 | 2.4932 | 2.686 | 2.8522 | 3.0024 | 3.1525 | 3.2954 | 3.4531 | 3.6085 | 3.7499 | 3.8836 | 4.0064 | 4.1194 | 4.2057 | 4.2844 | 4.3541 | 4.4173 | 4.4745 | 4.5266 | 4.5758 | 4.6219 | 4.6653 | 4.707 |  | 1.7964 | 1.783 | 1.7837 | 1.8114 | 1.8406 | 1.8763 | 1.9194 | 1.9624 | 2.0124 | 2.0684 | 2.1323 | 2.2029 | 2.2486 | 2.2927 | 2.3393 | 2.3864 | 2.4346 | 2.4875 | 2.5432 | 2.6015 | 2.6617 | 2.7323 | 2.7936 | 2.8496 | 2.9017 | 2.9493 | 2.9942 | 3.0346 | 3.0724 | 3.1073 | 3.1386 | 3.1679 |  | 1.797 | 1.7722 | 1.7629 | 1.7957 | 1.8358 | 1.8876 | 1.9516 | 2.0228 | 2.1101 | 2.2099 | 2.3267 | 2.4652 | 2.5835 | 2.6973 | 2.8144 | 2.9322 | 3.0762 | 3.2162 | 3.3406 | 3.4549 | 3.5648 | 3.6676 | 3.7511 | 3.8294 | 3.8994 | 3.9646 | 4.0229 | 4.0739 | 4.1207 | 4.1641 | 4.2013 | 4.2358 |  | 1.797 | 1.7733 | 1.7705 | 1.8205 | 1.8886 | 1.9825 | 2.1101 | 2.2643 | 2.4676 | 2.7075 | 2.9921 | 3.363 | 3.5388 | 3.6428 | 3.7404 | 3.8341 | 3.9694 | 4.0974 | 4.2112 | 4.3153 | 4.4075 | 4.489 | 4.5524 | 4.6088 | 4.6585 | 4.7036 | 4.7447 | 4.7822 | 4.8178 | 4.8515 | 4.8539 | 4.8461 |  | 1.797 | 1.7614 | 1.7469 | 1.785 | 1.8435 | 1.9264 | 2.0437 | 2.1875 | 2.3827 | 2.6158 | 2.9041 | 3.2251 | 3.4017 | 3.5563 | 3.7022 | 3.8341 | 3.9573 | 4.0725 | 4.177 | 4.2719 | 4.3586 | 4.4342 | 4.492 | 4.544 | 4.5899 | 4.5732 | 4.5689 | 4.5618 | 4.5544 | 4.5445 | 4.5331 | 4.5218
Hindley Green |  | 5.9956 | 5.959 | 5.9714 | 6.0765 | 6.2167 | 6.41 | 6.6737 | 6.9732 | 7.3473 | 7.7753 | 8.2816 | 8.9166 | 9.361 | 9.7621 | 10.1635 | 10.5464 | 10.9699 | 11.3875 | 11.7696 | 12.1306 | 12.462 | 12.7666 | 12.9966 | 13.2037 | 13.3856 | 13.5492 | 13.6958 | 13.806 | 13.858 | 13.9046 | 13.9467 | 13.9384 |  | 5.9939 | 5.9818 | 6.0019 | 6.0733 | 6.1558 | 6.2663 | 6.416 | 6.5786 | 6.769 | 6.9855 | 7.2409 | 7.5198 | 7.7169 | 7.8179 | 7.926 | 8.037 | 8.1518 | 8.2797 | 8.4161 | 8.5593 | 8.7099 | 8.8922 | 9.0494 | 9.1916 | 9.3231 | 9.441 | 9.551 | 9.6484 | 9.7386 | 9.821 | 9.8929 | 9.9591 |  | 5.9954 | 5.9574 | 5.9509 | 6.0264 | 6.1351 | 6.2907 | 6.4988 | 6.7303 | 7.013 | 7.342 | 7.7411 | 8.2239 | 8.6148 | 8.9141 | 9.2227 | 9.5345 | 9.919 | 10.2925 | 10.6261 | 10.9318 | 11.2259 | 11.5003 | 11.7204 | 11.9246 | 12.1057 | 12.2731 | 12.4208 | 12.548 | 12.5695 | 12.5763 | 12.5742 | 12.568 |  | 5.9956 | 5.966 | 5.9898 | 6.1267 | 6.3265 | 6.6155 | 7.0137 | 7.4937 | 8.1336 | 8.8854 | 9.7783 | 10.8467 | 11.5077 | 11.7606 | 11.9996 | 12.246 | 12.654 | 13.0465 | 13.4037 | 13.7341 | 14.0333 | 14.3018 | 14.518 | 14.7094 | 14.8799 | 15.0348 | 15.1756 | 15.3028 | 15.4211 | 15.5304 | 15.4371 | 15.1859 |  | 5.9956 | 5.9174 | 5.8943 | 5.984 | 6.1481 | 6.3967 | 6.767 | 7.213 | 7.8127 | 8.5293 | 9.589 | 10.6746 | 11.4715 | 12.1699 | 12.6242 | 13.0357 | 13.4225 | 13.7906 | 14.132 | 14.4476 | 14.742 | 15.001 | 15.1531 | 15.2867 | 15.4027 | 15.238 | 15.1668 | 15.0876 | 15.0087 | 14.9205 | 14.827 | 14.7339
Hollinwood |  | 2.9636 | 2.8885 | 2.8439 | 2.8911 | 2.939 | 2.9966 | 3.0643 | 3.1362 | 3.2222 | 3.3172 | 3.4236 | 3.5563 | 3.669 | 3.7707 | 3.8716 | 3.9673 | 4.0729 | 4.1758 | 4.2705 | 4.3592 | 4.441 | 4.5158 | 4.5734 | 4.6255 | 4.6714 | 4.7126 | 4.7493 | 4.7823 | 4.8132 | 4.8417 | 4.8681 | 4.8931 |  | 2.9632 | 2.9027 | 2.8676 | 2.8948 | 2.9188 | 2.9487 | 2.9838 | 3.0209 | 3.0644 | 3.1129 | 3.1675 | 3.2279 | 3.2596 | 3.29 | 3.3215 | 3.3532 | 3.3862 | 3.4214 | 3.4588 | 3.4973 | 3.5376 | 3.585 | 3.6262 | 3.6635 | 3.6978 | 3.73 | 3.7599 | 3.7864 | 3.8109 | 3.8333 | 3.8527 | 3.8704 |  | 2.9636 | 2.8882 | 2.84 | 2.8812 | 2.9226 | 2.9722 | 3.029 | 3.0885 | 3.1559 | 3.2301 | 3.3138 | 3.4108 | 3.492 | 3.5698 | 3.6488 | 3.728 | 3.8246 | 3.9174 | 4.0008 | 4.0768 | 4.15 | 4.2179 | 4.2735 | 4.3251 | 4.371 | 4.4133 | 4.4505 | 4.4826 | 4.512 | 4.5387 | 4.5611 | 4.5731 |  | 2.9636 | 2.8887 | 2.8414 | 2.8905 | 2.9468 | 3.0206 | 3.1152 | 3.224 | 3.3638 | 3.5264 | 3.7167 | 3.8873 | 4.0024 | 4.0996 | 4.1914 | 4.2935 | 4.4816 | 4.6642 | 4.8355 | 4.9971 | 5.147 | 5.2839 | 5.4038 | 5.5138 | 5.6163 | 5.7132 | 5.7494 | 5.7604 | 5.7694 | 5.7765 | 5.7347 | 5.7018 |  | 2.9636 | 2.8768 | 2.8178 | 2.8552 | 2.9021 | 2.9659 | 3.0532 | 3.1575 | 3.2934 | 3.4543 | 3.6536 | 3.9172 | 4.1483 | 4.3615 | 4.5653 | 4.7565 | 4.9406 | 5.1182 | 5.2876 | 5.4473 | 5.5485 | 5.5957 | 5.6291 | 5.657 | 5.6796 | 5.6064 | 5.5809 | 5.5529 | 5.5251 | 5.4941 | 5.4613 | 5.4286
Holme Rd |  | 3.8774 | 3.7925 | 3.7622 | 3.8677 | 3.99 | 4.1434 | 4.3358 | 4.5525 | 4.8254 | 5.1291 | 5.4795 | 5.9283 | 6.3218 | 6.6699 | 7.0081 | 7.3281 | 7.6823 | 8.0303 | 8.3511 | 8.6541 | 8.9315 | 9.1837 | 9.3741 | 9.5425 | 9.6902 | 9.8228 | 9.9412 | 10.0473 | 10.1469 | 10.2392 | 10.325 | 10.3219 |  | 3.876 | 3.8128 | 3.7866 | 3.8457 | 3.9061 | 3.9817 | 4.0704 | 4.1672 | 4.2844 | 4.4125 | 4.5596 | 4.72 | 4.8235 | 4.9173 | 5.0165 | 5.1167 | 5.2188 | 5.3297 | 5.4493 | 5.5739 | 5.7046 | 5.8626 | 6.0007 | 6.1242 | 6.2389 | 6.3365 | 6.4272 | 6.5071 | 6.5805 | 6.6468 | 6.7039 | 6.758 |  | 3.8773 | 3.7913 | 3.7466 | 3.8294 | 3.9274 | 4.0517 | 4.201 | 4.3649 | 4.5666 | 4.7932 | 5.0597 | 5.3762 | 5.6514 | 5.9161 | 6.1897 | 6.4628 | 6.7999 | 7.1132 | 7.3943 | 7.652 | 7.8992 | 8.1271 | 8.3102 | 8.4771 | 8.625 | 8.7614 | 8.8816 | 8.9847 | 9.079 | 9.165 | 9.1688 | 9.1621 |  | 3.8774 | 3.7934 | 3.7649 | 3.8893 | 4.0526 | 4.2741 | 4.5705 | 4.9263 | 5.398 | 5.9474 | 6.5983 | 7.185 | 7.601 | 7.9414 | 8.254 | 8.6164 | 9.1932 | 9.5916 | 9.9574 | 10.296 | 10.5502 | 10.6876 | 10.7797 | 10.8503 | 10.9043 | 10.9143 | 10.7924 | 10.6621 | 10.527 | 10.3878 | 10.1657 | 9.9476 |  | 3.8774 | 3.7725 | 3.7236 | 3.8273 | 3.9739 | 4.1778 | 4.4612 | 4.803 | 5.2635 | 5.8054 | 6.4716 | 7.4278 | 8.217 | 8.9115 | 9.3483 | 9.6289 | 9.8862 | 10.1226 | 10.334 | 10.5188 | 10.6812 | 10.815 | 10.9065 | 10.9793 | 11.0369 | 10.8881 | 10.6886 | 10.4817 | 10.2737 | 10.0604 | 9.8442 | 9.6288
Holt St |  | 2.9017 | 2.8613 | 2.8557 | 2.9275 | 3.019 | 3.1378 | 3.2925 | 3.4718 | 3.7017 | 3.9571 | 4.2554 | 4.6355 | 4.9571 | 5.1433 | 5.3114 | 5.4641 | 5.6458 | 5.8192 | 5.9709 | 6.1097 | 6.2317 | 6.3385 | 6.4127 | 6.4765 | 6.5294 | 6.5747 | 6.6123 | 6.6439 | 6.6726 | 6.6981 | 6.7208 | 6.7261 |  | 2.9004 | 2.8826 | 2.8876 | 2.9391 | 2.9934 | 3.0528 | 3.1264 | 3.2077 | 3.3047 | 3.4146 | 3.5412 | 3.6823 | 3.7677 | 3.8512 | 3.9396 | 4.0298 | 4.1224 | 4.22 | 4.3239 | 4.4333 | 4.5478 | 4.6861 | 4.8057 | 4.9146 | 5.0153 | 5.1073 | 5.1936 | 5.2708 | 5.3426 | 5.4087 | 5.4671 | 5.5215 |  | 2.9016 | 2.8606 | 2.8452 | 2.9008 | 2.9741 | 3.0702 | 3.1906 | 3.3269 | 3.4979 | 3.696 | 3.9222 | 4.1907 | 4.4156 | 4.6332 | 4.8582 | 4.9897 | 5.1471 | 5.2944 | 5.4187 | 5.5276 | 5.6278 | 5.7159 | 5.7796 | 5.8356 | 5.8813 | 5.9208 | 5.9514 | 5.9737 | 5.9919 | 6.0064 | 6.0148 | 6.0202 |  | 2.9017 | 2.8617 | 2.8593 | 2.9501 | 3.081 | 3.264 | 3.5162 | 3.8253 | 4.1845 | 4.3919 | 4.6317 | 4.9429 | 5.175 | 5.3715 | 5.5596 | 5.7526 | 6.0436 | 6.3244 | 6.5798 | 6.8172 | 7.0316 | 7.2243 | 7.3785 | 7.5161 | 7.639 | 7.7511 | 7.8538 | 7.9473 | 8.0352 | 8.0318 | 7.9245 | 7.8266 |  | 2.9017 | 2.8404 | 2.8169 | 2.8861 | 2.9991 | 3.1616 | 3.3946 | 3.6834 | 4.0398 | 4.2375 | 4.4989 | 4.9536 | 5.337 | 5.6971 | 6.0231 | 6.3251 | 6.6117 | 6.8872 | 7.1438 | 7.3826 | 7.6042 | 7.8 | 7.9515 | 7.9607 | 7.9595 | 7.7955 | 7.7039 | 7.6083 | 7.5137 | 7.4141 | 7.3123 | 7.2115
Hurst |  | 3.4576 | 3.3739 | 3.3281 | 3.3859 | 3.4504 | 3.5329 | 3.6402 | 3.7642 | 3.9196 | 4.0978 | 4.3017 | 4.5635 | 4.789 | 4.9919 | 5.1954 | 5.3895 | 5.6037 | 5.8153 | 5.9163 | 5.9963 | 6.0656 | 6.127 | 6.1711 | 6.209 | 6.2407 | 6.2677 | 6.2895 | 6.3077 | 6.3238 | 6.3378 | 6.35 | 6.3521 |  | 3.4569 | 3.3889 | 3.3493 | 3.3767 | 3.4012 | 3.4334 | 3.4755 | 3.5237 | 3.5811 | 3.647 | 3.7238 | 3.8093 | 3.8663 | 3.9197 | 3.9772 | 4.0361 | 4.0966 | 4.1641 | 4.2349 | 4.31 | 4.3876 | 4.4817 | 4.5632 | 4.6368 | 4.7049 | 4.7696 | 4.8302 | 4.8844 | 4.9347 | 4.9808 | 5.0214 | 5.0584 |  | 3.4575 | 3.3733 | 3.321 | 3.3678 | 3.4207 | 3.4882 | 3.5728 | 3.6682 | 3.7836 | 3.9163 | 4.0714 | 4.2566 | 4.4152 | 4.5672 | 4.7243 | 4.8831 | 5.0779 | 5.2676 | 5.4364 | 5.5922 | 5.7288 | 5.7803 | 5.8181 | 5.8512 | 5.8786 | 5.902 | 5.9195 | 5.9322 | 5.9422 | 5.9499 | 5.9538 | 5.956 |  | 3.4576 | 3.3744 | 3.3282 | 3.3963 | 3.4861 | 3.6123 | 3.7847 | 3.9953 | 4.2742 | 4.605 | 4.9988 | 5.2748 | 5.4173 | 5.5357 | 5.6484 | 5.7643 | 5.9452 | 6.1208 | 6.2805 | 6.43 | 6.5548 | 6.6644 | 6.7528 | 6.8307 | 6.9 | 6.963 | 7.0202 | 7.072 | 7.1203 | 7.165 | 7.1619 | 7.1464 |  | 3.4576 | 3.3589 | 3.2975 | 3.3504 | 3.4284 | 3.541 | 3.7032 | 3.9034 | 4.1758 | 4.5031 | 4.9124 | 5.2805 | 5.5123 | 5.7275 | 5.9237 | 6.1054 | 6.2771 | 6.4424 | 6.5952 | 6.7378 | 6.8692 | 6.9854 | 7.0799 | 7.1658 | 7.2438 | 7.2271 | 7.2185 | 7.2083 | 7.1896 | 7.1773 | 7.1627 | 7.1464
Hutton End & Skelton C |  | 2.7097 | 2.6361 | 2.6039 | 2.6622 | 2.7214 | 2.7788 | 2.8263 | 2.8764 | 2.9361 | 2.9999 | 3.0779 | 3.2091 | 3.3236 | 3.4307 | 3.5273 | 3.5951 | 3.6664 | 3.7382 | 3.8082 | 3.8801 | 3.9428 | 3.9914 | 4.0232 | 4.043 | 4.0591 | 4.0724 | 4.0845 | 4.0944 | 4.1026 | 4.1092 | 4.1142 | 4.1186 |  | 2.7095 | 2.6502 | 2.6242 | 2.6603 | 2.6954 | 2.7358 | 2.7585 | 2.7834 | 2.814 | 2.8479 | 2.883 | 2.9252 | 2.944 | 2.9591 | 2.978 | 3.0079 | 3.0752 | 3.1522 | 3.2352 | 3.3275 | 3.4239 | 3.4698 | 3.5109 | 3.5465 | 3.5799 | 3.5872 | 3.5927 | 3.5958 | 3.5975 | 3.5979 | 3.5968 | 3.5966 |  | 2.7096 | 2.6355 | 2.5955 | 2.6428 | 2.6916 | 2.747 | 2.7984 | 2.838 | 2.8839 | 2.9329 | 2.995 | 3.1012 | 3.1929 | 3.2829 | 3.3686 | 3.425 | 3.4904 | 3.5554 | 3.6179 | 3.6813 | 3.7385 | 3.7826 | 3.8134 | 3.8333 | 3.8498 | 3.8642 | 3.877 | 3.8867 | 3.8942 | 3.8998 | 3.9024 | 3.9039 |  | 2.7097 | 2.6356 | 2.599 | 2.6548 | 2.7137 | 2.7832 | 2.846 | 2.9281 | 3.0631 | 3.2051 | 3.3405 | 3.5118 | 3.6584 | 3.7826 | 3.895 | 3.9932 | 4.0997 | 4.1786 | 4.2416 | 4.2981 | 4.3423 | 4.3765 | 4.3818 | 4.3791 | 4.371 | 4.3583 | 4.3419 | 4.3228 | 4.3021 | 4.2801 | 4.2208 | 4.1984 |  | 2.7097 | 2.6277 | 2.5834 | 2.6312 | 2.6832 | 2.7482 | 2.8352 | 2.9286 | 3.045 | 3.1707 | 3.3069 | 3.4897 | 3.6574 | 3.7971 | 3.9204 | 4.0335 | 4.1139 | 4.187 | 4.2494 | 4.3057 | 4.3395 | 4.3607 | 4.3675 | 4.3676 | 4.3626 | 4.2507 | 4.2428 | 4.2313 | 4.2202 | 4.2046 | 4.1869 | 4.1688
Hyde |  | 5.2197 | 5.1001 | 5.0327 | 5.1138 | 5.1968 | 5.2985 | 5.4204 | 5.5568 | 5.72 | 5.9023 | 6.1078 | 6.365 | 6.5706 | 6.7543 | 6.9379 | 7.1131 | 7.3051 | 7.4949 | 7.6676 | 7.8322 | 7.9812 | 8.1181 | 8.2213 | 8.3128 | 8.3931 | 8.465 | 8.5293 | 8.5867 | 8.6404 | 8.6899 | 8.7355 | 8.7787 |  | 5.219 | 5.1384 | 5.1036 | 5.1714 | 5.2372 | 5.3179 | 5.4127 | 5.5209 | 5.6209 | 5.7252 | 5.8427 | 5.9738 | 6.0296 | 6.0817 | 6.1375 | 6.1949 | 6.2536 | 6.3195 | 6.3876 | 6.4599 | 6.5338 | 6.624 | 6.7014 | 6.7703 | 6.8338 | 6.888 | 6.9378 | 6.9809 | 7.02 | 7.0545 | 7.0836 | 7.1109 |  | 5.2197 | 5.0996 | 5.026 | 5.0969 | 5.1687 | 5.2566 | 5.3577 | 5.4683 | 5.5963 | 5.7398 | 5.9025 | 6.0924 | 6.2388 | 6.3777 | 6.5206 | 6.6648 | 6.8399 | 7.0107 | 7.1624 | 7.303 | 7.4361 | 7.5601 | 7.6595 | 7.7502 | 7.8305 | 7.9045 | 7.9697 | 8.0255 | 8.0763 | 8.1225 | 8.1605 | 8.1949 |  | 5.2197 | 5.1003 | 5.0286 | 5.1146 | 5.2147 | 5.3482 | 5.5219 | 5.7291 | 5.9955 | 6.3069 | 6.6713 | 7.1414 | 7.4838 | 7.7844 | 8.0811 | 8.3729 | 8.7342 | 9.0602 | 9.2614 | 9.4501 | 9.6193 | 9.773 | 9.8989 | 10.0102 | 10.1103 | 10.2015 | 10.2845 | 10.3453 | 10.3412 | 10.3334 | 10.2234 | 10.1129 |  | 5.2197 | 5.0729 | 4.974 | 5.032 | 5.1081 | 5.2162 | 5.3676 | 5.5531 | 5.8011 | 6.0971 | 6.4655 | 7.0056 | 7.4464 | 7.8412 | 8.2273 | 8.5883 | 8.9341 | 9.2678 | 9.5787 | 9.8111 | 9.9645 | 10.093 | 10.1802 | 10.2525 | 10.3103 | 10.1792 | 10.1501 | 10.1183 | 10.0786 | 10.0263 | 9.9174 | 9.8094
Hyndburn Rd |  | 3.0513 | 2.9528 | 2.8853 | 2.9187 | 2.9503 | 2.9874 | 3.0305 | 3.0749 | 3.1295 | 3.1873 | 3.2536 | 3.3325 | 3.3904 | 3.4388 | 3.4889 | 3.5356 | 3.5874 | 3.6355 | 3.6805 | 3.7223 | 3.7614 | 3.7946 | 3.8172 | 3.8376 | 3.8539 | 3.8674 | 3.8779 | 3.8862 | 3.893 | 3.8984 | 3.9024 | 3.9055 |  | 3.0511 | 2.9742 | 2.9264 | 2.95 | 2.9733 | 3.0032 | 3.0403 | 3.0816 | 3.1328 | 3.1899 | 3.2574 | 3.3295 | 3.3423 | 3.3491 | 3.3589 | 3.3685 | 3.3784 | 3.3878 | 3.4003 | 3.4137 | 3.4297 | 3.4484 | 3.4629 | 3.4758 | 3.4866 | 3.4962 | 3.5045 | 3.5108 | 3.5158 | 3.5195 | 3.5214 | 3.5222 |  | 3.0513 | 2.9527 | 2.8831 | 2.9135 | 2.9418 | 2.9746 | 3.0113 | 3.0477 | 3.0912 | 3.1367 | 3.1894 | 3.2471 | 3.2866 | 3.3212 | 3.3587 | 3.3959 | 3.4426 | 3.4849 | 3.5234 | 3.5579 | 3.5922 | 3.6216 | 3.6431 | 3.6634 | 3.6798 | 3.694 | 3.705 | 3.7128 | 3.7189 | 3.7233 | 3.7251 | 3.7255 |  | 3.0513 | 2.953 | 2.8808 | 2.9124 | 2.946 | 2.9894 | 3.0451 | 3.1077 | 3.1897 | 3.2824 | 3.3921 | 3.531 | 3.6263 | 3.7061 | 3.7862 | 3.8611 | 3.972 | 4.0729 | 4.1658 | 4.2441 | 4.3054 | 4.3565 | 4.3918 | 4.4211 | 4.444 | 4.4623 | 4.4766 | 4.487 | 4.495 | 4.5005 | 4.4852 | 4.4614 |  | 3.0513 | 2.9407 | 2.8563 | 2.875 | 2.8973 | 2.9295 | 2.9755 | 3.0295 | 3.105 | 3.1932 | 3.3071 | 3.4764 | 3.6148 | 3.7362 | 3.8526 | 3.9479 | 4.0365 | 4.1179 | 4.193 | 4.2606 | 4.323 | 4.3744 | 4.4096 | 4.4398 | 4.4639 | 4.4496 | 4.437 | 4.4207 | 4.4034 | 4.3837 | 4.3625 | 4.3405
India St |  | 2.5887 | 2.537 | 2.5115 | 2.5598 | 2.6152 | 2.6853 | 2.7734 | 2.8721 | 2.9955 | 3.1348 | 3.2936 | 3.4908 | 3.6543 | 3.8018 | 3.9486 | 4.0881 | 4.2428 | 4.3945 | 4.5339 | 4.6661 | 4.7865 | 4.897 | 4.9792 | 5.0533 | 5.118 | 5.176 | 5.2276 | 5.2738 | 5.317 | 5.357 | 5.394 | 5.4292 |  | 2.5881 | 2.5589 | 2.5505 | 2.589 | 2.6248 | 2.6691 | 2.7228 | 2.7817 | 2.8525 | 2.9214 | 2.9948 | 3.0771 | 3.1177 | 3.1573 | 3.1984 | 3.2406 | 3.2869 | 3.3375 | 3.3916 | 3.4485 | 3.5071 | 3.5773 | 3.6377 | 3.6915 | 3.7395 | 3.782 | 3.8217 | 3.8567 | 3.8891 | 3.9186 | 3.9441 | 3.9673 |  | 2.5886 | 2.5366 | 2.506 | 2.5461 | 2.5923 | 2.651 | 2.7222 | 2.7997 | 2.8942 | 3.0006 | 3.1222 | 3.267 | 3.3823 | 3.493 | 3.6062 | 3.7202 | 3.861 | 3.997 | 4.119 | 4.2314 | 4.3386 | 4.4384 | 4.5173 | 4.5906 | 4.6553 | 4.7149 | 4.7672 | 4.8119 | 4.8527 | 4.8899 | 4.9206 | 4.9484 |  | 2.5887 | 2.5373 | 2.5119 | 2.5682 | 2.6417 | 2.742 | 2.8772 | 3.0389 | 3.2521 | 3.5007 | 3.7922 | 4.1715 | 4.4552 | 4.6296 | 4.7197 | 4.8237 | 5.061 | 5.2925 | 5.5108 | 5.7186 | 5.9118 | 6.0918 | 6.2175 | 6.3229 | 6.4204 | 6.5116 | 6.5971 | 6.6771 | 6.7533 | 6.8019 | 6.7908 | 6.7331 |  | 2.5887 | 2.5188 | 2.4752 | 2.5128 | 2.5702 | 2.653 | 2.7722 | 2.9175 | 3.1162 | 3.354 | 3.6503 | 4.0853 | 4.4383 | 4.755 | 5.0641 | 5.3524 | 5.6298 | 5.8961 | 6.1453 | 6.3152 | 6.4441 | 6.5317 | 6.6032 | 6.6691 | 6.7288 | 6.6947 | 6.6706 | 6.6436 | 6.616 | 6.5857 | 6.5533 | 6.5207
Ingleton |  | 0.5365 | 0.54152 | 0.55329 | 0.57073 | 0.59097 | 0.61529 | 0.64382 | 0.6745 | 0.70981 | 0.74786 | 0.79189 | 0.85118 | 0.89737 | 0.9385 | 0.97789 | 1.0111 | 1.0465 | 1.0818 | 1.1151 | 1.1477 | 1.1772 | 1.2032 | 1.2226 | 1.2388 | 1.2533 | 1.2663 | 1.2783 | 1.2892 | 1.2995 | 1.3091 | 1.318 | 1.3266 |  | 0.53714 | 0.54888 | 0.56491 | 0.58562 | 0.60919 | 0.6365 | 0.66743 | 0.70244 | 0.72838 | 0.75518 | 0.78483 | 0.81741 | 0.83283 | 0.84682 | 0.86196 | 0.87738 | 0.89421 | 0.913 | 0.93233 | 0.94797 | 0.96331 | 0.98163 | 0.99838 | 1.0134 | 1.0276 | 1.0365 | 1.0446 | 1.0517 | 1.0581 | 1.0639 | 1.0688 | 1.0739 |  | 0.53648 | 0.54136 | 0.54963 | 0.56277 | 0.57884 | 0.59848 | 0.62065 | 0.64499 | 0.67253 | 0.70266 | 0.73857 | 0.78626 | 0.82284 | 0.85739 | 0.89123 | 0.92351 | 0.95871 | 0.99304 | 1.0272 | 1.0555 | 1.0822 | 1.1059 | 1.1245 | 1.1406 | 1.1549 | 1.1644 | 1.169 | 1.1733 | 1.1762 | 1.1786 | 1.1803 | 1.1826 |  | 0.5365 | 0.54202 | 0.55397 | 0.57098 | 0.59016 | 0.61269 | 0.63821 | 0.66737 | 0.70706 | 0.748 | 0.79031 | 0.83675 | 0.87534 | 0.90884 | 0.94066 | 0.97754 | 1.065 | 1.1522 | 1.2354 | 1.3156 | 1.3911 | 1.4615 | 1.5206 | 1.5587 | 1.573 | 1.5859 | 1.5976 | 1.6081 | 1.6179 | 1.6196 | 1.603 | 1.5937 |  | 0.5365 | 0.53572 | 0.54138 | 0.55193 | 0.56555 | 0.58443 | 0.61421 | 0.64448 | 0.67786 | 0.71245 | 0.75681 | 0.85917 | 0.95785 | 1.0516 | 1.1415 | 1.2275 | 1.2911 | 1.3486 | 1.4019 | 1.4517 | 1.4964 | 1.5063 | 1.5133 | 1.5187 | 1.523 | 1.485 | 1.4774 | 1.4693 | 1.4616 | 1.4528 | 1.4436 | 1.4344
Irlam |  | 5.4985 | 5.3846 | 5.3267 | 5.4288 | 5.5335 | 5.6596 | 5.8178 | 5.9915 | 6.1995 | 6.4333 | 6.7022 | 7.038 | 7.3248 | 7.5863 | 7.845 | 8.0899 | 8.3569 | 8.6208 | 8.8602 | 9.0765 | 9.2722 | 9.4523 | 9.5906 | 9.7161 | 9.8272 | 9.928 | 10.0195 | 10.1025 | 10.1807 | 10.2537 | 10.3219 | 10.387 |  | 5.4976 | 5.4126 | 5.3752 | 5.443 | 5.5053 | 5.5812 | 5.6776 | 5.7827 | 5.9031 | 6.0391 | 6.1958 | 6.3463 | 6.43 | 6.5104 | 6.5935 | 6.6765 | 6.7617 | 6.8538 | 6.9488 | 7.0474 | 7.1482 | 7.264 | 7.3649 | 7.4576 | 7.5436 | 7.6191 | 7.6895 | 7.7519 | 7.8092 | 7.8606 | 7.9054 | 7.9504 |  | 5.4985 | 5.384 | 5.319 | 5.4093 | 5.5008 | 5.6104 | 5.7437 | 5.8863 | 6.0518 | 6.2383 | 6.4548 | 6.7081 | 6.923 | 7.1298 | 7.3387 | 7.5454 | 7.7916 | 8.032 | 8.2406 | 8.4247 | 8.6008 | 8.7649 | 8.8985 | 9.0229 | 9.1341 | 9.2373 | 9.3299 | 9.4109 | 9.4857 | 9.5546 | 9.6134 | 9.6675 |  | 5.4985 | 5.3861 | 5.3247 | 5.4345 | 5.5621 | 5.73 | 5.9538 | 6.2174 | 6.5577 | 6.9561 | 7.4265 | 8.0298 | 8.488 | 8.8243 | 9.0147 | 9.2119 | 9.6136 | 9.9035 | 10.1003 | 10.2812 | 10.4422 | 10.5852 | 10.6996 | 10.8021 | 10.8933 | 10.976 | 11.0515 | 11.1204 | 11.1852 | 11.2458 | 11.2234 | 11.1486 |  | 5.4985 | 5.3635 | 5.2797 | 5.3666 | 5.4755 | 5.6239 | 5.832 | 6.0801 | 6.4073 | 6.7965 | 7.2988 | 8.0635 | 8.6171 | 9.1012 | 9.4484 | 9.6965 | 9.9292 | 10.1474 | 10.3466 | 10.5294 | 10.6973 | 10.8458 | 10.9662 | 11.0767 | 11.1763 | 11.1058 | 11.095 | 11.0789 | 11.0617 | 11.0389 | 11.0122 | 10.985
James St |  | 5.4492 | 5.3266 | 5.2595 | 5.356 | 5.4517 | 5.556 | 5.6656 | 5.781 | 5.91 | 6.0515 | 6.2043 | 6.3725 | 6.4945 | 6.6014 | 6.7041 | 6.8025 | 6.9072 | 7.0089 | 7.1015 | 7.1843 | 7.2576 | 7.3224 | 7.3696 | 7.4074 | 7.4387 | 7.4645 | 7.4853 | 7.5016 | 7.5152 | 7.5261 | 7.5343 | 7.5407 |  | 5.4488 | 5.3829 | 5.3693 | 5.4649 | 5.5485 | 5.649 | 5.7461 | 5.8386 | 5.9439 | 6.0668 | 6.2037 | 6.3571 | 6.3873 | 6.4143 | 6.4404 | 6.4686 | 6.4939 | 6.5227 | 6.5553 | 6.5867 | 6.6191 | 6.6586 | 6.6926 | 6.719 | 6.7423 | 6.7609 | 6.7764 | 6.7877 | 6.796 | 6.8012 | 6.8026 | 6.8036 |  | 5.4491 | 5.326 | 5.2513 | 5.3367 | 5.4224 | 5.5205 | 5.6198 | 5.718 | 5.825 | 5.9433 | 6.0704 | 6.2046 | 6.2909 | 6.371 | 6.4494 | 6.5296 | 6.6247 | 6.7156 | 6.7962 | 6.8653 | 6.9297 | 6.9873 | 7.0329 | 7.0709 | 7.1028 | 7.1304 | 7.1523 | 7.1682 | 7.1807 | 7.19 | 7.1943 | 7.1959 |  | 5.4492 | 5.3271 | 5.2535 | 5.3481 | 5.4488 | 5.5662 | 5.6971 | 5.8448 | 6.0236 | 6.2286 | 6.4594 | 6.7308 | 6.9197 | 7.0826 | 7.2389 | 7.3953 | 7.594 | 7.7859 | 7.9605 | 8.1194 | 8.2605 | 8.3851 | 8.4779 | 8.5551 | 8.6199 | 8.6749 | 8.721 | 8.7589 | 8.7917 | 8.8192 | 8.8068 | 8.7942 |  | 5.4492 | 5.2932 | 5.1851 | 5.2397 | 5.2989 | 5.3769 | 5.4788 | 5.6004 | 5.7567 | 5.9412 | 6.1653 | 6.4909 | 6.7557 | 6.9917 | 7.2183 | 7.4299 | 7.6288 | 7.818 | 7.9954 | 8.1562 | 8.3054 | 8.4374 | 8.537 | 8.6228 | 8.6967 | 8.6869 | 8.7077 | 8.7209 | 8.7314 | 8.736 | 8.7363 | 8.7349
Kay St |  | 2.3783 | 2.3282 | 2.3031 | 2.3436 | 2.395 | 2.4621 | 2.5493 | 2.6489 | 2.777 | 2.922 | 3.0909 | 3.3077 | 3.4891 | 3.6509 | 3.8143 | 3.9693 | 4.1418 | 4.3098 | 4.4647 | 4.6113 | 4.7459 | 4.8686 | 4.9596 | 5.0421 | 5.1139 | 5.1781 | 5.2348 | 5.2854 | 5.3327 | 5.3764 | 5.4169 | 5.4553 |  | 2.3776 | 2.3451 | 2.3302 | 2.3569 | 2.3877 | 2.4271 | 2.475 | 2.5285 | 2.5942 | 2.6678 | 2.7531 | 2.8479 | 2.8886 | 2.9267 | 2.9694 | 3.0129 | 3.0584 | 3.1081 | 3.1626 | 3.2206 | 3.2826 | 3.3583 | 3.4225 | 3.4809 | 3.5342 | 3.5827 | 3.6279 | 3.6676 | 3.7043 | 3.7377 | 3.7666 | 3.7925 |  | 2.3783 | 2.3278 | 2.2967 | 2.3275 | 2.3683 | 2.4222 | 2.4897 | 2.5646 | 2.6592 | 2.7672 | 2.8953 | 3.048 | 3.173 | 3.292 | 3.4167 | 3.5421 | 3.6985 | 3.8484 | 3.9833 | 4.107 | 4.2265 | 4.3369 | 4.4242 | 4.5059 | 4.5778 | 4.6438 | 4.7014 | 4.7505 | 4.7951 | 4.8356 | 4.8688 | 4.8988 |  | 2.3783 | 2.3283 | 2.3036 | 2.3535 | 2.4259 | 2.5282 | 2.6697 | 2.8417 | 3.0725 | 3.3451 | 3.6708 | 4.0968 | 4.4145 | 4.5608 | 4.6838 | 4.8099 | 5.0106 | 5.2018 | 5.3762 | 5.5375 | 5.6828 | 5.8105 | 5.9095 | 5.9968 | 6.0726 | 6.1402 | 6.2003 | 6.2534 | 6.302 | 6.245 | 6.113 | 5.9957 |  | 2.3783 | 2.3137 | 2.275 | 2.3104 | 2.3708 | 2.4598 | 2.5891 | 2.7487 | 2.9697 | 3.2341 | 3.5682 | 4.0623 | 4.466 | 4.8102 | 5.0385 | 5.2483 | 5.4467 | 5.6346 | 5.8104 | 5.9728 | 6.1026 | 6.1878 | 6.2475 | 6.299 | 6.3191 | 6.1945 | 6.095 | 5.9798 | 5.865 | 5.7465 | 5.6261 | 5.5069
Kendal |  | 5.6292 | 5.5111 | 5.4474 | 5.5259 | 5.6148 | 5.7321 | 5.8795 | 6.0488 | 6.2606 | 6.4997 | 6.7768 | 7.1341 | 7.4165 | 7.6702 | 7.9241 | 8.1647 | 8.4317 | 8.6918 | 8.9346 | 9.1652 | 9.3736 | 9.5619 | 9.6976 | 9.8145 | 9.9154 | 10.0051 | 10.0858 | 10.1572 | 10.2235 | 10.2841 | 10.3396 | 10.3922 |  | 5.6282 | 5.5555 | 5.5284 | 5.5995 | 5.674 | 5.7695 | 5.8829 | 6.0125 | 6.1655 | 6.3381 | 6.5337 | 6.7429 | 6.8116 | 6.8772 | 6.9405 | 7.006 | 7.0789 | 7.1585 | 7.2461 | 7.3389 | 7.4349 | 7.5549 | 7.6581 | 7.7507 | 7.836 | 7.895 | 7.9483 | 7.9928 | 8.032 | 8.0652 | 8.0916 | 8.1179 |  | 5.6292 | 5.5104 | 5.4379 | 5.5019 | 5.5745 | 5.6718 | 5.7891 | 5.9206 | 6.081 | 6.2633 | 6.4775 | 6.7357 | 6.9315 | 7.1197 | 7.3139 | 7.5091 | 7.7514 | 7.9835 | 8.1955 | 8.391 | 8.576 | 8.7453 | 8.8753 | 8.9908 | 9.0918 | 9.1843 | 9.2663 | 9.3353 | 9.3973 | 9.4059 | 9.393 | 9.3754 |  | 5.6292 | 5.5105 | 5.444 | 5.5336 | 5.6516 | 5.8198 | 6.0478 | 6.3268 | 6.6992 | 7.1374 | 7.6571 | 8.3343 | 8.7055 | 8.8967 | 9.0775 | 9.2556 | 9.5487 | 9.8261 | 10.0778 | 10.3087 | 10.5123 | 10.6949 | 10.8306 | 10.9472 | 11.0473 | 11.1346 | 11.2105 | 11.2758 | 11.3339 | 11.3848 | 11.2557 | 11.197 |  | 5.6292 | 5.4802 | 5.3834 | 5.4417 | 5.5322 | 5.6722 | 5.8777 | 6.1326 | 6.4808 | 6.8975 | 7.4152 | 8.1656 | 8.7676 | 9.2006 | 9.538 | 9.8483 | 10.1418 | 10.4172 | 10.6747 | 10.9113 | 11.1206 | 11.3046 | 11.4474 | 11.5741 | 11.6856 | 11.4325 | 11.3793 | 11.3135 | 11.2406 | 11.1658 | 11.082 | 11.0012
Keswick |  | 1.4186 | 1.4097 | 1.4178 | 1.455 | 1.5005 | 1.5586 | 1.6362 | 1.7203 | 1.8221 | 1.9351 | 2.0731 | 2.2644 | 2.4398 | 2.601 | 2.7434 | 2.8772 | 3.02 | 3.1627 | 3.312 | 3.4617 | 3.5985 | 3.7028 | 3.7789 | 3.8422 | 3.8935 | 3.9381 | 3.9717 | 4.0038 | 4.0322 | 4.0591 | 4.0851 | 4.1114 |  | 1.4183 | 1.419 | 1.4325 | 1.4643 | 1.5007 | 1.5459 | 1.6054 | 1.6693 | 1.7435 | 1.8272 | 1.9252 | 2.0324 | 2.0947 | 2.1543 | 2.2147 | 2.2799 | 2.3726 | 2.474 | 2.5814 | 2.6935 | 2.8081 | 2.9336 | 3.0484 | 3.1548 | 3.2535 | 3.3121 | 3.3665 | 3.4144 | 3.4562 | 3.4908 | 3.5173 | 3.5452 |  | 1.4186 | 1.4092 | 1.4109 | 1.4387 | 1.4749 | 1.5224 | 1.5848 | 1.651 | 1.7293 | 1.8181 | 1.9307 | 2.0817 | 2.2186 | 2.3529 | 2.4875 | 2.6049 | 2.7387 | 2.8711 | 3.0088 | 3.1454 | 3.2738 | 3.3715 | 3.4464 | 3.5102 | 3.5679 | 3.62 | 3.6603 | 3.6969 | 3.7289 | 3.7588 | 3.7849 | 3.8104 |  | 1.4186 | 1.4115 | 1.422 | 1.4648 | 1.521 | 1.5959 | 1.6978 | 1.8215 | 1.9984 | 2.1966 | 2.4235 | 2.7014 | 2.938 | 3.1475 | 3.3413 | 3.5649 | 3.9292 | 4.2926 | 4.5216 | 4.6505 | 4.7674 | 4.8723 | 4.9463 | 5.0119 | 5.0675 | 5.116 | 5.1583 | 5.1948 | 5.228 | 5.2578 | 5.274 | 5.2804 |  | 1.4186 | 1.4008 | 1.4006 | 1.4325 | 1.4794 | 1.551 | 1.6716 | 1.8055 | 1.971 | 2.1573 | 2.4034 | 2.8349 | 3.2263 | 3.5915 | 3.9485 | 4.1081 | 4.2596 | 4.406 | 4.5424 | 4.6671 | 4.7828 | 4.8858 | 4.9606 | 5.0282 | 5.0864 | 5.1177 | 5.142 | 5.161 | 5.1772 | 5.1905 | 5.2012 | 5.2104
Kingsway |  | 2.04 | 1.9548 | 1.8947 | 1.9253 | 1.9454 | 1.9623 | 1.9772 | 1.9894 | 1.9997 | 2.0083 | 2.0153 | 2.02 | 2.0233 | 2.026 | 2.0283 | 2.0306 | 2.031 | 2.031 | 2.0303 | 2.0299 | 2.0281 | 2.0267 | 2.0239 | 2.021 | 2.0176 | 2.0137 | 2.0094 | 2.0046 | 1.9994 | 1.9937 | 1.9876 | 1.9811 |  | 2.04 | 1.9612 | 1.9066 | 1.9152 | 1.9149 | 1.915 | 1.9158 | 1.9163 | 1.9173 | 1.9189 | 1.9209 | 1.9227 | 1.9222 | 1.9213 | 1.9201 | 1.9193 | 1.9175 | 1.9154 | 1.9131 | 1.9111 | 1.9082 | 1.9058 | 1.9024 | 1.899 | 1.8953 | 1.8913 | 1.887 | 1.8824 | 1.8776 | 1.8725 | 1.8671 | 1.8615 |  | 2.04 | 1.9548 | 1.8947 | 1.9248 | 1.9436 | 1.9597 | 1.9738 | 1.9853 | 1.995 | 2.0029 | 2.0092 | 2.0132 | 2.016 | 2.0183 | 2.0201 | 2.0222 | 2.0232 | 2.0236 | 2.0235 | 2.0236 | 2.0224 | 2.0214 | 2.0191 | 2.0169 | 2.0139 | 2.0106 | 2.0067 | 2.0025 | 1.9978 | 1.9926 | 1.9866 | 1.9801 |  | 2.04 | 1.9549 | 1.889 | 1.9117 | 1.9232 | 1.9312 | 1.9357 | 1.9384 | 1.9397 | 1.9398 | 1.939 | 1.9375 | 1.9344 | 1.9305 | 1.9261 | 1.9217 | 1.9255 | 1.9286 | 1.9226 | 1.9147 | 1.9056 | 1.8966 | 1.8863 | 1.8759 | 1.8648 | 1.8532 | 1.8412 | 1.8286 | 1.8156 | 1.8022 | 1.7882 | 1.7739 |  | 2.04 | 1.9547 | 1.8886 | 1.9112 | 1.9224 | 1.932 | 1.94 | 1.9475 | 1.9551 | 1.9628 | 1.971 | 1.9898 | 2.0068 | 2.0189 | 2.0234 | 2.0278 | 2.0305 | 2.0322 | 2.0331 | 2.0339 | 2.033 | 2.0322 | 2.0297 | 2.0269 | 2.0233 | 2.0188 | 2.0137 | 2.0078 | 2.0013 | 1.994 | 1.9861 | 1.9775
Kinkry Hill |  | 0.059544 | 0.063233 | 0.070097 | 0.079199 | 0.08937 | 0.10038 | 0.11284 | 0.12561 | 0.13776 | 0.14746 | 0.15856 | 0.17321 | 0.18405 | 0.19399 | 0.2039 | 0.2134 | 0.2237 | 0.23386 | 0.24436 | 0.2548 | 0.26439 | 0.27205 | 0.27737 | 0.28154 | 0.28517 | 0.28838 | 0.29121 | 0.29375 | 0.29607 | 0.29821 | 0.30018 | 0.30208 |  | 0.059691 | 0.066766 | 0.075964 | 0.087078 | 0.099636 | 0.11355 | 0.12878 | 0.14142 | 0.15165 | 0.16314 | 0.17315 | 0.18278 | 0.18494 | 0.18705 | 0.18929 | 0.19197 | 0.19572 | 0.19992 | 0.20457 | 0.20949 | 0.21472 | 0.22107 | 0.22689 | 0.23222 | 0.23722 | 0.23968 | 0.24197 | 0.24396 | 0.24579 | 0.24745 | 0.24886 | 0.25008 |  | 0.059534 | 0.063121 | 0.068376 | 0.075422 | 0.083713 | 0.092729 | 0.10247 | 0.11248 | 0.12378 | 0.13548 | 0.14798 | 0.15927 | 0.16711 | 0.17479 | 0.18264 | 0.19059 | 0.20006 | 0.20928 | 0.21874 | 0.22798 | 0.23679 | 0.24383 | 0.24898 | 0.25313 | 0.25678 | 0.26012 | 0.26301 | 0.26549 | 0.26769 | 0.26968 | 0.27128 | 0.27276 |  | 0.059544 | 0.063268 | 0.070167 | 0.079139 | 0.089003 | 0.099505 | 0.11116 | 0.12426 | 0.14306 | 0.16159 | 0.18006 | 0.20008 | 0.21768 | 0.23327 | 0.24825 | 0.26223 | 0.27804 | 0.29208 | 0.30454 | 0.31582 | 0.32576 | 0.3345 | 0.34006 | 0.34472 | 0.3474 | 0.34663 | 0.34551 | 0.34411 | 0.34257 | 0.34089 | 0.33865 | 0.33539 |  | 0.059544 | 0.061556 | 0.066643 | 0.07369 | 0.081549 | 0.09141 | 0.10665 | 0.12158 | 0.13778 | 0.15356 | 0.16931 | 0.19363 | 0.21858 | 0.23539 | 0.24856 | 0.26034 | 0.27119 | 0.28126 | 0.29028 | 0.29827 | 0.30454 | 0.30956 | 0.31256 | 0.31492 | 0.31495 | 0.31287 | 0.31028 | 0.30744 | 0.30447 | 0.30142 | 0.29828 | 0.29512
Kirkby Lonsdale |  | 1.5798 | 1.5561 | 1.5525 | 1.5898 | 1.6314 | 1.681 | 1.7361 | 1.7936 | 1.8629 | 1.9369 | 2.0188 | 2.1086 | 2.1724 | 2.2293 | 2.2857 | 2.3388 | 2.3974 | 2.4543 | 2.5086 | 2.5608 | 2.6076 | 2.6481 | 2.6762 | 2.6993 | 2.7189 | 2.7359 | 2.7506 | 2.7634 | 2.775 | 2.7853 | 2.7946 | 2.8032 |  | 1.5796 | 1.5746 | 1.5859 | 1.6272 | 1.6724 | 1.7234 | 1.7778 | 1.8379 | 1.9083 | 1.986 | 2.0491 | 2.115 | 2.1443 | 2.1717 | 2.2002 | 2.2321 | 2.2778 | 2.3277 | 2.364 | 2.3917 | 2.415 | 2.4444 | 2.4698 | 2.4925 | 2.5133 | 2.526 | 2.5374 | 2.5468 | 2.5551 | 2.5622 | 2.5678 | 2.5727 |  | 1.5798 | 1.5557 | 1.547 | 1.577 | 1.6114 | 1.653 | 1.7004 | 1.7465 | 1.8001 | 1.8578 | 1.9228 | 1.9989 | 2.0587 | 2.1064 | 2.1499 | 2.1932 | 2.2467 | 2.2978 | 2.3457 | 2.3904 | 2.4325 | 2.4692 | 2.4963 | 2.5194 | 2.5393 | 2.5573 | 2.5726 | 2.5851 | 2.5961 | 2.6056 | 2.6127 | 2.6187 |  | 1.5798 | 1.5559 | 1.5512 | 1.5901 | 1.6364 | 1.6947 | 1.7643 | 1.8418 | 1.9416 | 2.053 | 2.1791 | 2.338 | 2.446 | 2.5368 | 2.626 | 2.711 | 2.8111 | 2.9081 | 2.9957 | 3.077 | 3.1493 | 3.2145 | 3.2592 | 3.2977 | 3.3299 | 3.3576 | 3.3813 | 3.4013 | 3.4194 | 3.4354 | 3.4412 | 3.4478 |  | 1.5798 | 1.5444 | 1.528 | 1.5547 | 1.5897 | 1.6363 | 1.6997 | 1.7674 | 1.8563 | 1.9569 | 2.0755 | 2.2404 | 2.365 | 2.4755 | 2.583 | 2.6824 | 2.7774 | 2.8677 | 2.9521 | 3.0298 | 3.0996 | 3.1619 | 3.2065 | 3.2455 | 3.2788 | 3.2878 | 3.3055 | 3.3198 | 3.3324 | 3.3429 | 3.3516 | 3.3595
Kirkby Moor |  | 0.0088991 | 0.018993 | 0.033723 | 0.049401 | 0.066657 | 0.083618 | 0.10436 | 0.12703 | 0.15407 | 0.18295 | 0.21411 | 0.25253 | 0.28285 | 0.3067 | 0.33062 | 0.35339 | 0.37861 | 0.40341 | 0.4268 | 0.44925 | 0.46984 | 0.48813 | 0.5017 | 0.51376 | 0.52437 | 0.53393 | 0.5424 | 0.55006 | 0.55728 | 0.56403 | 0.57037 | 0.57647 |  | 0.008905 | 0.020766 | 0.035182 | 0.049772 | 0.067186 | 0.087029 | 0.11013 | 0.13107 | 0.15356 | 0.17345 | 0.1952 | 0.21877 | 0.22828 | 0.23599 | 0.24406 | 0.25337 | 0.26723 | 0.28246 | 0.29914 | 0.31688 | 0.33541 | 0.3566 | 0.37073 | 0.38103 | 0.39057 | 0.39834 | 0.40566 | 0.41223 | 0.41839 | 0.42411 | 0.42918 | 0.43375 |  | 0.0088738 | 0.018707 | 0.03024 | 0.041465 | 0.056529 | 0.073377 | 0.089803 | 0.10741 | 0.12781 | 0.14979 | 0.17497 | 0.20465 | 0.22958 | 0.25372 | 0.27439 | 0.29338 | 0.3164 | 0.33871 | 0.35934 | 0.37864 | 0.39714 | 0.41376 | 0.42685 | 0.43885 | 0.44951 | 0.45601 | 0.461 | 0.46477 | 0.468 | 0.47071 | 0.47257 | 0.47399 |  | 0.0088991 | 0.019418 | 0.034797 | 0.050634 | 0.069503 | 0.090677 | 0.11594 | 0.14418 | 0.18447 | 0.22017 | 0.2545 | 0.29697 | 0.33131 | 0.36122 | 0.39003 | 0.4186 | 0.48018 | 0.51762 | 0.55065 | 0.58045 | 0.6064 | 0.62867 | 0.64383 | 0.65652 | 0.66712 | 0.67293 | 0.67666 | 0.67931 | 0.68132 | 0.68269 | 0.68146 | 0.67299 |  | 0.0088991 | 0.017499 | 0.030905 | 0.044679 | 0.061464 | 0.080323 | 0.10556 | 0.13446 | 0.17213 | 0.21368 | 0.24922 | 0.29654 | 0.34975 | 0.39607 | 0.43945 | 0.47832 | 0.51425 | 0.54779 | 0.5781 | 0.60537 | 0.62843 | 0.64728 | 0.66072 | 0.67231 | 0.6799 | 0.6807 | 0.67325 | 0.66486 | 0.65605 | 0.64717 | 0.63811 | 0.62904
Kirkby Stephen |  | 0.18061 | 0.20128 | 0.23683 | 0.28443 | 0.34104 | 0.3932 | 0.44672 | 0.50507 | 0.57098 | 0.64392 | 0.72861 | 0.84177 | 0.9365 | 1.023 | 1.1096 | 1.1919 | 1.2819 | 1.3705 | 1.4591 | 1.5465 | 1.6267 | 1.6927 | 1.7393 | 1.7776 | 1.8109 | 1.8407 | 1.8669 | 1.8907 | 1.9126 | 1.933 | 1.952 | 1.9704 |  | 0.18034 | 0.21438 | 0.25731 | 0.30765 | 0.36518 | 0.40827 | 0.45549 | 0.50343 | 0.55484 | 0.61161 | 0.67496 | 0.74521 | 0.76764 | 0.78955 | 0.81332 | 0.83964 | 0.8745 | 0.91312 | 0.95487 | 0.9994 | 1.0465 | 1.1031 | 1.1541 | 1.2012 | 1.2451 | 1.271 | 1.2952 | 1.3166 | 1.3366 | 1.3549 | 1.371 | 1.3854 |  | 0.18055 | 0.20058 | 0.22822 | 0.26448 | 0.31023 | 0.36284 | 0.41307 | 0.45999 | 0.51039 | 0.56602 | 0.63211 | 0.71592 | 0.78378 | 0.85013 | 0.91849 | 0.98709 | 1.0699 | 1.1504 | 1.23 | 1.307 | 1.3804 | 1.4411 | 1.4864 | 1.5248 | 1.5587 | 1.5898 | 1.6168 | 1.6402 | 1.6613 | 1.6805 | 1.6965 | 1.7114 |  | 0.18061 | 0.20138 | 0.23876 | 0.29155 | 0.35778 | 0.42723 | 0.50496 | 0.59685 | 0.71637 | 0.8533 | 1.0122 | 1.2155 | 1.3699 | 1.5077 | 1.6443 | 1.7741 | 1.9221 | 2.0674 | 2.1988 | 2.3217 | 2.4323 | 2.5119 | 2.5343 | 2.5494 | 2.5582 | 2.5602 | 2.5571 | 2.5507 | 2.5427 | 2.5329 | 2.5189 | 2.5013 |  | 0.18061 | 0.19379 | 0.22316 | 0.26744 | 0.32494 | 0.38372 | 0.45932 | 0.54753 | 0.66191 | 0.79388 | 0.95039 | 1.1654 | 1.3398 | 1.4954 | 1.6479 | 1.7896 | 1.9263 | 2.0574 | 2.1803 | 2.2941 | 2.3948 | 2.4451 | 2.4629 | 2.4745 | 2.4801 | 2.474 | 2.4641 | 2.451 | 2.4363 | 2.4169 | 2.3932 | 2.3691
Kirkby Thore |  | 2.9033 | 2.8491 | 2.8225 | 2.8673 | 2.9113 | 2.9619 | 3.0185 | 3.0751 | 3.1399 | 3.2051 | 3.2703 | 3.353 | 3.4265 | 3.4853 | 3.5371 | 3.581 | 3.6497 | 3.7156 | 3.7742 | 3.8315 | 3.8804 | 3.9207 | 3.9494 | 3.9696 | 3.9868 | 4.0017 | 4.0165 | 4.0293 | 4.041 | 4.0515 | 4.0608 | 4.0485 |  | 2.904 | 2.867 | 2.8451 | 2.8746 | 2.9028 | 2.9372 | 2.9694 | 2.993 | 3.0212 | 3.0543 | 3.0912 | 3.1361 | 3.1608 | 3.1811 | 3.2044 | 3.2388 | 3.3144 | 3.4003 | 3.4846 | 3.5249 | 3.5641 | 3.6122 | 3.6527 | 3.6858 | 3.7147 | 3.7261 | 3.7343 | 3.7383 | 3.7399 | 3.739 | 3.7358 | 3.7336 |  | 2.9033 | 2.8487 | 2.8143 | 2.8495 | 2.8845 | 2.9256 | 2.9691 | 3.0127 | 3.0617 | 3.1115 | 3.1618 | 3.2226 | 3.2753 | 3.3198 | 3.3661 | 3.4091 | 3.4591 | 3.5061 | 3.5416 | 3.5731 | 3.5991 | 3.6178 | 3.6272 | 3.6294 | 3.6288 | 3.6267 | 3.6242 | 3.6195 | 3.6135 | 3.6064 | 3.5973 | 3.5877 |  | 2.9033 | 2.8486 | 2.8177 | 2.8578 | 2.8964 | 2.9413 | 2.9914 | 3.0411 | 3.1 | 3.1575 | 3.2108 | 3.2734 | 3.325 | 3.3611 | 3.3965 | 3.4278 | 3.4876 | 3.5453 | 3.5943 | 3.641 | 3.68 | 3.7136 | 3.7379 | 3.7569 | 3.773 | 3.7863 | 3.7973 | 3.8064 | 3.8142 | 3.8207 | 3.7986 | 3.7792 |  | 2.9033 | 2.8331 | 2.7914 | 2.816 | 2.8415 | 2.8731 | 2.9135 | 2.9529 | 2.9992 | 3.0451 | 3.0906 | 3.1783 | 3.2661 | 3.3423 | 3.4156 | 3.4815 | 3.5413 | 3.5986 | 3.6484 | 3.6962 | 3.7345 | 3.7665 | 3.7927 | 3.814 | 3.8325 | 3.7746 | 3.7637 | 3.7512 | 3.7386 | 3.7239 | 3.708 | 3.6918
Kirkhall Lane |  | 2.6227 | 2.5847 | 2.5779 | 2.6269 | 2.687 | 2.7657 | 2.8669 | 2.9819 | 3.1272 | 3.2905 | 3.4773 | 3.7165 | 3.9301 | 4.1213 | 4.3124 | 4.4938 | 4.6944 | 4.8917 | 5.0594 | 5.214 | 5.3554 | 5.4331 | 5.4839 | 5.5275 | 5.5643 | 5.596 | 5.6223 | 5.6448 | 5.6654 | 5.6838 | 5.7005 | 5.703 |  | 2.6221 | 2.5976 | 2.5932 | 2.6252 | 2.6592 | 2.7005 | 2.7502 | 2.8048 | 2.871 | 2.9444 | 3.0274 | 3.1185 | 3.1795 | 3.2373 | 3.299 | 3.3612 | 3.4249 | 3.4952 | 3.5694 | 3.6469 | 3.7276 | 3.8252 | 3.9068 | 3.9719 | 4.0317 | 4.0842 | 4.1329 | 4.1755 | 4.2145 | 4.2498 | 4.2801 | 4.3082 |  | 2.6227 | 2.5839 | 2.5679 | 2.6057 | 2.6525 | 2.7154 | 2.7933 | 2.8798 | 2.9869 | 3.109 | 3.2511 | 3.4198 | 3.5696 | 3.7127 | 3.8601 | 4.0086 | 4.1916 | 4.3689 | 4.5264 | 4.6704 | 4.8086 | 4.9358 | 5.0295 | 5.0985 | 5.1274 | 5.152 | 5.1707 | 5.1843 | 5.1952 | 5.2037 | 5.2085 | 5.2115 |  | 2.6227 | 2.5849 | 2.5793 | 2.6386 | 2.7203 | 2.8345 | 2.9901 | 3.1768 | 3.4234 | 3.7122 | 4.0524 | 4.4889 | 4.6373 | 4.7618 | 4.8797 | 5.0143 | 5.2555 | 5.4905 | 5.7057 | 5.8177 | 5.9164 | 6.0028 | 6.0693 | 6.1266 | 6.1759 | 6.2192 | 6.2572 | 6.2905 | 6.3206 | 6.3478 | 6.2649 | 6.2397 |  | 2.6227 | 2.5685 | 2.5467 | 2.5883 | 2.6572 | 2.7563 | 2.8979 | 3.0705 | 3.3062 | 3.586 | 3.933 | 4.4412 | 4.7828 | 4.9561 | 5.1131 | 5.2553 | 5.3874 | 5.5116 | 5.6232 | 5.7226 | 5.813 | 5.8903 | 5.9484 | 5.9991 | 6.0425 | 5.8643 | 5.8439 | 5.8196 | 5.7984 | 5.7697 | 5.7376 | 5.7071
Kitt Green |  | 4.4122 | 4.2819 | 4.1959 | 4.2503 | 4.2998 | 4.3584 | 4.4298 | 4.5074 | 4.5976 | 4.698 | 4.8139 | 4.958 | 5.0863 | 5.2022 | 5.3149 | 5.4206 | 5.5349 | 5.6435 | 5.7319 | 5.8134 | 5.8876 | 5.9548 | 6.003 | 6.0448 | 6.0799 | 6.11 | 6.1355 | 6.1569 | 6.1758 | 6.1921 | 6.206 | 6.2181 |  | 4.4118 | 4.2933 | 4.2146 | 4.2306 | 4.2372 | 4.2499 | 4.2724 | 4.2983 | 4.3282 | 4.364 | 4.4089 | 4.4586 | 4.4993 | 4.5384 | 4.5767 | 4.6144 | 4.6537 | 4.6897 | 4.7189 | 4.7488 | 4.7807 | 4.8204 | 4.8529 | 4.8809 | 4.9057 | 4.9265 | 4.9446 | 4.9589 | 4.9706 | 4.9795 | 4.9852 | 4.9899 |  | 4.4121 | 4.2816 | 4.1919 | 4.2405 | 4.2836 | 4.3343 | 4.3939 | 4.457 | 4.5274 | 4.6061 | 4.6982 | 4.8049 | 4.9001 | 4.991 | 5.081 | 5.1695 | 5.2745 | 5.3726 | 5.4494 | 5.5178 | 5.5831 | 5.6433 | 5.6895 | 5.731 | 5.7663 | 5.7976 | 5.8238 | 5.8444 | 5.8619 | 5.8764 | 5.8862 | 5.8935 |  | 4.4122 | 4.2844 | 4.1952 | 4.2499 | 4.3064 | 4.381 | 4.4781 | 4.5916 | 4.7364 | 4.9057 | 5.1046 | 5.3595 | 5.5578 | 5.7327 | 5.9006 | 6.0469 | 6.2245 | 6.397 | 6.5518 | 6.6942 | 6.8216 | 6.9352 | 7.016 | 7.0852 | 7.1424 | 7.1909 | 7.2312 | 7.2644 | 7.2933 | 7.3176 | 7.2965 | 7.2942 |  | 4.4122 | 4.2736 | 4.174 | 4.2183 | 4.2673 | 4.3352 | 4.4297 | 4.5421 | 4.6881 | 4.8614 | 5.1197 | 5.4631 | 5.6972 | 5.9062 | 6.1086 | 6.2968 | 6.4754 | 6.6462 | 6.8049 | 6.95 | 7.0857 | 7.2075 | 7.2966 | 7.3746 | 7.4414 | 7.4202 | 7.4472 | 7.4668 | 7.484 | 7.495 | 7.5017 | 7.5066
Knott Mill |  | 6.521 | 6.3924 | 6.3157 | 6.4256 | 6.529 | 6.6437 | 6.7711 | 6.9031 | 7.0463 | 7.1948 | 7.3506 | 7.5304 | 7.6771 | 7.8084 | 7.9362 | 8.056 | 8.1834 | 8.3072 | 8.4205 | 8.5274 | 8.6244 | 8.7143 | 8.78 | 8.8362 | 8.8855 | 8.9317 | 8.9808 | 9.0264 | 9.0699 | 9.1108 | 9.1487 | 9.1856 |  | 6.5207 | 6.4368 | 6.4009 | 6.4997 | 6.594 | 6.7026 | 6.8274 | 6.9643 | 7.1158 | 7.2811 | 7.4357 | 7.587 | 7.68 | 7.7567 | 7.8214 | 7.8842 | 7.949 | 8.0161 | 8.0827 | 8.1501 | 8.2173 | 8.2922 | 8.3581 | 8.4212 | 8.4806 | 8.5107 | 8.5351 | 8.5546 | 8.5707 | 8.5831 | 8.5934 | 8.6106 |  | 6.521 | 6.392 | 6.3109 | 6.4139 | 6.5105 | 6.6174 | 6.7334 | 6.8518 | 6.977 | 7.1066 | 7.2424 | 7.3906 | 7.5078 | 7.6172 | 7.7253 | 7.8304 | 7.9505 | 8.0657 | 8.1696 | 8.2655 | 8.3557 | 8.4402 | 8.505 | 8.5617 | 8.612 | 8.66 | 8.7104 | 8.756 | 8.7989 | 8.8389 | 8.8739 | 8.9072 |  | 6.521 | 6.3915 | 6.3052 | 6.409 | 6.5111 | 6.6308 | 6.7716 | 6.9249 | 7.1038 | 7.299 | 7.5122 | 7.7692 | 7.9616 | 8.1298 | 8.2918 | 8.4511 | 8.6513 | 8.8461 | 9.0235 | 9.1895 | 9.3395 | 9.4753 | 9.5806 | 9.6768 | 9.761 | 9.8359 | 9.9027 | 9.9622 | 10.017 | 10.0669 | 9.9464 | 9.9566 |  | 6.521 | 6.3638 | 6.2499 | 6.3252 | 6.4027 | 6.497 | 6.6169 | 6.7507 | 6.9128 | 7.0943 | 7.3084 | 7.6072 | 7.8674 | 8.1025 | 8.3301 | 8.542 | 8.746 | 8.9424 | 9.1262 | 9.2975 | 9.4566 | 9.6001 | 9.7144 | 9.8209 | 9.9158 | 9.638 | 9.685 | 9.7239 | 9.7671 | 9.7947 | 9.8152 | 9.8357
Lamberhead |  | 2.331 | 2.281 | 2.2637 | 2.3238 | 2.3963 | 2.4888 | 2.6082 | 2.7467 | 2.9233 | 3.1253 | 3.3606 | 3.6643 | 3.9199 | 4.1516 | 4.3841 | 4.6059 | 4.8518 | 5.0943 | 5.3162 | 5.5261 | 5.7185 | 5.8214 | 5.8923 | 5.9523 | 6.0016 | 6.0432 | 6.0784 | 6.1081 | 6.1348 | 6.1585 | 6.1797 | 6.1645 |  | 2.33 | 2.2951 | 2.2834 | 2.3191 | 2.3571 | 2.4038 | 2.4603 | 2.5237 | 2.6 | 2.6862 | 2.7853 | 2.8963 | 2.9557 | 3.0137 | 3.0762 | 3.1401 | 3.2063 | 3.2798 | 3.3585 | 3.4412 | 3.5283 | 3.634 | 3.7251 | 3.8077 | 3.884 | 3.9547 | 4.021 | 4.0801 | 4.1352 | 4.1859 | 4.2305 | 4.2714 |  | 2.331 | 2.2804 | 2.2556 | 2.3031 | 2.3614 | 2.4361 | 2.5288 | 2.6337 | 2.7643 | 2.9151 | 3.0934 | 3.3077 | 3.4853 | 3.6578 | 3.8361 | 4.0164 | 4.2396 | 4.4563 | 4.6498 | 4.8275 | 4.9985 | 5.0805 | 5.1243 | 5.1598 | 5.1852 | 5.2045 | 5.2163 | 5.2207 | 5.2212 | 5.2185 | 5.2102 | 5.1999 |  | 2.331 | 2.2816 | 2.2664 | 2.3414 | 2.4459 | 2.5905 | 2.7898 | 3.034 | 3.3596 | 3.7462 | 3.9029 | 4.0898 | 4.2466 | 4.3744 | 4.4937 | 4.6117 | 4.8123 | 5.0034 | 5.1753 | 5.3333 | 5.4747 | 5.6008 | 5.7013 | 5.7904 | 5.8695 | 5.9414 | 6.0069 | 6.0666 | 6.1227 | 6.1752 | 6.1695 | 6.1393 |  | 2.331 | 2.2691 | 2.2414 | 2.3037 | 2.3973 | 2.5303 | 2.7188 | 2.9519 | 3.2694 | 3.586 | 3.7449 | 4.0278 | 4.29 | 4.5227 | 4.742 | 4.9425 | 5.1302 | 5.3074 | 5.4703 | 5.6192 | 5.7569 | 5.8782 | 5.974 | 6.0606 | 6.138 | 6.1047 | 6.0842 | 6.0595 | 6.0339 | 6.0052 | 5.974 | 5.9429
Lancaster |  | 6.6782 | 6.481 | 6.3505 | 6.4322 | 6.5121 | 6.6135 | 6.7351 | 6.8675 | 7.029 | 7.2011 | 7.3935 | 7.6329 | 7.8381 | 8.0158 | 8.1862 | 8.3436 | 8.5179 | 8.6906 | 8.8453 | 8.9913 | 9.1254 | 9.2432 | 9.3278 | 9.3979 | 9.4572 | 9.5088 | 9.5547 | 9.5939 | 9.6293 | 9.6605 | 9.6876 | 9.7124 |  | 6.6775 | 6.5127 | 6.4051 | 6.4458 | 6.4798 | 6.531 | 6.5951 | 6.6676 | 6.7571 | 6.8531 | 6.9618 | 7.0805 | 7.1353 | 7.1821 | 7.2293 | 7.274 | 7.3223 | 7.3773 | 7.4311 | 7.4883 | 7.5503 | 7.6241 | 7.6876 | 7.7422 | 7.7921 | 7.823 | 7.8492 | 7.8688 | 7.8841 | 7.8946 | 7.9001 | 7.9068 |  | 6.6781 | 6.4804 | 6.3429 | 6.4136 | 6.4815 | 6.5685 | 6.6688 | 6.7749 | 6.9011 | 7.0346 | 7.185 | 7.3582 | 7.5044 | 7.6382 | 7.7721 | 7.9024 | 8.0642 | 8.2204 | 8.3551 | 8.478 | 8.5969 | 8.7026 | 8.7837 | 8.8532 | 8.9129 | 8.9666 | 9.0136 | 9.0515 | 9.0844 | 9.1125 | 9.1325 | 9.149 |  | 6.6782 | 6.4804 | 6.3415 | 6.4234 | 6.5147 | 6.6415 | 6.8074 | 7.0017 | 7.256 | 7.5449 | 7.881 | 8.3124 | 8.6389 | 8.9199 | 9.193 | 9.4542 | 9.7762 | 10.0901 | 10.3703 | 10.6303 | 10.8646 | 11.0722 | 11.2219 | 11.3498 | 11.457 | 11.5487 | 11.6261 | 11.6907 | 11.7477 | 11.7967 | 11.6084 | 11.4904 |  | 6.6782 | 6.4595 | 6.3 | 6.3612 | 6.4356 | 6.546 | 6.7012 | 6.8862 | 7.1347 | 7.422 | 7.7739 | 8.2788 | 8.698 | 9.0673 | 9.4241 | 9.7515 | 10.0646 | 10.3654 | 10.6422 | 10.8972 | 11.1349 | 11.3449 | 11.4999 | 11.6346 | 11.75 | 11.6074 | 11.65 | 11.5828 | 11.49 | 11.3802 | 11.2623 | 11.1481
Langley |  | 4.0506 | 3.9607 | 3.9136 | 3.9822 | 4.0564 | 4.1516 | 4.2751 | 4.4139 | 4.5868 | 4.7814 | 5.0043 | 5.288 | 5.5301 | 5.7479 | 5.9655 | 6.1727 | 6.4006 | 6.6248 | 6.8302 | 7.0253 | 7.2027 | 7.3661 | 7.4899 | 7.6027 | 7.702 | 7.7913 | 7.8708 | 7.9425 | 8.0099 | 8.0726 | 8.1312 | 8.1871 |  | 4.0497 | 3.9815 | 3.9457 | 3.9835 | 4.0194 | 4.0662 | 4.1272 | 4.1943 | 4.274 | 4.3642 | 4.4684 | 4.5836 | 4.6538 | 4.7209 | 4.7911 | 4.8594 | 4.9278 | 5.0029 | 5.0822 | 5.1659 | 5.2518 | 5.3547 | 5.4431 | 5.524 | 5.5988 | 5.6681 | 5.7329 | 5.7906 | 5.8441 | 5.8933 | 5.9363 | 5.9753 |  | 4.0506 | 3.9601 | 3.9058 | 3.9625 | 4.0239 | 4.103 | 4.2022 | 4.3108 | 4.4413 | 4.5895 | 4.7616 | 4.9655 | 5.1376 | 5.3021 | 5.4714 | 5.6417 | 5.8496 | 6.0511 | 6.2315 | 6.3981 | 6.5565 | 6.7045 | 6.8235 | 6.9352 | 7.0344 | 7.1261 | 7.2066 | 7.2762 | 7.3401 | 7.3988 | 7.4483 | 7.4936 |  | 4.0506 | 3.9615 | 3.9138 | 3.9927 | 4.0937 | 4.2328 | 4.422 | 4.6491 | 4.9489 | 5.3021 | 5.7205 | 6.2653 | 6.6767 | 7.0072 | 7.17 | 7.3496 | 7.618 | 7.8593 | 8.0795 | 8.2853 | 8.4703 | 8.6353 | 8.732 | 8.8164 | 8.8895 | 8.9545 | 9.0124 | 9.064 | 9.1115 | 9.1551 | 9.1258 | 9.0875 |  | 4.0506 | 3.9414 | 3.8739 | 3.9327 | 4.0178 | 4.1395 | 4.314 | 4.5267 | 4.8158 | 5.1613 | 5.5933 | 6.227 | 6.7462 | 7.212 | 7.5661 | 7.7837 | 7.986 | 8.1758 | 8.3489 | 8.507 | 8.6497 | 8.7736 | 8.8681 | 8.9528 | 9.027 | 8.9614 | 8.9381 | 8.9096 | 8.8804 | 8.8462 | 8.8089 | 8.7714
Langroyd Rd |  | 3.2989 | 3.2366 | 3.2069 | 3.2509 | 3.3005 | 3.3693 | 3.4582 | 3.562 | 3.6915 | 3.839 | 4.0116 | 4.2353 | 4.4118 | 4.5684 | 4.7252 | 4.8733 | 5.0367 | 5.1993 | 5.3482 | 5.4898 | 5.6185 | 5.7348 | 5.822 | 5.898 | 5.9644 | 6.0236 | 6.0753 | 6.1213 | 6.1641 | 6.2034 | 6.2398 | 6.2741 |  | 3.2982 | 3.2635 | 3.2535 | 3.2902 | 3.3289 | 3.3761 | 3.4191 | 3.4702 | 3.5309 | 3.6 | 3.68 | 3.7683 | 3.8109 | 3.8503 | 3.8925 | 3.9359 | 3.9845 | 4.041 | 4.1003 | 4.1631 | 4.2285 | 4.3073 | 4.377 | 4.4345 | 4.4865 | 4.5319 | 4.5741 | 4.6111 | 4.645 | 4.6756 | 4.7018 | 4.7253 |  | 3.2988 | 3.2362 | 3.201 | 3.2363 | 3.276 | 3.3327 | 3.4033 | 3.4843 | 3.5825 | 3.6954 | 3.8299 | 3.9925 | 4.1159 | 4.2326 | 4.353 | 4.4735 | 4.6218 | 4.7674 | 4.8977 | 5.0179 | 5.1324 | 5.2372 | 5.321 | 5.3962 | 5.4628 | 5.5237 | 5.5763 | 5.6208 | 5.6611 | 5.6974 | 5.727 | 5.7535 |  | 3.2989 | 3.2369 | 3.207 | 3.2602 | 3.3294 | 3.4314 | 3.5714 | 3.7451 | 3.975 | 4.2433 | 4.5611 | 4.9738 | 5.277 | 5.5431 | 5.792 | 5.9376 | 6.2428 | 6.5439 | 6.8232 | 7.0424 | 7.2251 | 7.3847 | 7.5001 | 7.5979 | 7.68 | 7.7507 | 7.8114 | 7.8629 | 7.909 | 7.9496 | 7.9407 | 7.9134 |  | 3.2989 | 3.2136 | 3.1606 | 3.1903 | 3.2405 | 3.3219 | 3.4455 | 3.5983 | 3.8079 | 4.0602 | 4.38 | 4.8595 | 5.2545 | 5.6085 | 5.9504 | 6.211 | 6.455 | 6.6855 | 6.8948 | 7.0841 | 7.2544 | 7.4003 | 7.504 | 7.5933 | 7.6681 | 7.6488 | 7.638 | 7.6192 | 7.5984 | 7.5725 | 7.5433 | 7.507
Leigh |  | 1.1099 | 1.1014 | 1.0989 | 1.1114 | 1.1277 | 1.1521 | 1.1875 | 1.2271 | 1.2751 | 1.331 | 1.3994 | 1.4875 | 1.546 | 1.5983 | 1.6503 | 1.6998 | 1.7542 | 1.8077 | 1.8566 | 1.9027 | 1.9448 | 1.9831 | 2.0117 | 2.0369 | 2.0589 | 2.0787 | 2.0965 | 2.1124 | 2.1273 | 2.141 | 2.1538 | 2.1659 |  | 1.1098 | 1.1057 | 1.1066 | 1.1165 | 1.1274 | 1.1433 | 1.1676 | 1.1941 | 1.224 | 1.2589 | 1.3015 | 1.3477 | 1.3759 | 1.4029 | 1.4298 | 1.457 | 1.4813 | 1.502 | 1.5239 | 1.5466 | 1.57 | 1.5972 | 1.6208 | 1.6422 | 1.662 | 1.678 | 1.6926 | 1.705 | 1.7155 | 1.7237 | 1.7297 | 1.7384 |  | 1.1099 | 1.1013 | 1.0968 | 1.1061 | 1.1191 | 1.1393 | 1.1687 | 1.2009 | 1.2388 | 1.2835 | 1.3398 | 1.4081 | 1.4494 | 1.4888 | 1.5292 | 1.5698 | 1.6195 | 1.6677 | 1.7107 | 1.75 | 1.7877 | 1.8225 | 1.85 | 1.8752 | 1.8974 | 1.9178 | 1.936 | 1.9516 | 1.9658 | 1.9787 | 1.9894 | 1.9991 |  | 1.1099 | 1.1026 | 1.1015 | 1.1177 | 1.1413 | 1.1774 | 1.2284 | 1.2907 | 1.3756 | 1.4754 | 1.5783 | 1.7107 | 1.8078 | 1.8933 | 1.9774 | 2.0606 | 2.1657 | 2.2682 | 2.3617 | 2.4484 | 2.5271 | 2.5984 | 2.653 | 2.7015 | 2.7439 | 2.7819 | 2.8159 | 2.8462 | 2.8742 | 2.9 | 2.9029 | 2.9105 |  | 1.1099 | 1.0944 | 1.0852 | 1.0935 | 1.1109 | 1.1404 | 1.1885 | 1.2462 | 1.3224 | 1.4131 | 1.5155 | 1.668 | 1.7929 | 1.9051 | 2.0145 | 2.1166 | 2.2146 | 2.3089 | 2.3971 | 2.479 | 2.5557 | 2.6249 | 2.6778 | 2.7253 | 2.7673 | 2.7643 | 2.7814 | 2.795 | 2.8079 | 2.818 | 2.8263 | 2.8341
Levenshulme |  | 3.6711 | 3.6109 | 3.5837 | 3.6574 | 3.7406 | 3.8446 | 3.9748 | 4.1213 | 4.2992 | 4.4992 | 4.7278 | 5.0144 | 5.2543 | 5.4711 | 5.6869 | 5.8913 | 6.1158 | 6.3365 | 6.5382 | 6.7291 | 6.9039 | 7.0655 | 7.1901 | 7.3047 | 7.4067 | 7.4997 | 7.5846 | 7.6622 | 7.7358 | 7.8051 | 7.8705 | 7.9334 |  | 3.6703 | 3.6351 | 3.6263 | 3.6848 | 3.7455 | 3.8188 | 3.9076 | 4.006 | 4.1186 | 4.2443 | 4.3863 | 4.5435 | 4.6187 | 4.6905 | 4.7647 | 4.8383 | 4.9142 | 4.9956 | 5.0805 | 5.1685 | 5.2582 | 5.361 | 5.4507 | 5.5342 | 5.612 | 5.6822 | 5.7481 | 5.8074 | 5.8627 | 5.9137 | 5.9594 | 6.0028 |  | 3.671 | 3.6104 | 3.5768 | 3.6397 | 3.711 | 3.8001 | 3.908 | 4.0264 | 4.1661 | 4.3237 | 4.5052 | 4.7178 | 4.893 | 5.0608 | 5.2319 | 5.4023 | 5.6082 | 5.8079 | 5.9863 | 6.1508 | 6.308 | 6.4552 | 6.5754 | 6.6888 | 6.7906 | 6.8856 | 6.9713 | 7.0469 | 7.1173 | 7.1827 | 7.2396 | 7.2926 |  | 3.6711 | 3.612 | 3.585 | 3.6691 | 3.7762 | 3.9208 | 4.1136 | 4.3438 | 4.6411 | 4.9897 | 5.4006 | 5.9308 | 6.2403 | 6.4058 | 6.562 | 6.7418 | 7.0896 | 7.4266 | 7.7442 | 8.0458 | 8.3261 | 8.5837 | 8.814 | 9.0282 | 9.229 | 9.4194 | 9.6003 | 9.6757 | 9.7012 | 9.7197 | 9.6039 | 9.5466 |  | 3.6711 | 3.5901 | 3.5414 | 3.6032 | 3.6918 | 3.8158 | 3.99 | 4.2015 | 4.4835 | 4.8192 | 5.2414 | 5.8663 | 6.3807 | 6.8446 | 7.2973 | 7.7197 | 8.0738 | 8.4069 | 8.6915 | 8.8551 | 9.0052 | 9.1366 | 9.2083 | 9.2571 | 9.2971 | 9.0605 | 9.0112 | 8.958 | 8.9084 | 8.8506 | 8.7895 | 8.7299
Leyland National |  | 0.39891 | 0.404 | 0.43479 | 0.48072 | 0.52971 | 0.58207 | 0.64097 | 0.70048 | 0.76718 | 0.83306 | 0.86122 | 0.89791 | 0.92749 | 0.95408 | 0.98028 | 1.0047 | 1.0307 | 1.0567 | 1.0815 | 1.1048 | 1.1261 | 1.1434 | 1.1542 | 1.1631 | 1.17 | 1.1757 | 1.1798 | 1.1832 | 1.1858 | 1.1877 | 1.1891 | 1.1904 |  | 0.40269 | 0.41209 | 0.43278 | 0.46414 | 0.49852 | 0.5351 | 0.57292 | 0.61717 | 0.66774 | 0.72152 | 0.77496 | 0.8218 | 0.82849 | 0.83488 | 0.84177 | 0.8491 | 0.85777 | 0.86808 | 0.87928 | 0.89068 | 0.90316 | 0.91861 | 0.93112 | 0.94258 | 0.95268 | 0.95867 | 0.96384 | 0.96779 | 0.97086 | 0.9729 | 0.97381 | 0.97488 |  | 0.39887 | 0.40358 | 0.42029 | 0.45082 | 0.48541 | 0.52213 | 0.56079 | 0.60307 | 0.6503 | 0.69928 | 0.75623 | 0.82989 | 0.87512 | 0.89505 | 0.91529 | 0.9353 | 0.95915 | 0.98267 | 1.0047 | 1.0248 | 1.044 | 1.0598 | 1.0705 | 1.0796 | 1.087 | 1.0933 | 1.0979 | 1.1014 | 1.1039 | 1.1057 | 1.1063 | 1.1066 |  | 0.39891 | 0.40445 | 0.43458 | 0.47858 | 0.52427 | 0.57171 | 0.62308 | 0.67687 | 0.74583 | 0.81296 | 0.88017 | 0.95121 | 1.0196 | 1.0675 | 1.1054 | 1.1419 | 1.1865 | 1.2303 | 1.2696 | 1.3054 | 1.3377 | 1.3663 | 1.3848 | 1.4009 | 1.414 | 1.4251 | 1.4344 | 1.4339 | 1.431 | 1.4273 | 1.4219 | 1.4145 |  | 0.39891 | 0.40197 | 0.42953 | 0.47086 | 0.51401 | 0.56406 | 0.63051 | 0.6936 | 0.76026 | 0.8245 | 0.89928 | 0.99428 | 1.052 | 1.1031 | 1.1528 | 1.1987 | 1.2418 | 1.2834 | 1.322 | 1.357 | 1.3885 | 1.4161 | 1.4352 | 1.4523 | 1.459 | 1.4597 | 1.4578 | 1.4545 | 1.4505 | 1.4457 | 1.4403 | 1.4344
Little Hulton |  | 3.4043 | 3.3437 | 3.3214 | 3.3982 | 3.4853 | 3.5939 | 3.7312 | 3.8871 | 4.0812 | 4.3015 | 4.5488 | 4.7802 | 4.9634 | 5.1225 | 5.275 | 5.4137 | 5.6119 | 5.8044 | 5.9757 | 6.1354 | 6.2816 | 6.4161 | 6.5287 | 6.6353 | 6.7337 | 6.8256 | 6.9096 | 6.9771 | 7.0181 | 7.0566 | 7.0928 | 7.1082 |  | 3.4033 | 3.3632 | 3.3529 | 3.405 | 3.4576 | 3.5213 | 3.5985 | 3.6842 | 3.7787 | 3.8758 | 3.9893 | 4.1148 | 4.2013 | 4.2857 | 4.3725 | 4.4582 | 4.5449 | 4.6374 | 4.7275 | 4.8215 | 4.9184 | 5.0313 | 5.1295 | 5.2195 | 5.3029 | 5.3835 | 5.4594 | 5.5279 | 5.5919 | 5.6511 | 5.6883 | 5.7396 |  | 3.4043 | 3.3431 | 3.3133 | 3.3775 | 3.4504 | 3.5413 | 3.652 | 3.7744 | 3.9228 | 4.0921 | 4.2897 | 4.5233 | 4.6655 | 4.7936 | 4.9194 | 5.0397 | 5.1808 | 5.315 | 5.4272 | 5.5263 | 5.6179 | 5.7002 | 5.7668 | 5.8294 | 5.8845 | 5.9342 | 5.9752 | 6.0101 | 6.0419 | 6.0709 | 6.0955 | 6.1179 |  | 3.4043 | 3.3451 | 3.3239 | 3.4142 | 3.5314 | 3.6902 | 3.9048 | 4.0962 | 4.2551 | 4.4386 | 4.654 | 4.9269 | 5.1312 | 5.3069 | 5.4742 | 5.6553 | 5.9831 | 6.206 | 6.3999 | 6.5811 | 6.7463 | 6.8965 | 7.025 | 7.1437 | 7.2537 | 7.3574 | 7.4557 | 7.549 | 7.6392 | 7.7264 | 7.7595 | 7.7464 |  | 3.4043 | 3.3268 | 3.2874 | 3.359 | 3.4606 | 3.6022 | 3.8007 | 3.9628 | 4.1089 | 4.2819 | 4.5228 | 4.9829 | 5.3313 | 5.5861 | 5.8266 | 6.0484 | 6.2581 | 6.4569 | 6.6418 | 6.8141 | 6.9755 | 7.1207 | 7.2438 | 7.3593 | 7.4668 | 7.4712 | 7.4641 | 7.4536 | 7.4418 | 7.4281 | 7.4125 | 7.3968
Little Salkeld |  | 1.4221 | 1.395 | 1.39 | 1.4282 | 1.4714 | 1.5231 | 1.5855 | 1.6529 | 1.7307 | 1.8131 | 1.9047 | 2.025 | 2.136 | 2.2348 | 2.3184 | 2.3885 | 2.4647 | 2.5403 | 2.6126 | 2.6839 | 2.7482 | 2.8026 | 2.8416 | 2.8728 | 2.8999 | 2.9239 | 2.9457 | 2.9651 | 2.983 | 2.9993 | 3.0142 | 3.0284 |  | 1.4218 | 1.4037 | 1.4015 | 1.4275 | 1.4553 | 1.4885 | 1.5261 | 1.5664 | 1.6151 | 1.6632 | 1.7145 | 1.7714 | 1.8051 | 1.8361 | 1.87 | 1.9047 | 1.944 | 1.9876 | 2.0334 | 2.0822 | 2.1325 | 2.1939 | 2.2467 | 2.2933 | 2.3355 | 2.3605 | 2.3824 | 2.4002 | 2.4157 | 2.4286 | 2.4387 | 2.4483 |  | 1.422 | 1.3944 | 1.3835 | 1.413 | 1.4475 | 1.4893 | 1.5377 | 1.5885 | 1.6497 | 1.7154 | 1.7854 | 1.8717 | 1.9503 | 2.0249 | 2.1022 | 2.1792 | 2.2727 | 2.3489 | 2.4129 | 2.4746 | 2.5326 | 2.5819 | 2.6193 | 2.6501 | 2.6772 | 2.702 | 2.7241 | 2.7428 | 2.7595 | 2.7745 | 2.7864 | 2.797 |  | 1.4221 | 1.3949 | 1.3894 | 1.4304 | 1.4805 | 1.5443 | 1.626 | 1.7205 | 1.8415 | 1.9754 | 2.1274 | 2.3229 | 2.4848 | 2.6277 | 2.7072 | 2.756 | 2.827 | 2.8944 | 2.9524 | 3.0052 | 3.05 | 3.0877 | 3.1104 | 3.1278 | 3.1413 | 3.1516 | 3.1593 | 3.1648 | 3.1689 | 3.1719 | 3.15 | 3.1328 |  | 1.4221 | 1.3876 | 1.3749 | 1.4085 | 1.4526 | 1.511 | 1.5919 | 1.6842 | 1.8009 | 1.9311 | 2.0831 | 2.295 | 2.4815 | 2.5944 | 2.677 | 2.7502 | 2.8172 | 2.8797 | 2.9351 | 2.9855 | 3.0252 | 3.0571 | 3.0792 | 3.0968 | 3.1107 | 3.0589 | 3.0488 | 3.0368 | 3.0246 | 3.0104 | 2.9951 | 2.9796
Littleborough |  | 4.3954 | 4.2817 | 4.214 | 4.2814 | 4.3504 | 4.4353 | 4.5405 | 4.6572 | 4.801 | 4.9625 | 5.1469 | 5.3799 | 5.5739 | 5.7482 | 5.9226 | 6.0892 | 6.2719 | 6.4518 | 6.6161 | 6.7726 | 6.9148 | 7.0462 | 7.1446 | 7.2336 | 7.3115 | 7.3816 | 7.4446 | 7.5012 | 7.5542 | 7.6032 | 7.6485 | 7.6916 |  | 4.3947 | 4.305 | 4.2539 | 4.2943 | 4.3301 | 4.3754 | 4.4317 | 4.4943 | 4.569 | 4.6535 | 4.7499 | 4.857 | 4.906 | 4.9524 | 5.0017 | 5.0523 | 5.1042 | 5.1613 | 5.2215 | 5.2856 | 5.3511 | 5.4302 | 5.4979 | 5.5599 | 5.6173 | 5.6667 | 5.7127 | 5.7532 | 5.7904 | 5.8242 | 5.8534 | 5.8809 |  | 4.3954 | 4.2813 | 4.2082 | 4.2666 | 4.3254 | 4.3976 | 4.4836 | 4.5762 | 4.6869 | 4.8115 | 4.955 | 5.1235 | 5.2614 | 5.3931 | 5.5286 | 5.6653 | 5.8317 | 5.993 | 6.137 | 6.2703 | 6.3968 | 6.5155 | 6.6097 | 6.6974 | 6.775 | 6.8466 | 6.9101 | 6.9647 | 7.0146 | 7.0601 | 7.0978 | 7.132 |  | 4.3954 | 4.2821 | 4.2108 | 4.2838 | 4.3704 | 4.4876 | 4.6449 | 4.8325 | 5.079 | 5.369 | 5.7119 | 6.1578 | 6.2788 | 6.3731 | 6.4607 | 6.5485 | 6.6998 | 6.8425 | 6.9714 | 7.0909 | 7.1974 | 7.293 | 7.3712 | 7.4418 | 7.505 | 7.5628 | 7.6157 | 7.6642 | 7.7097 | 7.7521 | 7.7148 | 7.6894 |  | 4.3954 | 4.2635 | 4.174 | 4.2285 | 4.3001 | 4.4014 | 4.5457 | 4.7212 | 4.9592 | 5.2438 | 5.5976 | 5.9078 | 6.1094 | 6.2901 | 6.4593 | 6.6116 | 6.7543 | 6.8895 | 7.0138 | 7.129 | 7.2339 | 7.3269 | 7.4025 | 7.4721 | 7.5348 | 7.436 | 7.4196 | 7.3999 | 7.3812 | 7.3574 | 7.331 | 7.305
Longford Bridge |  | 3.1311 | 3.1123 | 3.1142 | 3.1631 | 3.2288 | 3.3202 | 3.4471 | 3.5917 | 3.7709 | 3.9784 | 4.2329 | 4.578 | 4.8867 | 5.1706 | 5.4202 | 5.6254 | 5.8509 | 6.0733 | 6.2791 | 6.4746 | 6.6541 | 6.8185 | 6.9424 | 7.0528 | 7.1501 | 7.2385 | 7.3196 | 7.3934 | 7.4631 | 7.5284 | 7.5895 | 7.6483 |  | 3.1302 | 3.1215 | 3.1273 | 3.1605 | 3.1987 | 3.2503 | 3.3227 | 3.4007 | 3.4891 | 3.5903 | 3.7103 | 3.8418 | 3.9442 | 4.043 | 4.1428 | 4.2489 | 4.3892 | 4.4712 | 4.5539 | 4.6403 | 4.7304 | 4.8379 | 4.932 | 5.0185 | 5.0998 | 5.1639 | 5.2233 | 5.2756 | 5.3237 | 5.3669 | 5.4046 | 5.4423 |  | 3.131 | 3.1117 | 3.1068 | 3.1442 | 3.1971 | 3.2728 | 3.376 | 3.491 | 3.6299 | 3.7927 | 3.998 | 4.2654 | 4.5061 | 4.7385 | 4.9411 | 5.1106 | 5.3166 | 5.5169 | 5.6984 | 5.8663 | 6.0273 | 6.1767 | 6.296 | 6.4052 | 6.5025 | 6.593 | 6.6751 | 6.7468 | 6.8132 | 6.8745 | 6.9267 | 6.9752 |  | 3.1311 | 3.1157 | 3.1239 | 3.1889 | 3.2855 | 3.4274 | 3.6246 | 3.87 | 4.2146 | 4.6179 | 5.0941 | 5.6973 | 6.0294 | 6.1967 | 6.3563 | 6.5288 | 6.8445 | 7.1533 | 7.4411 | 7.6699 | 7.8423 | 7.998 | 8.121 | 8.2305 | 8.3278 | 8.4159 | 8.4957 | 8.5564 | 8.5312 | 8.5024 | 8.2905 | 8.1771 |  | 3.1311 | 3.0942 | 3.0817 | 3.1259 | 3.2067 | 3.3358 | 3.5412 | 3.7847 | 4.1039 | 4.4845 | 5.0358 | 5.6441 | 6.1415 | 6.5873 | 7.0241 | 7.3208 | 7.5601 | 7.7909 | 7.9664 | 8.1061 | 8.2308 | 8.3374 | 8.4171 | 8.4872 | 8.5469 | 8.3058 | 8.2794 | 8.2475 | 8.2004 | 8.0868 | 7.9693 | 7.8548
Longridge |  | 3.7097 | 3.6341 | 3.5944 | 3.6532 | 3.7184 | 3.8002 | 3.8998 | 4.0124 | 4.1515 | 4.3072 | 4.4872 | 4.7191 | 4.9057 | 5.0756 | 5.2455 | 5.405 | 5.5831 | 5.756 | 5.905 | 6.0328 | 6.149 | 6.239 | 6.3027 | 6.3503 | 6.3927 | 6.4307 | 6.4649 | 6.496 | 6.5253 | 6.5528 | 6.5786 | 6.5818 |  | 3.709 | 3.6599 | 3.6412 | 3.69 | 3.7405 | 3.8019 | 3.8736 | 3.9543 | 4.049 | 4.1416 | 4.234 | 4.337 | 4.3862 | 4.4349 | 4.4857 | 4.5382 | 4.6087 | 4.682 | 4.749 | 4.8169 | 4.8879 | 4.9728 | 5.049 | 5.1172 | 5.1811 | 5.2232 | 5.2617 | 5.2949 | 5.3248 | 5.351 | 5.3733 | 5.3961 |  | 3.7097 | 3.6337 | 3.589 | 3.6392 | 3.6948 | 3.7645 | 3.846 | 3.9358 | 4.0437 | 4.1646 | 4.306 | 4.4772 | 4.6109 | 4.7406 | 4.8738 | 5.0052 | 5.1679 | 5.3233 | 5.4694 | 5.6045 | 5.7336 | 5.8212 | 5.865 | 5.8945 | 5.9192 | 5.9404 | 5.9574 | 5.9702 | 5.9809 | 5.9897 | 5.9953 | 5.9995 |  | 3.7097 | 3.6343 | 3.5929 | 3.6586 | 3.7423 | 3.8561 | 4.0068 | 4.1898 | 4.4341 | 4.7192 | 4.9394 | 5.1565 | 5.3054 | 5.4341 | 5.5564 | 5.6845 | 5.9001 | 6.1084 | 6.3037 | 6.4857 | 6.6528 | 6.8041 | 6.9218 | 7.0263 | 7.1228 | 7.2127 | 7.2969 | 7.3757 | 7.4508 | 7.5224 | 7.5311 | 7.5165 |  | 3.7097 | 3.6149 | 3.5543 | 3.6002 | 3.6669 | 3.7641 | 3.9048 | 4.0761 | 4.3065 | 4.5799 | 4.7861 | 5.1013 | 5.3647 | 5.608 | 5.8404 | 6.0558 | 6.2649 | 6.464 | 6.6546 | 6.8324 | 6.9864 | 7.1198 | 7.2339 | 7.3388 | 7.4205 | 7.2222 | 7.1778 | 7.1311 | 7.0866 | 7.037 | 6.9856 | 6.9347
Longsight |  | 5.6172 | 5.4989 | 5.428 | 5.5275 | 5.6219 | 5.7326 | 5.8644 | 6.006 | 6.1668 | 6.3412 | 6.5305 | 6.759 | 6.9427 | 7.1081 | 7.2709 | 7.4242 | 7.5901 | 7.752 | 7.9013 | 8.0432 | 8.1727 | 8.2911 | 8.3815 | 8.463 | 8.5353 | 8.6013 | 8.6635 | 8.7204 | 8.7743 | 8.8247 | 8.8718 | 8.9169 |  | 5.6167 | 5.5364 | 5.4976 | 5.5752 | 5.6486 | 5.7365 | 5.8436 | 5.9618 | 6.0936 | 6.2402 | 6.4053 | 6.5874 | 6.6657 | 6.7397 | 6.813 | 6.8852 | 6.9646 | 7.034 | 7.1047 | 7.1772 | 7.2501 | 7.332 | 7.404 | 7.4723 | 7.5363 | 7.5841 | 7.6279 | 7.6662 | 7.7009 | 7.7316 | 7.7584 | 7.787 |  | 5.6172 | 5.4986 | 5.4232 | 5.5155 | 5.6019 | 5.7026 | 5.8194 | 5.9423 | 6.0775 | 6.2231 | 6.3811 | 6.5603 | 6.701 | 6.8339 | 6.9671 | 7.0979 | 7.2517 | 7.3999 | 7.534 | 7.6585 | 7.7765 | 7.8857 | 7.9734 | 8.0544 | 8.1268 | 8.1944 | 8.2573 | 8.3131 | 8.365 | 8.4131 | 8.4547 | 8.4935 |  | 5.6172 | 5.4994 | 5.4223 | 5.5233 | 5.6273 | 5.7583 | 5.9246 | 6.1138 | 6.3448 | 6.6072 | 6.9079 | 7.2852 | 7.5622 | 7.8062 | 8.0444 | 8.2781 | 8.5692 | 8.8518 | 9.1098 | 9.3517 | 9.5707 | 9.7696 | 9.9227 | 10.061 | 10.1824 | 10.2913 | 10.3888 | 10.4762 | 10.5572 | 10.6316 | 10.6 | 10.5881 |  | 5.6172 | 5.4738 | 5.3711 | 5.4458 | 5.529 | 5.6376 | 5.7843 | 5.954 | 6.1699 | 6.4205 | 6.7273 | 7.1669 | 7.5315 | 7.8606 | 8.1802 | 8.478 | 8.7644 | 9.0335 | 9.2839 | 9.5171 | 9.7344 | 9.9311 | 10.0838 | 10.2241 | 10.3485 | 10.2711 | 10.3337 | 10.3864 | 10.4377 | 10.4787 | 10.5133 | 10.5462
Lostock |  | 7.3956 | 7.1427 | 6.9711 | 7.0695 | 7.1511 | 7.2423 | 7.3451 | 7.4553 | 7.5807 | 7.7153 | 7.8653 | 8.0523 | 8.2085 | 8.3466 | 8.4828 | 8.6112 | 8.7524 | 8.8901 | 9.0159 | 9.1316 | 9.2377 | 9.3322 | 9.4011 | 9.4601 | 9.5097 | 9.5522 | 9.5888 | 9.6194 | 9.6465 | 9.6696 | 9.689 | 9.706 |  | 7.3951 | 7.1696 | 7.0162 | 7.0477 | 7.0596 | 7.0795 | 7.1062 | 7.1374 | 7.1767 | 7.2214 | 7.2746 | 7.3354 | 7.3686 | 7.4 | 7.4329 | 7.4662 | 7.5006 | 7.5389 | 7.5811 | 7.6235 | 7.6692 | 7.7235 | 7.7698 | 7.8097 | 7.8454 | 7.8738 | 7.8985 | 7.9176 | 7.9324 | 7.942 | 7.9465 | 7.9539 |  | 7.3955 | 7.1422 | 6.9655 | 7.0573 | 7.1303 | 7.2107 | 7.2971 | 7.3866 | 7.4871 | 7.5914 | 7.7078 | 7.8419 | 7.9513 | 8.0539 | 8.1584 | 8.2626 | 8.3907 | 8.5135 | 8.623 | 8.72 | 8.8137 | 8.8981 | 8.964 | 9.0223 | 9.0644 | 9.075 | 9.0811 | 9.0815 | 9.0786 | 9.0725 | 9.0617 | 9.0486 |  | 7.3956 | 7.1427 | 6.9575 | 7.0507 | 7.1358 | 7.2428 | 7.3773 | 7.5325 | 7.729 | 7.9547 | 8.2165 | 8.4268 | 8.5461 | 8.643 | 8.7329 | 8.8216 | 9.0058 | 9.1817 | 9.3428 | 9.4898 | 9.6241 | 9.7429 | 9.8398 | 9.9249 | 10 | 10.0672 | 10.1271 | 10.1802 | 10.2285 | 10.2718 | 10.2317 | 10.1796 |  | 7.3956 | 7.1307 | 6.9339 | 7.0146 | 7.0906 | 7.191 | 7.3245 | 7.4832 | 7.688 | 7.9255 | 8.2123 | 8.5431 | 8.8113 | 9.0647 | 9.2938 | 9.5069 | 9.7086 | 9.9008 | 10.0817 | 10.2478 | 10.4042 | 10.5427 | 10.659 | 10.7647 | 10.8606 | 10.7921 | 10.7683 | 10.7394 | 10.7007 | 10.6672 | 10.6291 | 10.5903
Lower Darwen |  | 3.4417 | 3.2979 | 3.1995 | 3.2646 | 3.3176 | 3.3707 | 3.4261 | 3.4783 | 3.5342 | 3.5916 | 3.6498 | 3.7196 | 3.7809 | 3.8356 | 3.886 | 3.9331 | 3.9829 | 4.0288 | 4.0686 | 4.1051 | 4.1357 | 4.1596 | 4.1709 | 4.1779 | 4.1813 | 4.1816 | 4.1782 | 4.1729 | 4.1657 | 4.157 | 4.147 | 4.1362 |  | 3.4417 | 3.3097 | 3.2189 | 3.2422 | 3.2544 | 3.2696 | 3.2886 | 3.3075 | 3.3309 | 3.3586 | 3.3886 | 3.4217 | 3.4429 | 3.4636 | 3.483 | 3.5036 | 3.5263 | 3.5506 | 3.5759 | 3.6018 | 3.6278 | 3.6606 | 3.6853 | 3.706 | 3.7234 | 3.7342 | 3.7425 | 3.7477 | 3.7504 | 3.7506 | 3.7479 | 3.7444 |  | 3.4417 | 3.2977 | 3.1963 | 3.2571 | 3.3058 | 3.3541 | 3.4026 | 3.4467 | 3.4921 | 3.5386 | 3.5855 | 3.6374 | 3.6824 | 3.7256 | 3.766 | 3.806 | 3.853 | 3.8967 | 3.9356 | 3.9705 | 3.9998 | 4.0229 | 4.0356 | 4.0446 | 4.0502 | 4.0531 | 4.052 | 4.0482 | 4.0422 | 4.0346 | 4.0248 | 4.0139 |  | 3.4417 | 3.2984 | 3.1924 | 3.2505 | 3.2974 | 3.3459 | 3.3983 | 3.4496 | 3.507 | 3.5628 | 3.6187 | 3.6838 | 3.7381 | 3.7844 | 3.8259 | 3.8774 | 3.9742 | 4.0685 | 4.1557 | 4.237 | 4.3102 | 4.3763 | 4.4279 | 4.4729 | 4.5132 | 4.5497 | 4.5827 | 4.6123 | 4.6394 | 4.6639 | 4.6652 | 4.6367 |  | 3.4417 | 3.2945 | 3.1848 | 3.2392 | 3.283 | 3.3315 | 3.3892 | 3.4473 | 3.51 | 3.5754 | 3.6578 | 3.7963 | 3.9254 | 4.0394 | 4.1534 | 4.261 | 4.3632 | 4.4619 | 4.5546 | 4.6413 | 4.72 | 4.7896 | 4.8462 | 4.8981 | 4.9453 | 4.9561 | 4.946 | 4.934 | 4.9253 | 4.9078 | 4.8885 | 4.8679
Lyons Rd |  | 2.6262 | 2.5366 | 2.4885 | 2.5521 | 2.6075 | 2.6623 | 2.7172 | 2.7471 | 2.777 | 2.8047 | 2.8298 | 2.8562 | 2.8777 | 2.8958 | 2.9127 | 2.9274 | 2.9421 | 2.956 | 2.9673 | 2.9759 | 2.9823 | 2.9876 | 2.9884 | 2.9881 | 2.9861 | 2.9828 | 2.9785 | 2.973 | 2.9668 | 2.9598 | 2.9521 | 2.9438 |  | 2.6265 | 2.5521 | 2.5133 | 2.5536 | 2.5876 | 2.6251 | 2.6602 | 2.6785 | 2.6999 | 2.7229 | 2.7471 | 2.7731 | 2.7847 | 2.7954 | 2.8064 | 2.8169 | 2.8253 | 2.8325 | 2.8397 | 2.8462 | 2.8527 | 2.8622 | 2.868 | 2.8724 | 2.8751 | 2.8767 | 2.8772 | 2.8764 | 2.8746 | 2.8719 | 2.8681 | 2.8635 |  | 2.6261 | 2.5361 | 2.482 | 2.538 | 2.5866 | 2.6345 | 2.6817 | 2.7247 | 2.7584 | 2.7823 | 2.8039 | 2.8246 | 2.8402 | 2.8543 | 2.8678 | 2.8803 | 2.8942 | 2.9073 | 2.9176 | 2.9249 | 2.9308 | 2.936 | 2.9375 | 2.9381 | 2.937 | 2.9349 | 2.9315 | 2.9267 | 2.9211 | 2.9147 | 2.9071 | 2.8989 |  | 2.6262 | 2.5367 | 2.482 | 2.539 | 2.5878 | 2.6362 | 2.6801 | 2.7021 | 2.7239 | 2.7433 | 2.7603 | 2.7787 | 2.7912 | 2.8002 | 2.8079 | 2.8134 | 2.8187 | 2.8232 | 2.8249 | 2.8239 | 2.8207 | 2.8162 | 2.8072 | 2.7969 | 2.7849 | 2.7716 | 2.7571 | 2.7415 | 2.7251 | 2.7078 | 2.6898 | 2.671 |  | 2.6262 | 2.533 | 2.4743 | 2.5271 | 2.5713 | 2.617 | 2.6662 | 2.6973 | 2.7239 | 2.7497 | 2.7748 | 2.8039 | 2.831 | 2.8538 | 2.8747 | 2.8928 | 2.9079 | 2.9218 | 2.9333 | 2.9417 | 2.9482 | 2.9533 | 2.9537 | 2.9526 | 2.9496 | 2.945 | 2.9389 | 2.9315 | 2.923 | 2.9135 | 2.9029 | 2.8915
Manchester University |  | 5.89 | 5.6727 | 5.5178 | 5.6259 | 5.7058 | 5.7803 | 5.85 | 5.9132 | 5.9703 | 6.0194 | 6.0624 | 6.0998 | 6.1347 | 6.1649 | 6.1914 | 6.2142 | 6.2354 | 6.253 | 6.2679 | 6.2818 | 6.2932 | 6.3028 | 6.3094 | 6.3156 | 6.3195 | 6.322 | 6.3233 | 6.3231 | 6.3214 | 6.3182 | 6.3134 | 6.3072 |  | 5.89 | 5.6905 | 5.5509 | 5.5927 | 5.6102 | 5.6297 | 5.652 | 5.6753 | 5.6998 | 5.7237 | 5.7486 | 5.7745 | 5.7965 | 5.8151 | 5.831 | 5.8443 | 5.8566 | 5.8664 | 5.8744 | 5.8821 | 5.8881 | 5.8933 | 5.8966 | 5.9002 | 5.9023 | 5.9017 | 5.8999 | 5.8971 | 5.8932 | 5.8882 | 5.8823 | 5.8761 |  | 5.89 | 5.6726 | 5.5176 | 5.6256 | 5.7053 | 5.7796 | 5.8491 | 5.9122 | 5.969 | 6.0179 | 6.0606 | 6.0976 | 6.1321 | 6.162 | 6.1883 | 6.211 | 6.2321 | 6.2496 | 6.2644 | 6.2782 | 6.2895 | 6.2991 | 6.3057 | 6.312 | 6.3159 | 6.3185 | 6.3199 | 6.3197 | 6.318 | 6.3148 | 6.31 | 6.3038 |  | 5.89 | 5.6727 | 5.5024 | 5.5949 | 5.6589 | 5.7175 | 5.7718 | 5.8186 | 5.8583 | 5.8894 | 5.9132 | 5.9298 | 5.9437 | 5.9525 | 5.9572 | 5.9581 | 5.9569 | 5.9519 | 5.9439 | 5.9346 | 5.9223 | 5.9079 | 5.8904 | 5.8724 | 5.8519 | 5.8293 | 5.8049 | 5.7785 | 5.7504 | 5.7204 | 5.6744 | 5.6407 |  | 5.89 | 5.6722 | 5.5013 | 5.5932 | 5.6566 | 5.7198 | 5.7839 | 5.8453 | 5.9046 | 5.9598 | 6.0125 | 6.0625 | 6.1096 | 6.1509 | 6.1875 | 6.2193 | 6.248 | 6.2722 | 6.2926 | 6.311 | 6.3257 | 6.3377 | 6.3459 | 6.3531 | 6.3569 | 6.3289 | 6.3274 | 6.3233 | 6.3175 | 6.3083 | 6.2965 | 6.2826
Marple |  | 0.78873 | 0.78478 | 0.78803 | 0.80475 | 0.82729 | 0.85762 | 0.89842 | 0.94623 | 1.0075 | 1.0784 | 1.1621 | 1.2707 | 1.3591 | 1.4392 | 1.5193 | 1.5955 | 1.6799 | 1.7628 | 1.8395 | 1.9125 | 1.9796 | 2.0407 | 2.0876 | 2.13 | 2.1677 | 2.2018 | 2.2321 | 2.2597 | 2.2858 | 2.3104 | 2.3337 | 2.356 |  | 0.78841 | 0.7917 | 0.79953 | 0.81524 | 0.83342 | 0.85583 | 0.88319 | 0.91377 | 0.94983 | 0.99056 | 1.0375 | 1.0902 | 1.1143 | 1.1377 | 1.1625 | 1.1877 | 1.2148 | 1.2444 | 1.2756 | 1.3082 | 1.342 | 1.3818 | 1.4167 | 1.4486 | 1.4784 | 1.5043 | 1.5283 | 1.5493 | 1.5679 | 1.5833 | 1.5957 | 1.6114 |  | 0.78871 | 0.7846 | 0.78554 | 0.79832 | 0.81632 | 0.84095 | 0.8731 | 0.90993 | 0.95612 | 1.01 | 1.0747 | 1.1533 | 1.2162 | 1.277 | 1.3395 | 1.4023 | 1.4793 | 1.554 | 1.6216 | 1.6842 | 1.7445 | 1.7999 | 1.8451 | 1.8871 | 1.9248 | 1.9597 | 1.9904 | 2.0173 | 2.0421 | 2.0652 | 2.0852 | 2.1037 |  | 0.78873 | 0.78473 | 0.78913 | 0.81117 | 0.84436 | 0.89206 | 0.95855 | 1.0404 | 1.1503 | 1.2811 | 1.4378 | 1.6429 | 1.7943 | 1.9288 | 2.0001 | 2.0561 | 2.1627 | 2.2664 | 2.3631 | 2.4543 | 2.5384 | 2.6158 | 2.6829 | 2.7271 | 2.7644 | 2.7984 | 2.8294 | 2.8575 | 2.8838 | 2.9082 | 2.8808 | 2.8708 |  | 0.78873 | 0.77819 | 0.7761 | 0.79149 | 0.81906 | 0.8603 | 0.92079 | 0.9959 | 1.099 | 1.2236 | 1.3916 | 1.6635 | 1.8907 | 2.0955 | 2.2219 | 2.3295 | 2.4329 | 2.5322 | 2.607 | 2.6761 | 2.7403 | 2.798 | 2.8448 | 2.8874 | 2.926 | 2.8621 | 2.857 | 2.8505 | 2.8433 | 2.811 | 2.7563 | 2.7029
Marton |  | 3.2428 | 3.1963 | 3.1861 | 3.2196 | 3.2602 | 3.314 | 3.3842 | 3.4632 | 3.5624 | 3.6739 | 3.8033 | 3.971 | 4.0987 | 4.207 | 4.3098 | 4.4036 | 4.5701 | 4.7289 | 4.8766 | 5.0166 | 5.1454 | 5.2606 | 5.3535 | 5.4381 | 5.515 | 5.5864 | 5.6525 | 5.7144 | 5.7738 | 5.8305 | 5.885 | 5.8781 |  | 3.2459 | 3.2188 | 3.208 | 3.2257 | 3.2467 | 3.276 | 3.3142 | 3.3607 | 3.4199 | 3.4876 | 3.5672 | 3.6578 | 3.7127 | 3.7634 | 3.816 | 3.8695 | 3.9265 | 3.9876 | 4.0517 | 4.1181 | 4.1862 | 4.2685 | 4.3357 | 4.3942 | 4.4462 | 4.4833 | 4.5155 | 4.5407 | 4.5619 | 4.579 | 4.5911 | 4.5994 |  | 3.2427 | 3.1955 | 3.1756 | 3.1973 | 3.2255 | 3.2649 | 3.3148 | 3.372 | 3.4432 | 3.5245 | 3.6213 | 3.7402 | 3.83 | 3.9117 | 3.9919 | 4.0702 | 4.1657 | 4.2533 | 4.3297 | 4.3975 | 4.4598 | 4.5111 | 4.546 | 4.5744 | 4.5962 | 4.614 | 4.6264 | 4.6337 | 4.6383 | 4.6406 | 4.6392 | 4.636 |  | 3.2428 | 3.1966 | 3.1829 | 3.2138 | 3.2523 | 3.3055 | 3.3754 | 3.4555 | 3.5605 | 3.6802 | 3.8192 | 3.9992 | 4.1292 | 4.2328 | 4.3251 | 4.4562 | 4.7102 | 4.9577 | 5.19 | 5.4104 | 5.6154 | 5.8039 | 5.9683 | 6.0899 | 6.1299 | 6.1642 | 6.1933 | 6.2179 | 6.2393 | 6.2577 | 6.1637 | 6.1205 |  | 3.2428 | 3.1755 | 3.1486 | 3.1641 | 3.1906 | 3.2319 | 3.2968 | 3.3709 | 3.4692 | 3.5837 | 3.7449 | 4.0993 | 4.4076 | 4.6968 | 4.969 | 5.2269 | 5.4751 | 5.5995 | 5.7046 | 5.7995 | 5.8848 | 5.9569 | 6.0103 | 6.0572 | 6.0968 | 5.9173 | 5.883 | 5.845 | 5.8098 | 5.7674 | 5.7218 | 5.6776
Maryport |  | 2.1822 | 2.1666 | 2.1667 | 2.2015 | 2.2511 | 2.3229 | 2.4235 | 2.5395 | 2.6872 | 2.859 | 3.0529 | 3.3018 | 3.5041 | 3.686 | 3.8688 | 4.0423 | 4.2347 | 4.4081 | 4.5097 | 4.6045 | 4.6898 | 4.7612 | 4.8159 | 4.8667 | 4.9116 | 4.9508 | 4.9813 | 5.0084 | 5.0336 | 5.057 | 5.0793 | 5.0818 |  | 2.1815 | 2.1729 | 2.1763 | 2.1986 | 2.226 | 2.2641 | 2.3191 | 2.3796 | 2.4512 | 2.5342 | 2.6334 | 2.7432 | 2.8166 | 2.8872 | 2.9593 | 3.014 | 3.0731 | 3.1391 | 3.21 | 3.284 | 3.3607 | 3.4481 | 3.5239 | 3.5934 | 3.6568 | 3.7171 | 3.7726 | 3.8209 | 3.862 | 3.8936 | 3.9168 | 3.9519 |  | 2.1822 | 2.1661 | 2.1598 | 2.1841 | 2.2221 | 2.2797 | 2.3588 | 2.4481 | 2.5595 | 2.6912 | 2.8443 | 3.0237 | 3.1654 | 3.3012 | 3.4421 | 3.5835 | 3.7583 | 3.9287 | 4.0815 | 4.2221 | 4.3092 | 4.3595 | 4.398 | 4.4339 | 4.4645 | 4.4905 | 4.5074 | 4.52 | 4.5303 | 4.5388 | 4.5446 | 4.5487 |  | 2.1822 | 2.1699 | 2.1742 | 2.2259 | 2.3032 | 2.4182 | 2.581 | 2.7764 | 3.0383 | 3.3492 | 3.702 | 3.9054 | 4.0442 | 4.1614 | 4.2732 | 4.4044 | 4.6548 | 4.899 | 5.1287 | 5.346 | 5.548 | 5.7315 | 5.8911 | 6.0377 | 6.1747 | 6.3045 | 6.4279 | 6.5446 | 6.6528 | 6.6418 | 6.6016 | 6.5339 |  | 2.1822 | 2.1503 | 2.135 | 2.1682 | 2.2311 | 2.3265 | 2.4678 | 2.6439 | 2.8878 | 3.182 | 3.529 | 3.8776 | 4.1758 | 4.451 | 4.7155 | 4.9632 | 5.201 | 5.432 | 5.6517 | 5.8597 | 6.0552 | 6.2284 | 6.3792 | 6.4126 | 6.413 | 6.3533 | 6.2874 | 6.2198 | 6.1518 | 6.083 | 6.0137 | 5.9447
Medipark |  | 0 | 0 | 0 | 0 | 0 | 0 | 0 | 0 | 0 | 0 | 0 | 0 | 0 | 0 | 0 | 0 | 0 | 0 | 0 | 0 | 0 | 0 | 0 | 0 | 0 | 0 | 0 | 0 | 0 | 0 | 0 | 0 |  | 0 | 0 | 0 | 0 | 0 | 0 | 0 | 0 | 0 | 0 | 0 | 0 | 0 | 0 | 0 | 0 | 0 | 0 | 0 | 0 | 0 | 0 | 0 | 0 | 0 | 0 | 0 | 0 | 0 | 0 | 0 | 0 |  | 0 | 0 | 0 | 0 | 0 | 0 | 0 | 0 | 0 | 0 | 0 | 0 | 0 | 0 | 0 | 0 | 0 | 0 | 0 | 0 | 0 | 0 | 0 | 0 | 0 | 0 | 0 | 0 | 0 | 0 | 0 | 0 |  | 0 | 0 | 0 | 0 | 0 | 0 | 0 | 0 | 0 | 0 | 0 | 0 | 0 | 0 | 0 | 0 | 0 | 0 | 0 | 0 | 0 | 0 | 0 | 0 | 0 | 0 | 0 | 0 | 0 | 0 | 0 | 0 |  | 0 | 0 | 0 | 0 | 0 | 0 | 0 | 0 | 0 | 0 | 0 | 0 | 0 | 0 | 0 | 0 | 0 | 0 | 0 | 0 | 0 | 0 | 0 | 0 | 0 | 0 | 0 | 0 | 0 | 0 | 0 | 0
Melling |  | 0.60852 | 0.6019 | 0.60284 | 0.61938 | 0.63847 | 0.66177 | 0.69003 | 0.72088 | 0.75851 | 0.79901 | 0.84383 | 0.89909 | 0.9477 | 0.99099 | 1.0233 | 1.0533 | 1.0862 | 1.1187 | 1.1499 | 1.1802 | 1.2082 | 1.2319 | 1.2486 | 1.2622 | 1.274 | 1.2844 | 1.2938 | 1.3022 | 1.31 | 1.317 | 1.3234 | 1.3295 |  | 0.60841 | 0.60945 | 0.61633 | 0.63443 | 0.65456 | 0.67471 | 0.69765 | 0.72285 | 0.7482 | 0.77248 | 0.79929 | 0.82843 | 0.84382 | 0.85798 | 0.87275 | 0.88765 | 0.90461 | 0.92086 | 0.93354 | 0.9471 | 0.96167 | 0.97909 | 0.99468 | 1.0088 | 1.022 | 1.0292 | 1.0357 | 1.0412 | 1.0461 | 1.0503 | 1.0538 | 1.0573 |  | 0.60851 | 0.6017 | 0.60041 | 0.61362 | 0.6294 | 0.64891 | 0.6717 | 0.69608 | 0.72522 | 0.75686 | 0.79239 | 0.83292 | 0.86755 | 0.90041 | 0.93386 | 0.96703 | 1.0064 | 1.0357 | 1.0634 | 1.0896 | 1.1149 | 1.1363 | 1.1524 | 1.1659 | 1.1777 | 1.1885 | 1.1981 | 1.2063 | 1.2135 | 1.22 | 1.2251 | 1.2298 |  | 0.60852 | 0.60183 | 0.60271 | 0.62059 | 0.64286 | 0.67156 | 0.70829 | 0.75096 | 0.80665 | 0.86908 | 0.93941 | 1.0271 | 1.0976 | 1.16 | 1.2215 | 1.2719 | 1.3278 | 1.3826 | 1.4285 | 1.4537 | 1.4758 | 1.4948 | 1.5072 | 1.5175 | 1.5259 | 1.5311 | 1.531 | 1.5238 | 1.5146 | 1.5051 | 1.4823 | 1.4642 |  | 0.60852 | 0.5967 | 0.59239 | 0.60487 | 0.62219 | 0.64591 | 0.67914 | 0.71756 | 0.76793 | 0.8252 | 0.89224 | 0.98457 | 1.0651 | 1.1368 | 1.2068 | 1.2717 | 1.3342 | 1.364 | 1.3903 | 1.414 | 1.4341 | 1.4507 | 1.4625 | 1.4726 | 1.4809 | 1.4541 | 1.4506 | 1.4463 | 1.4371 | 1.4265 | 1.4155 | 1.4036
Mereside |  | 2.4413 | 2.3711 | 2.3266 | 2.358 | 2.3893 | 2.426 | 2.4716 | 2.5215 | 2.5826 | 2.6499 | 2.7271 | 2.8245 | 2.9022 | 2.9721 | 3.0405 | 3.1062 | 3.1786 | 3.2485 | 3.3125 | 3.3736 | 3.4287 | 3.4782 | 3.5148 | 3.5482 | 3.5768 | 3.6019 | 3.6233 | 3.6419 | 3.659 | 3.6744 | 3.6884 | 3.7013 |  | 2.441 | 2.3851 | 2.3523 | 2.3722 | 2.3904 | 2.4129 | 2.4419 | 2.4746 | 2.5141 | 2.5584 | 2.6098 | 2.6679 | 2.6867 | 2.7047 | 2.7227 | 2.7418 | 2.7619 | 2.783 | 2.8059 | 2.8306 | 2.8556 | 2.8853 | 2.9102 | 2.933 | 2.9534 | 2.9715 | 2.9876 | 3.0009 | 3.0118 | 3.02 | 3.0254 | 3.0326 |  | 2.4412 | 2.3709 | 2.3242 | 2.352 | 2.3791 | 2.4106 | 2.4483 | 2.4884 | 2.536 | 2.5883 | 2.6488 | 2.72 | 2.775 | 2.8276 | 2.8803 | 2.934 | 3 | 3.0625 | 3.1184 | 3.1703 | 3.2076 | 3.2339 | 3.2523 | 3.2684 | 3.2808 | 3.2909 | 3.2976 | 3.3017 | 3.3042 | 3.3054 | 3.3044 | 3.3025 |  | 2.4413 | 2.3711 | 2.3239 | 2.3561 | 2.3928 | 2.441 | 2.5058 | 2.5822 | 2.6825 | 2.7596 | 2.8443 | 2.954 | 3.0255 | 3.0851 | 3.1405 | 3.202 | 3.326 | 3.4454 | 3.5568 | 3.6625 | 3.7595 | 3.8479 | 3.9239 | 3.9939 | 4.0584 | 4.1188 | 4.1454 | 4.1672 | 4.1868 | 4.2041 | 4.1676 | 4.1474 |  | 2.4413 | 2.3621 | 2.3061 | 2.3292 | 2.3583 | 2.3988 | 2.4573 | 2.528 | 2.6124 | 2.679 | 2.7723 | 2.9583 | 3.1128 | 3.2553 | 3.3904 | 3.518 | 3.6404 | 3.7575 | 3.8685 | 3.9741 | 4.0733 | 4.1587 | 4.1902 | 4.2159 | 4.235 | 4.1307 | 4.1218 | 4.1089 | 4.097 | 4.0796 | 4.0596 | 4.0398
Middleton Junction |  | 3.7286 | 3.6407 | 3.5932 | 3.6541 | 3.7208 | 3.8063 | 3.9169 | 4.042 | 4.1991 | 4.3776 | 4.5845 | 4.8462 | 5.071 | 5.2731 | 5.4755 | 5.6684 | 5.8809 | 6.09 | 6.2814 | 6.4633 | 6.6292 | 6.7819 | 6.8966 | 7.0003 | 7.0913 | 7.1733 | 7.247 | 7.3134 | 7.3758 | 7.4338 | 7.4878 | 7.5393 |  | 3.7277 | 3.658 | 3.6188 | 3.6492 | 3.6774 | 3.7144 | 3.7625 | 3.8152 | 3.879 | 3.9511 | 4.0342 | 4.1261 | 4.1872 | 4.2457 | 4.3075 | 4.3706 | 4.4353 | 4.5038 | 4.5762 | 4.6528 | 4.7319 | 4.8274 | 4.9095 | 4.9847 | 5.0543 | 5.1152 | 5.172 | 5.2225 | 5.2691 | 5.3119 | 5.3493 | 5.3841 |  | 3.7285 | 3.6402 | 3.5859 | 3.6363 | 3.6908 | 3.7613 | 3.8493 | 3.946 | 4.0644 | 4.2 | 4.3569 | 4.5434 | 4.7022 | 4.8544 | 5.0112 | 5.1694 | 5.363 | 5.5506 | 5.7185 | 5.8735 | 6.0214 | 6.1595 | 6.2697 | 6.3723 | 6.4632 | 6.5473 | 6.5846 | 6.6045 | 6.6213 | 6.6353 | 6.6449 | 6.6523 |  | 3.7286 | 3.6411 | 3.5923 | 3.663 | 3.7541 | 3.8807 | 4.0542 | 4.2631 | 4.5408 | 4.8687 | 5.2579 | 5.7023 | 5.8795 | 6.0288 | 6.1708 | 6.3294 | 6.6265 | 6.9162 | 7.1867 | 7.4436 | 7.6804 | 7.8986 | 8.0876 | 8.262 | 8.4245 | 8.5785 | 8.6422 | 8.6051 | 8.5646 | 8.5212 | 8.39 | 8.2687 |  | 3.7286 | 3.624 | 3.5586 | 3.6124 | 3.6906 | 3.8032 | 3.9647 | 4.1623 | 4.432 | 4.7549 | 5.1561 | 5.7388 | 6.1087 | 6.4418 | 6.7605 | 7.0604 | 7.3482 | 7.6274 | 7.8917 | 8.1431 | 8.3303 | 8.4519 | 8.5487 | 8.6374 | 8.7169 | 8.5968 | 8.4814 | 8.362 | 8.2408 | 8.1186 | 7.994 | 7.8707
Midway |  | 1.7606 | 1.7177 | 1.6975 | 1.7316 | 1.7692 | 1.8144 | 1.8708 | 1.9343 | 2.0131 | 2.1005 | 2.1998 | 2.3284 | 2.4317 | 2.5237 | 2.6156 | 2.7019 | 2.7983 | 2.8938 | 2.982 | 3.0659 | 3.1425 | 3.2084 | 3.2554 | 3.2948 | 3.3284 | 3.3575 | 3.3822 | 3.4034 | 3.4227 | 3.4399 | 3.4553 | 3.4697 |  | 1.7602 | 1.7352 | 1.7291 | 1.7614 | 1.7952 | 1.8357 | 1.8833 | 1.9377 | 2.002 | 2.0688 | 2.1126 | 2.1623 | 2.1812 | 2.1988 | 2.2187 | 2.2393 | 2.2639 | 2.2941 | 2.3253 | 2.3585 | 2.3955 | 2.4407 | 2.48 | 2.5133 | 2.5436 | 2.5655 | 2.5851 | 2.6011 | 2.6151 | 2.6269 | 2.6359 | 2.6429 |  | 1.7606 | 1.7174 | 1.6927 | 1.72 | 1.7505 | 1.7874 | 1.8314 | 1.8799 | 1.9388 | 2.0049 | 2.0812 | 2.1734 | 2.2436 | 2.3108 | 2.3803 | 2.4497 | 2.5374 | 2.6228 | 2.6999 | 2.771 | 2.8394 | 2.8988 | 2.9442 | 2.9837 | 3.0179 | 3.0486 | 3.0743 | 3.0951 | 3.1133 | 3.1292 | 3.1409 | 3.1509 |  | 1.7606 | 1.7173 | 1.696 | 1.7337 | 1.781 | 1.8434 | 1.9271 | 2.0282 | 2.1628 | 2.319 | 2.5015 | 2.7386 | 2.9124 | 3.065 | 3.2158 | 3.3587 | 3.5263 | 3.6905 | 3.8371 | 3.9731 | 4.0954 | 4.1633 | 4.1847 | 4.1965 | 4.2006 | 4.199 | 4.1928 | 4.1824 | 4.1698 | 4.155 | 4.1244 | 4.0833 |  | 1.7606 | 1.7078 | 1.6767 | 1.7042 | 1.7418 | 1.7948 | 1.8717 | 1.9648 | 2.0902 | 2.2378 | 2.4157 | 2.6687 | 2.8747 | 3.0565 | 3.2342 | 3.3981 | 3.5552 | 3.7063 | 3.8458 | 3.9739 | 4.0917 | 4.196 | 4.2658 | 4.2782 | 4.2835 | 4.2536 | 4.2214 | 4.1853 | 4.1478 | 4.1087 | 4.0682 | 4.0274
Milnrow |  | 2.417 | 2.3884 | 2.3842 | 2.4336 | 2.4944 | 2.573 | 2.6744 | 2.7898 | 2.9354 | 3.1003 | 3.2899 | 3.5326 | 3.7358 | 3.9184 | 4.1012 | 4.2749 | 4.4667 | 4.6553 | 4.8283 | 4.9925 | 5.1425 | 5.28 | 5.3833 | 5.476 | 5.5576 | 5.6313 | 5.6981 | 5.7585 | 5.8155 | 5.8688 | 5.9187 | 5.9666 |  | 2.4162 | 2.4066 | 2.414 | 2.4549 | 2.4999 | 2.5543 | 2.6196 | 2.6918 | 2.7776 | 2.8736 | 2.9823 | 3.1033 | 3.1584 | 3.2109 | 3.267 | 3.3242 | 3.3839 | 3.4497 | 3.5193 | 3.5925 | 3.6684 | 3.7596 | 3.8384 | 3.9103 | 3.977 | 4.0337 | 4.0864 | 4.1331 | 4.1763 | 4.2157 | 4.2503 | 4.283 |  | 2.4169 | 2.3879 | 2.3772 | 2.416 | 2.4652 | 2.5297 | 2.6099 | 2.6991 | 2.8092 | 2.9349 | 3.0816 | 3.2565 | 3.4002 | 3.5377 | 3.6795 | 3.8222 | 3.9973 | 4.167 | 4.3192 | 4.4596 | 4.5938 | 4.7187 | 4.8183 | 4.9105 | 4.9924 | 5.0684 | 5.1364 | 5.1954 | 5.2498 | 5.3 | 5.3425 | 5.3817 |  | 2.417 | 2.3887 | 2.3861 | 2.4462 | 2.5297 | 2.6455 | 2.8036 | 2.9946 | 3.2476 | 3.5452 | 3.8969 | 4.3544 | 4.6983 | 5.0023 | 5.3027 | 5.5932 | 5.9403 | 6.274 | 6.4128 | 6.5176 | 6.6086 | 6.6884 | 6.7488 | 6.8011 | 6.846 | 6.8853 | 6.9198 | 6.95 | 6.9772 | 6.966 | 6.848 | 6.7494 |  | 2.417 | 2.3706 | 2.3501 | 2.3919 | 2.4602 | 2.5588 | 2.7012 | 2.8757 | 3.1138 | 3.3981 | 3.7492 | 4.2561 | 4.6693 | 5.0383 | 5.3998 | 5.7364 | 6.06 | 6.3703 | 6.5424 | 6.6476 | 6.7404 | 6.8198 | 6.8805 | 6.935 | 6.9824 | 6.8787 | 6.8538 | 6.8252 | 6.7973 | 6.7645 | 6.6741 | 6.5761
Mintsfeet |  | 3.9609 | 3.9423 | 3.9519 | 4.0032 | 4.0733 | 4.1704 | 4.2991 | 4.4062 | 4.5375 | 4.6828 | 4.8487 | 5.0633 | 5.2426 | 5.4024 | 5.5614 | 5.7111 | 5.8767 | 6.0369 | 6.1869 | 6.3291 | 6.4563 | 6.5693 | 6.6476 | 6.7126 | 6.7674 | 6.8152 | 6.8579 | 6.8949 | 6.9285 | 6.9585 | 6.9852 | 7.0103 |  | 3.9603 | 3.9652 | 3.9878 | 4.0364 | 4.0946 | 4.1702 | 4.2441 | 4.3115 | 4.3922 | 4.4824 | 4.5852 | 4.6999 | 4.7416 | 4.781 | 4.8235 | 4.8675 | 4.9171 | 4.971 | 5.0306 | 5.0935 | 5.1584 | 5.2404 | 5.3101 | 5.3718 | 5.428 | 5.4622 | 5.4921 | 5.5157 | 5.5354 | 5.5508 | 5.5615 | 5.5727 |  | 3.9608 | 3.9412 | 3.939 | 3.9729 | 4.0257 | 4.1031 | 4.2033 | 4.311 | 4.4153 | 4.5246 | 4.6518 | 4.8051 | 4.9293 | 5.0478 | 5.1695 | 5.2911 | 5.4421 | 5.5856 | 5.7172 | 5.8382 | 5.9516 | 6.0538 | 6.1295 | 6.1947 | 6.2506 | 6.3011 | 6.3455 | 6.3819 | 6.4137 | 6.4415 | 6.462 | 6.4798 |  | 3.9609 | 3.9429 | 3.9552 | 4.0161 | 4.1055 | 4.2343 | 4.3856 | 4.5519 | 4.7735 | 5.0305 | 5.3316 | 5.7221 | 6.0153 | 6.2723 | 6.5249 | 6.7671 | 7.0565 | 7.336 | 7.5889 | 7.8234 | 8.0318 | 8.2202 | 8.3523 | 8.433 | 8.4493 | 8.4549 | 8.4513 | 8.4397 | 8.4231 | 8.4017 | 8.2171 | 8.1638 |  | 3.9609 | 3.9133 | 3.8969 | 3.9289 | 3.9955 | 4.1076 | 4.2893 | 4.4447 | 4.6547 | 4.9025 | 5.2055 | 5.6407 | 5.9982 | 6.3157 | 6.625 | 6.9113 | 7.1852 | 7.445 | 7.6879 | 7.9112 | 8.1139 | 8.2396 | 8.2855 | 8.3182 | 8.3376 | 8.0191 | 7.9827 | 7.9393 | 7.8951 | 7.8444 | 7.7876 | 7.7326
Monsall |  | 0.019986 | 0.021623 | 0.02596 | 0.030426 | 0.03502 | 0.039855 | 0.045032 | 0.050309 | 0.055774 | 0.061435 | 0.06768 | 0.074948 | 0.081271 | 0.087371 | 0.093324 | 0.099042 | 0.13284 | 0.16651 | 0.20079 | 0.23528 | 0.26942 | 0.30231 | 0.33453 | 0.36623 | 0.39779 | 0.42924 | 0.46048 | 0.47764 | 0.47798 | 0.47819 | 0.47829 | 0.47828 |  | 0.020603 | 0.022397 | 0.024849 | 0.027455 | 0.030251 | 0.032971 | 0.03537 | 0.038831 | 0.042479 | 0.046321 | 0.050482 | 0.055115 | 0.058343 | 0.061504 | 0.064616 | 0.067914 | 0.072202 | 0.07666 | 0.081228 | 0.085919 | 0.090654 | 0.095599 | 0.10041 | 0.10508 | 0.10981 | 0.11256 | 0.11524 | 0.11781 | 0.12027 | 0.1226 | 0.12479 | 0.12703 |  | 0.019985 | 0.021617 | 0.024155 | 0.026842 | 0.029715 | 0.032626 | 0.035385 | 0.038929 | 0.04263 | 0.046501 | 0.05095 | 0.05666 | 0.061693 | 0.066621 | 0.071453 | 0.076146 | 0.080958 | 0.085691 | 0.091086 | 0.096705 | 0.10207 | 0.10623 | 0.10987 | 0.11291 | 0.11589 | 0.11879 | 0.12149 | 0.12415 | 0.12677 | 0.12938 | 0.13197 | 0.13455 |  | 0.019986 | 0.021695 | 0.026083 | 0.030572 | 0.03519 | 0.040067 | 0.04527 | 0.050785 | 0.057193 | 0.063685 | 0.070334 | 0.076929 | 0.08274 | 0.08834 | 0.093796 | 0.10011 | 0.13677 | 0.17339 | 0.20964 | 0.24523 | 0.27921 | 0.31272 | 0.34535 | 0.37766 | 0.40973 | 0.44163 | 0.47337 | 0.48795 | 0.48904 | 0.48995 | 0.48978 | 0.48772 |  | 0.019986 | 0.021594 | 0.025889 | 0.030267 | 0.0348 | 0.040113 | 0.046728 | 0.053024 | 0.059322 | 0.065609 | 0.07306 | 0.11296 | 0.15137 | 0.18981 | 0.22725 | 0.26432 | 0.30122 | 0.33729 | 0.3724 | 0.40737 | 0.44158 | 0.47508 | 0.50822 | 0.52649 | 0.53005 | 0.5322 | 0.53256 | 0.53274 | 0.5329 | 0.53264 | 0.5322 | 0.53159
Monton |  | 3.1204 | 3.0735 | 3.0573 | 3.1198 | 3.186 | 3.2687 | 3.3754 | 3.4929 | 3.6342 | 3.7926 | 3.9731 | 4.1993 | 4.3861 | 4.5555 | 4.7244 | 4.8851 | 5.0614 | 5.2355 | 5.3938 | 5.5435 | 5.6806 | 5.8074 | 5.9043 | 5.9915 | 6.069 | 6.1397 | 6.2054 | 6.2655 | 6.3225 | 6.376 | 6.4263 | 6.4745 |  | 3.1198 | 3.0953 | 3.0951 | 3.1437 | 3.1929 | 3.2528 | 3.3282 | 3.4109 | 3.5054 | 3.612 | 3.7346 | 3.86 | 3.9239 | 3.9842 | 4.0428 | 4.1015 | 4.162 | 4.2277 | 4.2952 | 4.3653 | 4.437 | 4.5197 | 4.5921 | 4.6588 | 4.7209 | 4.7709 | 4.817 | 4.8576 | 4.8946 | 4.9274 | 4.956 | 4.9864 |  | 3.1204 | 3.0731 | 3.0517 | 3.1058 | 3.1626 | 3.2335 | 3.3226 | 3.4171 | 3.528 | 3.6527 | 3.796 | 3.9637 | 4.0993 | 4.23 | 4.3636 | 4.4974 | 4.6591 | 4.8167 | 4.9568 | 5.0857 | 5.2089 | 5.3245 | 5.418 | 5.5044 | 5.5819 | 5.6543 | 5.7208 | 5.7794 | 5.8339 | 5.8845 | 5.9282 | 5.9493 |  | 3.1204 | 3.0739 | 3.0567 | 3.1267 | 3.2115 | 3.3255 | 3.4789 | 3.6588 | 3.8921 | 4.165 | 4.4867 | 4.9018 | 5.1037 | 5.2415 | 5.3727 | 5.5028 | 5.6903 | 5.8695 | 6.0308 | 6.18 | 6.3144 | 6.4352 | 6.5315 | 6.6177 | 6.694 | 6.7629 | 6.8251 | 6.881 | 6.9328 | 6.9803 | 6.9205 | 6.9119 |  | 3.1204 | 3.0576 | 3.0239 | 3.0771 | 3.1486 | 3.2473 | 3.3846 | 3.5502 | 3.7715 | 4.0342 | 4.3586 | 4.8233 | 5.1632 | 5.3966 | 5.6119 | 5.8108 | 6.0001 | 6.18 | 6.3466 | 6.5008 | 6.6431 | 6.7692 | 6.8712 | 6.9649 | 7.0496 | 6.909 | 6.9126 | 6.914 | 6.9107 | 6.8948 | 6.8182 | 6.7447
Moorside |  | 2.4125 | 2.3553 | 2.3225 | 2.3564 | 2.394 | 2.4409 | 2.5007 | 2.5681 | 2.6525 | 2.7464 | 2.8551 | 2.9953 | 3.108 | 3.2083 | 3.3086 | 3.4034 | 3.5079 | 3.6104 | 3.7063 | 3.7981 | 3.8812 | 3.955 | 4.0081 | 4.0542 | 4.094 | 4.1293 | 4.1607 | 4.1885 | 4.2142 | 4.2379 | 4.2596 | 4.2801 |  | 2.4121 | 2.3717 | 2.3522 | 2.379 | 2.407 | 2.4416 | 2.4842 | 2.5323 | 2.5898 | 2.6538 | 2.7271 | 2.7963 | 2.8371 | 2.8627 | 2.8905 | 2.919 | 2.9512 | 2.9867 | 3.025 | 3.0655 | 3.1074 | 3.1586 | 3.2029 | 3.2431 | 3.2801 | 3.3069 | 3.3315 | 3.3527 | 3.3719 | 3.389 | 3.4035 | 3.417 |  | 2.4125 | 2.355 | 2.3189 | 2.3472 | 2.3787 | 2.4179 | 2.4662 | 2.5192 | 2.5838 | 2.6559 | 2.7404 | 2.8425 | 2.9222 | 2.9975 | 3.0752 | 3.1529 | 3.2482 | 3.3402 | 3.4247 | 3.5034 | 3.5777 | 3.6445 | 3.6957 | 3.7415 | 3.7816 | 3.8181 | 3.8502 | 3.8772 | 3.9016 | 3.9235 | 3.9411 | 3.9569 |  | 2.4125 | 2.355 | 2.3203 | 2.357 | 2.404 | 2.4681 | 2.5558 | 2.6622 | 2.8049 | 2.9715 | 3.1689 | 3.4259 | 3.5925 | 3.7016 | 3.8054 | 3.9079 | 4.0661 | 4.1766 | 4.2523 | 4.3203 | 4.3785 | 4.4289 | 4.4618 | 4.4894 | 4.5116 | 4.5297 | 4.5446 | 4.5567 | 4.5672 | 4.5762 | 4.5539 | 4.5386 |  | 2.4125 | 2.3443 | 2.2989 | 2.3246 | 2.3619 | 2.4166 | 2.4983 | 2.5979 | 2.7332 | 2.8935 | 3.0904 | 3.3702 | 3.5867 | 3.697 | 3.8 | 3.8919 | 3.9771 | 4.0556 | 4.1261 | 4.189 | 4.2426 | 4.2879 | 4.3185 | 4.3446 | 4.3657 | 4.3112 | 4.3024 | 4.2912 | 4.28 | 4.2664 | 4.2514 | 4.2364
Morton Park & Pirelli |  | 6.6049 | 6.4487 | 6.3512 | 6.4291 | 6.5189 | 6.6435 | 6.8187 | 7.0161 | 7.2513 | 7.5265 | 7.8605 | 8.2929 | 8.6483 | 8.9659 | 9.2758 | 9.5676 | 9.8797 | 10.19 | 10.4802 | 10.7571 | 11.0109 | 11.2236 | 11.3535 | 11.4592 | 11.5498 | 11.6284 | 11.6952 | 11.7524 | 11.804 | 11.8499 | 11.8905 | 11.9275 |  | 6.6039 | 6.4639 | 6.3735 | 6.3995 | 6.4238 | 6.4708 | 6.554 | 6.6476 | 6.753 | 6.8829 | 7.0447 | 7.2209 | 7.3744 | 7.5213 | 7.6642 | 7.7949 | 7.9219 | 8.0584 | 8.2051 | 8.3545 | 8.5002 | 8.6452 | 8.7771 | 8.8857 | 8.95 | 9.0057 | 9.056 | 9.098 | 9.1348 | 9.166 | 9.1899 | 9.2104 |  | 6.6049 | 6.4478 | 6.3398 | 6.401 | 6.473 | 6.5763 | 6.72 | 6.8788 | 7.062 | 7.2808 | 7.5535 | 7.8893 | 8.1889 | 8.4445 | 8.698 | 8.9469 | 9.2357 | 9.5197 | 9.7808 | 10.0246 | 10.2564 | 10.4513 | 10.5798 | 10.6841 | 10.7748 | 10.856 | 10.924 | 10.9788 | 11.0265 | 11.0676 | 11.0976 | 11.1224 |  | 6.6049 | 6.4557 | 6.361 | 6.4522 | 6.5722 | 6.7499 | 6.9989 | 7.3012 | 7.7058 | 8.1848 | 8.7551 | 9.4738 | 10.0239 | 10.5048 | 10.973 | 11.5198 | 12.1172 | 12.4935 | 12.7075 | 12.8291 | 12.9012 | 12.8973 | 12.8672 | 12.818 | 12.7582 | 12.6901 | 12.6153 | 12.5345 | 12.4497 | 12.3614 | 12.2166 | 12.0406 |  | 6.6049 | 6.4251 | 6.3012 | 6.3634 | 6.4623 | 6.6222 | 6.8766 | 7.1784 | 7.5672 | 8.0356 | 8.7514 | 9.9133 | 10.6304 | 11.1487 | 11.6343 | 12.0502 | 12.4345 | 12.7923 | 13.0138 | 13.1444 | 13.2579 | 13.3482 | 13.3948 | 13.3675 | 13.3299 | 13.1755 | 13.0215 | 12.8615 | 12.6948 | 12.5313 | 12.3656 | 12.1993
Mosley Rd |  | 4.3784 | 4.213 | 4.1015 | 4.1697 | 4.2201 | 4.2677 | 4.3134 | 4.3525 | 4.3842 | 4.4081 | 4.4271 | 4.4438 | 4.4562 | 4.4664 | 4.4754 | 4.4828 | 4.4884 | 4.494 | 4.4979 | 4.4991 | 4.4986 | 4.4982 | 4.4942 | 4.4896 | 4.4837 | 4.4766 | 4.4684 | 4.4592 | 4.449 | 4.438 | 4.426 | 4.4132 |  | 4.3795 | 4.2292 | 4.1307 | 4.1598 | 4.1739 | 4.1904 | 4.2093 | 4.2249 | 4.2397 | 4.2562 | 4.2734 | 4.2926 | 4.2985 | 4.3013 | 4.3033 | 4.3047 | 4.3043 | 4.305 | 4.3053 | 4.304 | 4.3024 | 4.3025 | 4.2999 | 4.2967 | 4.2925 | 4.2875 | 4.2816 | 4.2749 | 4.2674 | 4.2592 | 4.2502 | 4.2405 |  | 4.3783 | 4.2128 | 4.0993 | 4.1648 | 4.2129 | 4.258 | 4.3004 | 4.336 | 4.3692 | 4.3988 | 4.4166 | 4.4312 | 4.4412 | 4.4498 | 4.4575 | 4.464 | 4.4693 | 4.4746 | 4.4781 | 4.4787 | 4.4781 | 4.4776 | 4.4739 | 4.4697 | 4.4641 | 4.4574 | 4.4496 | 4.4407 | 4.4308 | 4.42 | 4.4081 | 4.3953 |  | 4.3784 | 4.2131 | 4.0901 | 4.1466 | 4.1853 | 4.2212 | 4.2554 | 4.2825 | 4.2994 | 4.3099 | 4.3149 | 4.3167 | 4.3143 | 4.3096 | 4.3035 | 4.2956 | 4.2858 | 4.2758 | 4.2639 | 4.2492 | 4.2328 | 4.2161 | 4.1959 | 4.175 | 4.1525 | 4.1288 | 4.104 | 4.078 | 4.051 | 4.023 | 3.994 | 3.9641 |  | 4.3784 | 4.2115 | 4.0867 | 4.1412 | 4.1779 | 4.2148 | 4.2531 | 4.287 | 4.3195 | 4.3436 | 4.365 | 4.3861 | 4.4049 | 4.4208 | 4.4346 | 4.4462 | 4.4542 | 4.4616 | 4.467 | 4.469 | 4.469 | 4.4686 | 4.4641 | 4.4584 | 4.4509 | 4.4417 | 4.4309 | 4.4186 | 4.4048 | 4.3897 | 4.3731 | 4.3553
Moss Lane |  | 7.437 | 7.2651 | 7.1665 | 7.2778 | 7.3981 | 7.5454 | 7.7275 | 7.9294 | 8.1785 | 8.4574 | 8.7727 | 9.1734 | 9.5093 | 9.811 | 10.1115 | 10.3977 | 10.7119 | 11.0215 | 11.3028 | 11.5679 | 11.8097 | 12.0305 | 12.1941 | 12.3401 | 12.4675 | 12.582 | 12.6859 | 12.7788 | 12.8656 | 12.9457 | 13.0195 | 13.0894 |  | 7.4358 | 7.3053 | 7.2337 | 7.3037 | 7.3717 | 7.4556 | 7.557 | 7.6693 | 7.8033 | 7.9544 | 8.1245 | 8.3152 | 8.4045 | 8.4901 | 8.5808 | 8.6737 | 8.7677 | 8.8724 | 8.9788 | 9.0862 | 9.1979 | 9.3325 | 9.4481 | 9.553 | 9.6496 | 9.7281 | 9.7997 | 9.8611 | 9.9162 | 9.9642 | 10.0043 | 10.044 |  | 7.4369 | 7.2643 | 7.1548 | 7.2484 | 7.3494 | 7.4733 | 7.6202 | 7.7785 | 7.9684 | 8.1822 | 8.4262 | 8.7144 | 8.9512 | 9.1782 | 9.4108 | 9.6456 | 9.9323 | 10.2107 | 10.4575 | 10.6832 | 10.8989 | 11.1005 | 11.2596 | 11.4054 | 11.5335 | 11.6517 | 11.7578 | 11.8485 | 11.9311 | 12.0059 | 12.0673 | 12.1229 |  | 7.437 | 7.2644 | 7.16 | 7.2805 | 7.4296 | 7.6299 | 7.8972 | 8.2145 | 8.6297 | 9.1166 | 9.6884 | 10.4333 | 10.991 | 11.4826 | 11.779 | 11.9858 | 12.3916 | 12.6634 | 12.8572 | 13.0307 | 13.1795 | 13.3059 | 13.3966 | 13.4708 | 13.4447 | 13.4072 | 13.3605 | 13.3056 | 13.2446 | 13.1782 | 12.7781 | 12.5899 |  | 7.437 | 7.2327 | 7.0972 | 7.186 | 7.3094 | 7.482 | 7.7252 | 8.0198 | 8.419 | 8.8944 | 9.4799 | 10.3284 | 11.0203 | 11.6392 | 12.1628 | 12.416 | 12.648 | 12.8654 | 13.0601 | 13.2342 | 13.3899 | 13.5214 | 13.6171 | 13.6985 | 13.7653 | 13.1257 | 12.9519 | 12.7723 | 12.5981 | 12.4115 | 12.217 | 12.0284
Moss Nook Primary |  | 3.9481 | 3.8543 | 3.8102 | 3.8951 | 3.9852 | 4.0919 | 4.2209 | 4.3619 | 4.5331 | 4.7199 | 4.9291 | 5.1915 | 5.4256 | 5.6355 | 5.844 | 6.0416 | 6.2597 | 6.4723 | 6.6662 | 6.8484 | 7.0142 | 7.1665 | 7.2775 | 7.375 | 7.4599 | 7.536 | 7.6043 | 7.6652 | 7.7221 | 7.7747 | 7.8231 | 7.869 |  | 3.9475 | 3.8741 | 3.8392 | 3.8897 | 3.9381 | 3.9962 | 4.0642 | 4.1383 | 4.2261 | 4.3223 | 4.4303 | 4.5484 | 4.62 | 4.6879 | 4.7592 | 4.8308 | 4.9041 | 4.9834 | 5.0668 | 5.1532 | 5.2428 | 5.3521 | 5.4438 | 5.5254 | 5.5992 | 5.6622 | 5.7196 | 5.7687 | 5.8128 | 5.8515 | 5.8838 | 5.9135 |  | 3.9481 | 3.8535 | 3.8002 | 3.8709 | 3.9462 | 4.0355 | 4.139 | 4.2491 | 4.3791 | 4.5219 | 4.6838 | 4.8715 | 5.0371 | 5.1955 | 5.3575 | 5.5201 | 5.7197 | 5.9065 | 6.0327 | 6.1408 | 6.2388 | 6.3251 | 6.3842 | 6.4313 | 6.4669 | 6.4966 | 6.5205 | 6.5366 | 6.5487 | 6.5573 | 6.5599 | 6.5603 |  | 3.9481 | 3.8544 | 3.8071 | 3.8976 | 4.0045 | 4.142 | 4.3195 | 4.4575 | 4.623 | 4.7984 | 4.9856 | 5.2081 | 5.3992 | 5.555 | 5.6923 | 5.8262 | 6.0719 | 6.3062 | 6.5197 | 6.7182 | 6.8989 | 7.0645 | 7.2016 | 7.3271 | 7.4417 | 7.5479 | 7.6469 | 7.7394 | 7.8277 | 7.9119 | 7.8829 | 7.8574 |  | 3.9481 | 3.8394 | 3.7774 | 3.8528 | 3.9474 | 4.0703 | 4.1791 | 4.2965 | 4.4445 | 4.6043 | 4.7886 | 5.134 | 5.4582 | 5.7446 | 6.0113 | 6.2579 | 6.4919 | 6.7132 | 6.9192 | 7.11 | 7.2881 | 7.4506 | 7.5854 | 7.7102 | 7.8249 | 7.7167 | 7.7032 | 7.6849 | 7.6671 | 7.6434 | 7.6157 | 7.5892
Moss Side (Leyland) & Seven Stars |  | 4.9102 | 4.8374 | 4.8124 | 4.9 | 4.9981 | 5.1266 | 5.2964 | 5.4853 | 5.686 | 5.8662 | 6.0708 | 6.3233 | 6.5377 | 6.7296 | 6.9213 | 7.1012 | 7.2976 | 7.4903 | 7.6662 | 7.829 | 7.9776 | 8.1125 | 8.2143 | 8.3037 | 8.381 | 8.4495 | 8.51 | 8.5631 | 8.6122 | 8.6567 | 8.6971 | 8.7349 |  | 4.9125 | 4.8534 | 4.8259 | 4.8717 | 4.9168 | 4.9793 | 5.0669 | 5.1666 | 5.2811 | 5.4113 | 5.5661 | 5.6808 | 5.739 | 5.794 | 5.8529 | 5.9107 | 5.9682 | 6.0318 | 6.1001 | 6.1691 | 6.2414 | 6.3275 | 6.4021 | 6.4673 | 6.5267 | 6.5784 | 6.6255 | 6.6657 | 6.7017 | 6.733 | 6.7586 | 6.7824 |  | 4.9101 | 4.8368 | 4.7955 | 4.862 | 4.9379 | 5.0399 | 5.1721 | 5.3201 | 5.4942 | 5.669 | 5.8534 | 6.0358 | 6.1883 | 6.3336 | 6.4829 | 6.6307 | 6.81 | 6.9833 | 7.1377 | 7.276 | 7.4085 | 7.5304 | 7.6287 | 7.7177 | 7.7956 | 7.8666 | 7.9285 | 7.9804 | 8.0249 | 8.0596 | 8.0905 | 8.1184 |  | 4.9102 | 4.8421 | 4.82 | 4.9182 | 5.0393 | 5.2074 | 5.3838 | 5.5386 | 5.728 | 5.942 | 6.1957 | 6.5041 | 6.7502 | 6.9655 | 7.1691 | 7.4762 | 8.2896 | 8.7034 | 8.9697 | 9.2176 | 9.4473 | 9.6572 | 9.8404 | 10.007 | 10.0558 | 10.0561 | 10.0483 | 10.0335 | 10.0142 | 9.9906 | 9.8649 | 9.7872 |  | 4.9102 | 4.817 | 4.7709 | 4.845 | 4.9484 | 5.0988 | 5.252 | 5.3934 | 5.5672 | 5.7681 | 6.1379 | 7.0624 | 7.4998 | 7.8903 | 8.2724 | 8.6263 | 8.9638 | 9.2867 | 9.5893 | 9.8669 | 10.1163 | 10.1931 | 10.2394 | 10.2713 | 10.2913 | 10.1025 | 10.0489 | 9.9879 | 9.9237 | 9.8559 | 9.7834 | 9.711
Moss Side (Longsight) |  | 7.2157 | 7.012 | 6.872 | 6.9811 | 7.0723 | 7.1728 | 7.2867 | 7.4005 | 7.5193 | 7.6437 | 7.7835 | 7.9551 | 8.1141 | 8.2601 | 8.4001 | 8.5301 | 8.6646 | 8.7968 | 8.9015 | 8.9788 | 9.0484 | 9.1115 | 9.1578 | 9.1981 | 9.2326 | 9.2633 | 9.2925 | 9.3181 | 9.3412 | 9.3617 | 9.3795 | 9.3954 |  | 7.2154 | 7.0335 | 6.9125 | 6.9634 | 6.9959 | 7.039 | 7.1006 | 7.1658 | 7.2357 | 7.3139 | 7.4039 | 7.5002 | 7.5772 | 7.6494 | 7.7181 | 7.7868 | 7.8729 | 7.963 | 8.0544 | 8.1472 | 8.2376 | 8.3271 | 8.3694 | 8.4072 | 8.4419 | 8.4622 | 8.4794 | 8.4931 | 8.5042 | 8.5127 | 8.5189 | 8.5267 |  | 7.2157 | 7.0118 | 6.8693 | 6.9744 | 7.0614 | 7.1568 | 7.2631 | 7.3678 | 7.4741 | 7.585 | 7.7101 | 7.8585 | 7.9969 | 8.1273 | 8.2533 | 8.3727 | 8.5017 | 8.6275 | 8.7234 | 8.7927 | 8.8571 | 8.9162 | 8.9614 | 9.0019 | 9.0368 | 9.0686 | 9.0984 | 9.1238 | 9.1463 | 9.1659 | 9.1814 | 9.1946 |  | 7.2157 | 7.015 | 6.8642 | 6.9644 | 7.0503 | 7.1506 | 7.2693 | 7.3986 | 7.5587 | 7.7325 | 7.9248 | 8.1493 | 8.3359 | 8.5025 | 8.6612 | 8.809 | 8.948 | 9.0814 | 9.2012 | 9.3113 | 9.4085 | 9.4947 | 9.5568 | 9.6111 | 9.6555 | 9.6924 | 9.7225 | 9.7463 | 9.7656 | 9.7804 | 9.7319 | 9.7155 |  | 7.2157 | 6.9987 | 6.8322 | 6.9166 | 6.9908 | 7.0846 | 7.2136 | 7.3519 | 7.5112 | 7.6897 | 7.9717 | 8.3728 | 8.5811 | 8.7689 | 8.9488 | 9.1152 | 9.273 | 9.4233 | 9.5627 | 9.6916 | 9.8097 | 9.9154 | 9.9975 | 10.0727 | 10.138 | 10.0664 | 10.0915 | 10.11 | 10.1271 | 10.1364 | 10.1409 | 10.143
Mossley |  | 3.6749 | 3.5886 | 3.5457 | 3.6148 | 3.6934 | 3.7931 | 3.919 | 4.0627 | 4.2426 | 4.4463 | 4.6803 | 4.9805 | 5.2391 | 5.4721 | 5.7056 | 5.9281 | 6.1739 | 6.4159 | 6.6377 | 6.8482 | 7.0407 | 7.2175 | 7.3213 | 7.4056 | 7.4823 | 7.5526 | 7.6158 | 7.6744 | 7.7303 | 7.7835 | 7.8345 | 7.8398 |  | 3.6739 | 3.6064 | 3.5714 | 3.6087 | 3.6451 | 3.6914 | 3.7473 | 3.8099 | 3.8848 | 3.969 | 4.0646 | 4.1707 | 4.2361 | 4.2989 | 4.3662 | 4.4351 | 4.5069 | 4.5862 | 4.6701 | 4.7585 | 4.8506 | 4.962 | 5.0584 | 5.1457 | 5.2266 | 5.2998 | 5.3683 | 5.4293 | 5.4858 | 5.5375 | 5.5828 | 5.6251 |  | 3.6748 | 3.5879 | 3.5371 | 3.593 | 3.6571 | 3.739 | 3.8381 | 3.9484 | 4.0829 | 4.2364 | 4.4151 | 4.6283 | 4.8102 | 4.9852 | 5.1658 | 5.348 | 5.5718 | 5.789 | 5.9835 | 6.1628 | 6.3344 | 6.4943 | 6.6222 | 6.6669 | 6.7044 | 6.7369 | 6.7616 | 6.7804 | 6.7959 | 6.8087 | 6.8171 | 6.8232 |  | 3.6749 | 3.5889 | 3.5455 | 3.6263 | 3.7325 | 3.8793 | 4.0786 | 4.3205 | 4.6407 | 5.0187 | 5.4666 | 5.9287 | 6.0995 | 6.2433 | 6.38 | 6.5358 | 6.841 | 7.1391 | 7.4176 | 7.6814 | 7.925 | 8.1481 | 8.3429 | 8.5207 | 8.6862 | 8.7944 | 8.842 | 8.8839 | 8.9219 | 8.9561 | 8.9263 | 8.8815 |  | 3.6749 | 3.5719 | 3.5119 | 3.5758 | 3.6688 | 3.8011 | 3.9885 | 4.2188 | 4.5308 | 4.9036 | 5.367 | 6.0443 | 6.4336 | 6.7915 | 7.1279 | 7.4451 | 7.7493 | 8.0459 | 8.2589 | 8.3937 | 8.5152 | 8.6193 | 8.6999 | 8.7708 | 8.8326 | 8.7679 | 8.7365 | 8.7007 | 8.6645 | 8.624 | 8.5809 | 8.5376
Mount St |  | 3.041 | 2.9594 | 2.9174 | 2.9953 | 3.0715 | 3.1569 | 3.2577 | 3.3663 | 3.4944 | 3.6354 | 3.794 | 3.99 | 4.1507 | 4.2974 | 4.4425 | 4.5798 | 4.7302 | 4.878 | 5.0122 | 5.1388 | 5.254 | 5.3592 | 5.44 | 5.5133 | 5.5779 | 5.636 | 5.6872 | 5.7331 | 5.7761 | 5.8159 | 5.8528 | 5.8877 |  | 3.0404 | 2.9786 | 2.9526 | 3.0073 | 3.0579 | 3.1164 | 3.1861 | 3.2622 | 3.3495 | 3.4476 | 3.5587 | 3.6823 | 3.7308 | 3.7783 | 3.8268 | 3.875 | 3.9252 | 3.9794 | 4.035 | 4.0926 | 4.1512 | 4.2183 | 4.2763 | 4.3289 | 4.3776 | 4.4228 | 4.4651 | 4.5027 | 4.5374 | 4.5691 | 4.5966 | 4.6212 |  | 3.0409 | 2.959 | 2.9123 | 2.9825 | 3.0503 | 3.1253 | 3.2108 | 3.3002 | 3.4024 | 3.5149 | 3.6421 | 3.7886 | 3.9058 | 4.0194 | 4.1345 | 4.249 | 4.3871 | 4.5209 | 4.6397 | 4.7486 | 4.8521 | 4.948 | 5.0259 | 5.0987 | 5.1634 | 5.223 | 5.2749 | 5.3197 | 5.3607 | 5.398 | 5.4294 | 5.4578 |  | 3.041 | 2.9607 | 2.9155 | 2.9967 | 3.0851 | 3.1933 | 3.3312 | 3.4905 | 3.6928 | 3.9264 | 4.1994 | 4.5488 | 4.8076 | 5.0379 | 5.2642 | 5.4496 | 5.7422 | 6.0201 | 6.2104 | 6.3427 | 6.4607 | 6.5654 | 6.649 | 6.7231 | 6.7887 | 6.848 | 6.9018 | 6.9505 | 6.9956 | 7.0332 | 6.9846 | 6.8923 |  | 3.041 | 2.9517 | 2.8971 | 2.9685 | 3.0472 | 3.1471 | 3.2791 | 3.4329 | 3.6315 | 3.8634 | 4.1495 | 4.5653 | 4.908 | 5.2171 | 5.5186 | 5.7998 | 6.0703 | 6.3292 | 6.5714 | 6.7119 | 6.839 | 6.9514 | 7.043 | 7.1268 | 7.2026 | 7.222 | 7.2096 | 7.1932 | 7.1742 | 7.1531 | 7.1296 | 7.0738
Musgrave Rd |  | 4.0584 | 3.9654 | 3.9118 | 3.968 | 4.0305 | 4.1107 | 4.2116 | 4.3264 | 4.4704 | 4.6329 | 4.8199 | 5.0587 | 5.2557 | 5.4329 | 5.61 | 5.7786 | 5.965 | 6.1479 | 6.3158 | 6.4737 | 6.6188 | 6.7515 | 6.8515 | 6.9409 | 7.0191 | 7.0893 | 7.1525 | 7.2091 | 7.2621 | 7.3112 | 7.3566 | 7.3998 |  | 4.0576 | 3.9889 | 3.9422 | 3.9716 | 3.9992 | 4.0361 | 4.0817 | 4.1332 | 4.1966 | 4.2676 | 4.3489 | 4.4394 | 4.4914 | 4.541 | 4.5939 | 4.6444 | 4.6964 | 4.7539 | 4.8156 | 4.8796 | 4.9474 | 5.0287 | 5.0992 | 5.1628 | 5.2216 | 5.272 | 5.3184 | 5.3589 | 5.3958 | 5.4287 | 5.4567 | 5.4837 |  | 4.0583 | 3.9649 | 3.9054 | 3.9521 | 4.0038 | 4.0705 | 4.1508 | 4.2393 | 4.3478 | 4.4703 | 4.6125 | 4.7813 | 4.9238 | 5.0602 | 5.1972 | 5.3348 | 5.5043 | 5.6681 | 5.8151 | 5.9489 | 6.078 | 6.1977 | 6.2936 | 6.3819 | 6.46 | 6.5321 | 6.596 | 6.6508 | 6.7008 | 6.7464 | 6.7841 | 6.8183 |  | 4.0584 | 3.9654 | 3.9095 | 3.9729 | 4.0548 | 4.1696 | 4.3245 | 4.5114 | 4.7594 | 5.0509 | 5.3959 | 5.8469 | 6.1879 | 6.3505 | 6.462 | 6.591 | 6.8488 | 7.1002 | 7.3359 | 7.5172 | 7.6546 | 7.776 | 7.8748 | 7.9613 | 8.0378 | 8.1064 | 8.168 | 8.2227 | 8.2726 | 8.3177 | 8.2641 | 8.2299 |  | 4.0584 | 3.9462 | 3.8714 | 3.9155 | 3.9818 | 4.0796 | 4.2205 | 4.3949 | 4.6342 | 4.921 | 5.283 | 5.8212 | 6.2586 | 6.6513 | 7.0327 | 7.2976 | 7.4986 | 7.6846 | 7.8589 | 8.0198 | 8.1697 | 8.2997 | 8.4066 | 8.5021 | 8.5709 | 8.3577 | 8.3282 | 8.2943 | 8.2638 | 8.2244 | 8.1808 | 8.1387
Nelson |  | 5.709 | 5.535 | 5.4245 | 5.4969 | 5.5654 | 5.6484 | 5.7439 | 5.8528 | 5.9806 | 6.1224 | 6.2833 | 6.4835 | 6.6394 | 6.777 | 6.914 | 7.0426 | 7.1822 | 7.3251 | 7.4528 | 7.5734 | 7.6817 | 7.7778 | 7.8491 | 7.9067 | 7.9564 | 7.9989 | 8.0345 | 8.0644 | 8.0909 | 8.1139 | 8.1338 | 8.1514 |  | 5.7084 | 5.5731 | 5.4958 | 5.5464 | 5.5916 | 5.6506 | 5.7196 | 5.8034 | 5.8743 | 5.9531 | 6.0453 | 6.147 | 6.177 | 6.2039 | 6.2332 | 6.2634 | 6.2965 | 6.3411 | 6.3858 | 6.4337 | 6.4837 | 6.546 | 6.602 | 6.6478 | 6.6908 | 6.7216 | 6.749 | 6.7711 | 6.7891 | 6.8023 | 6.8102 | 6.8196 |  | 5.709 | 5.5346 | 5.4193 | 5.4837 | 5.5433 | 5.6151 | 5.6939 | 5.7818 | 5.881 | 5.991 | 6.1166 | 6.2613 | 6.369 | 6.47 | 6.5738 | 6.6771 | 6.803 | 6.9303 | 7.0409 | 7.1419 | 7.2372 | 7.3228 | 7.3909 | 7.4478 | 7.4975 | 7.5417 | 7.578 | 7.6065 | 7.6308 | 7.651 | 7.6646 | 7.6751 |  | 5.709 | 5.5353 | 5.4174 | 5.49 | 5.5686 | 5.6737 | 5.808 | 5.9716 | 6.1815 | 6.4266 | 6.715 | 7.0864 | 7.3505 | 7.58 | 7.8058 | 8.0267 | 8.3041 | 8.5803 | 8.8267 | 9.0037 | 9.1364 | 9.244 | 9.3199 | 9.3776 | 9.4237 | 9.4606 | 9.4893 | 9.5104 | 9.5265 | 9.5375 | 9.503 | 9.4373 |  | 5.709 | 5.5118 | 5.3704 | 5.4189 | 5.4767 | 5.5611 | 5.6794 | 5.8279 | 6.0254 | 6.2613 | 6.558 | 6.9948 | 7.349 | 7.6647 | 7.9721 | 8.2569 | 8.5262 | 8.7725 | 8.9514 | 9.1112 | 9.2523 | 9.3706 | 9.4519 | 9.5161 | 9.5675 | 9.5501 | 9.5044 | 9.4499 | 9.3917 | 9.3319 | 9.2695 | 9.2059
New Moston |  | 3.0987 | 3.0548 | 3.0384 | 3.1025 | 3.1769 | 3.271 | 3.3892 | 3.4909 | 3.6035 | 3.7322 | 3.8815 | 4.0727 | 4.2207 | 4.3492 | 4.4725 | 4.5855 | 4.7161 | 4.8419 | 4.9581 | 5.0678 | 5.1665 | 5.2511 | 5.3138 | 5.3676 | 5.4153 | 5.459 | 5.4998 | 5.5373 | 5.5734 | 5.6078 | 5.6405 | 5.6623 |  | 3.0979 | 3.0765 | 3.076 | 3.1282 | 3.173 | 3.2296 | 3.3024 | 3.3833 | 3.4756 | 3.5801 | 3.7007 | 3.8342 | 3.9219 | 3.9925 | 4.0607 | 4.1298 | 4.2049 | 4.2857 | 4.3706 | 4.4589 | 4.5497 | 4.6544 | 4.7474 | 4.8347 | 4.9175 | 4.9836 | 5.0398 | 5.086 | 5.1328 | 5.1826 | 5.2314 | 5.259 |  | 3.0986 | 3.0544 | 3.0322 | 3.0865 | 3.1499 | 3.2302 | 3.3277 | 3.4335 | 3.5239 | 3.6277 | 3.7491 | 3.8965 | 4.0119 | 4.1176 | 4.2216 | 4.3214 | 4.4374 | 4.5474 | 4.6471 | 4.7388 | 4.824 | 4.8968 | 4.9523 | 5.0002 | 5.0423 | 5.0812 | 5.1165 | 5.1472 | 5.1758 | 5.2023 | 5.2253 | 5.2467 |  | 3.0987 | 3.0556 | 3.0402 | 3.1149 | 3.2131 | 3.3294 | 3.4191 | 3.524 | 3.6576 | 3.8116 | 3.9895 | 4.2139 | 4.3793 | 4.5217 | 4.6575 | 4.797 | 5.0017 | 5.1996 | 5.3824 | 5.5536 | 5.7103 | 5.8531 | 5.9696 | 6.0763 | 6.1742 | 6.2656 | 6.3514 | 6.4317 | 6.5084 | 6.5816 | 6.5905 | 6.5979 |  | 3.0987 | 3.0349 | 2.999 | 3.0527 | 3.1334 | 3.2223 | 3.3077 | 3.407 | 3.5318 | 3.6787 | 3.8718 | 4.1926 | 4.4601 | 4.7115 | 4.9443 | 5.1614 | 5.3698 | 5.5707 | 5.7605 | 5.9391 | 6.0981 | 6.2358 | 6.3511 | 6.4604 | 6.5618 | 6.5252 | 6.5353 | 6.5442 | 6.5466 | 6.5537 | 6.5585 | 6.5632
Newbiggin on Lune |  | 0.11623 | 0.11755 | 0.12231 | 0.13087 | 0.14079 | 0.15214 | 0.16556 | 0.17957 | 0.19653 | 0.21411 | 0.23531 | 0.26828 | 0.29895 | 0.32748 | 0.34539 | 0.35865 | 0.37301 | 0.38712 | 0.40146 | 0.41592 | 0.42899 | 0.43926 | 0.44608 | 0.45106 | 0.45528 | 0.45898 | 0.46234 | 0.46528 | 0.46798 | 0.47041 | 0.4726 | 0.47469 |  | 0.1162 | 0.11904 | 0.12386 | 0.13098 | 0.13894 | 0.14791 | 0.15766 | 0.16782 | 0.17985 | 0.19265 | 0.20653 | 0.22152 | 0.23039 | 0.23877 | 0.2477 | 0.25898 | 0.27883 | 0.3007 | 0.32453 | 0.35002 | 0.35923 | 0.36912 | 0.37817 | 0.38644 | 0.39419 | 0.39729 | 0.40007 | 0.40239 | 0.40447 | 0.4063 | 0.40781 | 0.40928 |  | 0.11622 | 0.11741 | 0.12061 | 0.12696 | 0.13483 | 0.14396 | 0.15426 | 0.16476 | 0.17724 | 0.19043 | 0.20726 | 0.23326 | 0.25709 | 0.28077 | 0.3046 | 0.32624 | 0.33952 | 0.35241 | 0.36538 | 0.37826 | 0.39034 | 0.39983 | 0.40651 | 0.41155 | 0.4159 | 0.41985 | 0.42339 | 0.42633 | 0.42893 | 0.43123 | 0.433 | 0.43458 |  | 0.11623 | 0.11755 | 0.12247 | 0.13145 | 0.1422 | 0.15488 | 0.17032 | 0.18936 | 0.21948 | 0.25091 | 0.28424 | 0.32358 | 0.3594 | 0.39156 | 0.42066 | 0.44015 | 0.46156 | 0.48266 | 0.50145 | 0.51902 | 0.53457 | 0.54846 | 0.55701 | 0.56418 | 0.57006 | 0.57501 | 0.57911 | 0.58251 | 0.58554 | 0.58817 | 0.58868 | 0.59081 |  | 0.11623 | 0.11638 | 0.12012 | 0.12788 | 0.13753 | 0.15136 | 0.17508 | 0.19975 | 0.22842 | 0.25845 | 0.29061 | 0.33079 | 0.36852 | 0.39175 | 0.41462 | 0.43572 | 0.45583 | 0.47519 | 0.49305 | 0.50967 | 0.52352 | 0.53549 | 0.54384 | 0.551 | 0.55699 | 0.55681 | 0.56123 | 0.56491 | 0.56829 | 0.57118 | 0.57369 | 0.57605
Newby |  | 1.6434 | 1.6132 | 1.6071 | 1.648 | 1.6935 | 1.7473 | 1.8124 | 1.8824 | 1.9678 | 2.057 | 2.1578 | 2.2918 | 2.411 | 2.5168 | 2.6236 | 2.724 | 2.8067 | 2.8799 | 2.9479 | 3.0154 | 3.0749 | 3.1257 | 3.1628 | 3.1922 | 3.2176 | 3.2397 | 3.2591 | 3.276 | 3.2913 | 3.305 | 3.3172 | 3.3287 |  | 1.6431 | 1.6255 | 1.6264 | 1.6586 | 1.691 | 1.7299 | 1.7759 | 1.8254 | 1.8843 | 1.9492 | 2.0213 | 2.0951 | 2.1332 | 2.1686 | 2.2066 | 2.2483 | 2.3039 | 2.3502 | 2.3981 | 2.4425 | 2.4711 | 2.5063 | 2.5385 | 2.5664 | 2.5924 | 2.6076 | 2.6213 | 2.6327 | 2.6428 | 2.6514 | 2.6582 | 2.6645 |  | 1.6433 | 1.6127 | 1.6007 | 1.6329 | 1.6698 | 1.7139 | 1.765 | 1.8185 | 1.8824 | 1.9519 | 2.0297 | 2.1238 | 2.2073 | 2.2864 | 2.3691 | 2.4515 | 2.5523 | 2.6499 | 2.7385 | 2.8063 | 2.8595 | 2.9053 | 2.9408 | 2.9699 | 2.9909 | 2.9957 | 2.9987 | 2.9986 | 2.9969 | 2.9938 | 2.9885 | 2.9824 |  | 1.6434 | 1.6128 | 1.6055 | 1.6485 | 1.7004 | 1.7658 | 1.8496 | 1.9459 | 2.0716 | 2.2127 | 2.3723 | 2.5011 | 2.57 | 2.6257 | 2.6787 | 2.7268 | 2.8264 | 2.9216 | 3.0071 | 3.0874 | 3.1593 | 3.2242 | 3.2754 | 3.3211 | 3.3626 | 3.4006 | 3.4356 | 3.468 | 3.4988 | 3.5279 | 3.5332 | 3.5169 |  | 1.6434 | 1.605 | 1.5899 | 1.6248 | 1.6694 | 1.7281 | 1.8086 | 1.9004 | 2.02 | 2.1558 | 2.2821 | 2.4112 | 2.5403 | 2.6561 | 2.7658 | 2.8662 | 2.9603 | 3.0497 | 3.1313 | 3.2083 | 3.2754 | 3.3348 | 3.3847 | 3.4296 | 3.4706 | 3.4503 | 3.4394 | 3.427 | 3.4139 | 3.4 | 3.385 | 3.3701
Newton |  | 0.0078211 | 0.018112 | 0.028782 | 0.037287 | 0.048918 | 0.063768 | 0.0831 | 0.10553 | 0.1341 | 0.1671 | 0.20628 | 0.25691 | 0.29443 | 0.32711 | 0.35867 | 0.3874 | 0.43663 | 0.48422 | 0.52821 | 0.56986 | 0.60841 | 0.64376 | 0.67355 | 0.70158 | 0.72761 | 0.75204 | 0.77446 | 0.79578 | 0.81648 | 0.83657 | 0.85618 | 0.85847 |  | 0.008131 | 0.01911 | 0.02837 | 0.03562 | 0.044836 | 0.055804 | 0.068764 | 0.083824 | 0.102 | 0.12265 | 0.14679 | 0.17413 | 0.19065 | 0.20641 | 0.2228 | 0.23898 | 0.2559 | 0.27408 | 0.29306 | 0.31254 | 0.33233 | 0.35542 | 0.37474 | 0.39182 | 0.40724 | 0.42183 | 0.43531 | 0.44713 | 0.45807 | 0.46825 | 0.47708 | 0.48367 |  | 0.0077457 | 0.018015 | 0.026266 | 0.031654 | 0.040021 | 0.050989 | 0.064812 | 0.081209 | 0.10192 | 0.12625 | 0.15586 | 0.19216 | 0.21888 | 0.24391 | 0.26886 | 0.293 | 0.32226 | 0.34971 | 0.3735 | 0.39467 | 0.41434 | 0.43146 | 0.44463 | 0.45665 | 0.4669 | 0.47592 | 0.48287 | 0.48842 | 0.49328 | 0.49755 | 0.50086 | 0.50369 |  | 0.0078211 | 0.01863 | 0.030191 | 0.039926 | 0.053337 | 0.07074 | 0.093061 | 0.11949 | 0.15411 | 0.19452 | 0.24271 | 0.30526 | 0.34592 | 0.37346 | 0.39924 | 0.42545 | 0.48155 | 0.53545 | 0.58522 | 0.63191 | 0.67487 | 0.69331 | 0.6981 | 0.69969 | 0.69912 | 0.69712 | 0.69403 | 0.68997 | 0.68532 | 0.68018 | 0.66534 | 0.63518 |  | 0.0078211 | 0.01702 | 0.026979 | 0.035072 | 0.047084 | 0.063253 | 0.085308 | 0.11083 | 0.14405 | 0.18297 | 0.2384 | 0.31636 | 0.38494 | 0.44728 | 0.50622 | 0.56088 | 0.61279 | 0.66242 | 0.70892 | 0.75252 | 0.79065 | 0.80014 | 0.804 | 0.80562 | 0.80531 | 0.78676 | 0.75449 | 0.72226 | 0.68791 | 0.65651 | 0.62254 | 0.58645
Newton Heath |  | 2.1029 | 2.0813 | 2.0734 | 2.1123 | 2.1595 | 2.2228 | 2.3105 | 2.4091 | 2.5277 | 2.665 | 2.8135 | 2.9878 | 3.1358 | 3.2698 | 3.4032 | 3.5299 | 3.6695 | 3.8063 | 3.9322 | 4.0515 | 4.1609 | 4.2613 | 4.338 | 4.4076 | 4.4692 | 4.5251 | 4.5759 | 4.622 | 4.6657 | 4.7065 | 4.7449 | 4.7816 |  | 2.1024 | 2.0851 | 2.0793 | 2.103 | 2.1282 | 2.1628 | 2.2146 | 2.2706 | 2.3328 | 2.405 | 2.4925 | 2.5882 | 2.6547 | 2.6959 | 2.7388 | 2.7819 | 2.8271 | 2.8758 | 2.927 | 2.9802 | 3.0352 | 3.0996 | 3.1557 | 3.2076 | 3.2559 | 3.2979 | 3.3371 | 3.3721 | 3.4046 | 3.4344 | 3.4607 | 3.4857 |  | 2.1029 | 2.081 | 2.0688 | 2.1008 | 2.1402 | 2.1939 | 2.2672 | 2.3478 | 2.442 | 2.5523 | 2.6708 | 2.7981 | 2.9048 | 3.0075 | 3.1125 | 3.2174 | 3.3451 | 3.4686 | 3.5798 | 3.6822 | 3.7804 | 3.8717 | 3.9456 | 4.0145 | 4.076 | 4.1332 | 4.1845 | 4.2295 | 4.271 | 4.3095 | 4.3424 | 4.3729 |  | 2.1029 | 2.0853 | 2.0821 | 2.131 | 2.1972 | 2.2913 | 2.4209 | 2.5775 | 2.7683 | 2.983 | 3.2364 | 3.5649 | 3.8127 | 3.92 | 4.0194 | 4.1311 | 4.3294 | 4.5222 | 4.7028 | 4.8738 | 5.0318 | 5.1763 | 5.302 | 5.3592 | 5.4046 | 5.4452 | 5.4816 | 5.5144 | 5.5449 | 5.5731 | 5.5247 | 5.4981 |  | 2.1029 | 2.0728 | 2.0575 | 2.0942 | 2.151 | 2.2364 | 2.3651 | 2.5131 | 2.6914 | 2.9021 | 3.1624 | 3.5399 | 3.8511 | 4.1305 | 4.3979 | 4.5988 | 4.7365 | 4.8466 | 4.9472 | 5.0385 | 5.1215 | 5.1937 | 5.2497 | 5.3006 | 5.3454 | 5.2326 | 5.2247 | 5.2136 | 5.204 | 5.1893 | 5.1721 | 5.1314
Newton Le Willows |  | 3.1737 | 3.159 | 3.2175 | 3.3799 | 3.4742 | 3.5873 | 3.7279 | 3.8861 | 4.0825 | 4.3017 | 4.5514 | 4.8689 | 5.1401 | 5.3838 | 5.627 | 5.8587 | 6.1141 | 6.3653 | 6.5926 | 6.8073 | 7.0026 | 7.1835 | 7.32 | 7.4435 | 7.5518 | 7.6489 | 7.7349 | 7.812 | 7.8841 | 7.951 | 8.0131 | 8.0721 |  | 3.1733 | 3.1927 | 3.2603 | 3.3778 | 3.4295 | 3.4909 | 3.5639 | 3.6445 | 3.7403 | 3.8462 | 3.9656 | 4.0983 | 4.1694 | 4.2371 | 4.3093 | 4.3828 | 4.4569 | 4.5389 | 4.6251 | 4.7162 | 4.8104 | 4.9246 | 5.022 | 5.1092 | 5.189 | 5.2652 | 5.3363 | 5.3992 | 5.4574 | 5.5106 | 5.5568 | 5.5985 |  | 3.1735 | 3.1564 | 3.1863 | 3.308 | 3.4341 | 3.528 | 3.6398 | 3.7623 | 3.9106 | 4.0769 | 4.2686 | 4.4947 | 4.6851 | 4.8676 | 5.0554 | 5.245 | 5.4777 | 5.7033 | 5.9022 | 6.0845 | 6.2584 | 6.422 | 6.5536 | 6.6763 | 6.7851 | 6.8852 | 6.9728 | 7.0479 | 7.1165 | 7.179 | 7.2311 | 7.2783 |  | 3.1737 | 3.1596 | 3.2173 | 3.381 | 3.5154 | 3.6764 | 3.8914 | 4.1487 | 4.4858 | 4.8802 | 5.3177 | 5.6906 | 6.0488 | 6.2961 | 6.5029 | 6.7099 | 7.0286 | 7.3254 | 7.5851 | 7.8178 | 8.0183 | 8.189 | 8.3156 | 8.4208 | 8.5088 | 8.5847 | 8.5858 | 8.5403 | 8.4904 | 8.4233 | 8.2889 | 8.1454 |  | 3.1737 | 3.1295 | 3.1569 | 3.2894 | 3.4528 | 3.599 | 3.8003 | 4.0444 | 4.373 | 4.6585 | 4.9846 | 5.5292 | 6.0626 | 6.4591 | 6.8189 | 7.14 | 7.4349 | 7.7073 | 7.9516 | 8.1696 | 8.3667 | 8.5317 | 8.6508 | 8.6505 | 8.6164 | 8.4489 | 8.316 | 8.1769 | 8.0359 | 7.8918 | 7.7453 | 7.5996
Newtongate T11 & T12 |  | 6.1637 | 5.9891 | 5.8859 | 5.9743 | 6.0571 | 6.1524 | 6.2619 | 6.3793 | 6.5174 | 6.6676 | 6.8293 | 7.039 | 7.1907 | 7.3197 | 7.4542 | 7.5799 | 7.713 | 7.848 | 7.9675 | 8.0872 | 8.1893 | 8.277 | 8.341 | 8.3884 | 8.4282 | 8.4619 | 8.4914 | 8.5156 | 8.5368 | 8.5546 | 8.5691 | 8.5819 |  | 6.1632 | 6.0367 | 5.9785 | 6.0562 | 6.1302 | 6.1978 | 6.2761 | 6.3646 | 6.4693 | 6.5867 | 6.7092 | 6.8543 | 6.906 | 6.9484 | 6.9936 | 7.0384 | 7.0958 | 7.1648 | 7.2332 | 7.3121 | 7.371 | 7.4258 | 7.4771 | 7.5182 | 7.5565 | 7.5744 | 7.5891 | 7.5992 | 7.6064 | 7.6106 | 7.6111 | 7.6097 |  | 6.1637 | 5.9887 | 5.8809 | 5.9617 | 6.036 | 6.1208 | 6.2148 | 6.3127 | 6.4243 | 6.5453 | 6.6747 | 6.8338 | 6.941 | 7.0364 | 7.1403 | 7.2428 | 7.3634 | 7.4841 | 7.588 | 7.6898 | 7.78 | 7.8582 | 7.9194 | 7.9661 | 8.0062 | 8.0415 | 8.0717 | 8.0948 | 8.0879 | 8.0768 | 8.0607 | 8.0409 |  | 6.1637 | 5.9887 | 5.8766 | 5.963 | 6.0527 | 6.1659 | 6.3085 | 6.4741 | 6.6878 | 6.9331 | 7.2087 | 7.4218 | 7.5704 | 7.687 | 7.8031 | 7.9121 | 8.1073 | 8.2982 | 8.4638 | 8.6223 | 8.7579 | 8.8779 | 8.9715 | 9.0479 | 9.1146 | 9.1728 | 9.2233 | 9.2668 | 9.3054 | 9.3392 | 9.2992 | 9.2497 |  | 6.1637 | 5.9638 | 5.8265 | 5.8866 | 5.952 | 6.0422 | 6.1684 | 6.3175 | 6.5142 | 6.7451 | 7.0179 | 7.4101 | 7.7203 | 7.9893 | 8.2417 | 8.4646 | 8.6694 | 8.8691 | 9.047 | 9.2185 | 9.3617 | 9.4849 | 9.5887 | 9.6764 | 9.7552 | 9.6707 | 9.6425 | 9.6103 | 9.5714 | 9.5343 | 9.4933 | 9.4516
Newtongate T13 |  | 1.777 | 1.747 | 1.7343 | 1.7622 | 1.7949 | 1.8374 | 1.8913 | 1.9526 | 2.0294 | 2.1165 | 2.216 | 2.3441 | 2.4441 | 2.5328 | 2.6229 | 2.708 | 2.8016 | 2.8944 | 2.978 | 3.0583 | 3.1306 | 3.1952 | 3.2321 | 3.2635 | 3.2915 | 3.3169 | 3.34 | 3.3611 | 3.381 | 3.3996 | 3.4172 | 3.416 |  | 1.7766 | 1.763 | 1.7643 | 1.793 | 1.8241 | 1.8623 | 1.9079 | 1.9465 | 1.9899 | 2.0393 | 2.0952 | 2.1596 | 2.1863 | 2.2105 | 2.2374 | 2.2642 | 2.2921 | 2.3238 | 2.356 | 2.3911 | 2.4261 | 2.4668 | 2.5029 | 2.5348 | 2.5645 | 2.5878 | 2.6086 | 2.626 | 2.64 | 2.6497 | 2.6557 | 2.6679 |  | 1.777 | 1.7468 | 1.7313 | 1.7544 | 1.7816 | 1.8174 | 1.8611 | 1.9095 | 1.9687 | 2.0363 | 2.1139 | 2.2077 | 2.2779 | 2.344 | 2.4134 | 2.4827 | 2.5677 | 2.6506 | 2.7235 | 2.7914 | 2.8554 | 2.9032 | 2.923 | 2.9385 | 2.951 | 2.9616 | 2.9696 | 2.9752 | 2.9794 | 2.9825 | 2.9835 | 2.9838 |  | 1.777 | 1.747 | 1.7342 | 1.7669 | 1.8106 | 1.872 | 1.9552 | 2.0559 | 2.189 | 2.3462 | 2.5087 | 2.6332 | 2.712 | 2.7772 | 2.8402 | 2.9079 | 3.0348 | 3.158 | 3.2714 | 3.3796 | 3.4784 | 3.5683 | 3.6296 | 3.6749 | 3.7155 | 3.7523 | 3.7855 | 3.8155 | 3.8432 | 3.8687 | 3.8442 | 3.8289 |  | 1.777 | 1.735 | 1.7101 | 1.7303 | 1.7632 | 1.8127 | 1.8848 | 1.9742 | 2.0969 | 2.2445 | 2.3885 | 2.5785 | 2.7341 | 2.8766 | 3.0135 | 3.1409 | 3.2625 | 3.3802 | 3.49 | 3.595 | 3.6919 | 3.7783 | 3.8476 | 3.8969 | 3.9419 | 3.8862 | 3.8766 | 3.8636 | 3.8424 | 3.8293 | 3.8143 | 3.7995
Norbreck |  | 0.95758 | 0.93635 | 0.92764 | 0.94588 | 0.97049 | 1.0034 | 1.0347 | 1.0631 | 1.1001 | 1.1429 | 1.1939 | 1.2617 | 1.3139 | 1.3585 | 1.4016 | 1.441 | 1.5027 | 1.5619 | 1.6051 | 1.6432 | 1.6773 | 1.7065 | 1.7265 | 1.7429 | 1.7565 | 1.7682 | 1.7786 | 1.7874 | 1.7955 | 1.8027 | 1.8092 | 1.8083 |  | 0.95714 | 0.94039 | 0.93153 | 0.93832 | 0.94642 | 0.95764 | 0.9726 | 0.98968 | 1.0112 | 1.0359 | 1.0651 | 1.0979 | 1.1212 | 1.1442 | 1.1691 | 1.1955 | 1.2254 | 1.2586 | 1.2893 | 1.3162 | 1.344 | 1.3775 | 1.4058 | 1.431 | 1.4542 | 1.4685 | 1.481 | 1.491 | 1.4997 | 1.5071 | 1.5128 | 1.5171 |  | 0.95756 | 0.9361 | 0.92417 | 0.93702 | 0.95554 | 0.9809 | 1.01 | 1.03 | 1.0562 | 1.0872 | 1.1252 | 1.1735 | 1.2105 | 1.2443 | 1.2782 | 1.3112 | 1.3516 | 1.3893 | 1.4231 | 1.4537 | 1.4822 | 1.5058 | 1.5222 | 1.5352 | 1.5457 | 1.5547 | 1.5619 | 1.567 | 1.5711 | 1.5743 | 1.576 | 1.577 |  | 0.95758 | 0.93615 | 0.92832 | 0.95318 | 0.99179 | 1.0159 | 1.0446 | 1.0794 | 1.1274 | 1.1835 | 1.2495 | 1.3354 | 1.3978 | 1.4507 | 1.5014 | 1.5592 | 1.6438 | 1.7169 | 1.7832 | 1.8446 | 1.8999 | 1.9495 | 1.9885 | 2.0229 | 2.0533 | 2.0808 | 2.1055 | 2.1278 | 2.1484 | 2.1674 | 2.1268 | 2.1159 |  | 0.95758 | 0.93172 | 0.91959 | 0.94015 | 0.97234 | 0.98848 | 1.0162 | 1.0491 | 1.0939 | 1.1473 | 1.224 | 1.3761 | 1.4745 | 1.5639 | 1.6481 | 1.7262 | 1.8005 | 1.8721 | 1.9387 | 2.0005 | 2.056 | 2.1038 | 2.1417 | 2.1763 | 2.2073 | 2.1215 | 2.1138 | 2.104 | 2.0948 | 2.0832 | 2.0699 | 2.0576
Norbury |  | 4.236 | 4.133 | 4.1002 | 4.1876 | 4.2521 | 4.3338 | 4.4403 | 4.5591 | 4.704 | 4.8676 | 5.0629 | 5.3218 | 5.5397 | 5.7191 | 5.8972 | 6.0662 | 6.2527 | 6.4342 | 6.6006 | 6.7566 | 6.8985 | 7.0281 | 7.1237 | 7.2076 | 7.2802 | 7.3447 | 7.4018 | 7.4522 | 7.4988 | 7.5414 | 7.5803 | 7.6168 |  | 4.2356 | 4.147 | 4.1096 | 4.1697 | 4.1985 | 4.2314 | 4.2775 | 4.3277 | 4.3863 | 4.4527 | 4.5318 | 4.6182 | 4.6885 | 4.7409 | 4.7949 | 4.8502 | 4.9081 | 4.9708 | 5.0377 | 5.1071 | 5.1796 | 5.2689 | 5.345 | 5.4126 | 5.4746 | 5.5263 | 5.5736 | 5.6143 | 5.6511 | 5.6837 | 5.711 | 5.7364 |  | 4.2359 | 4.1314 | 4.0806 | 4.1702 | 4.2245 | 4.2929 | 4.3796 | 4.4737 | 4.5852 | 4.7121 | 4.8671 | 5.0622 | 5.2035 | 5.3383 | 5.4761 | 5.6147 | 5.7853 | 5.9486 | 6.0948 | 6.2278 | 6.3547 | 6.4723 | 6.5649 | 6.6487 | 6.7223 | 6.7895 | 6.8483 | 6.8978 | 6.9423 | 6.9823 | 7.0144 | 7.0428 |  | 4.236 | 4.134 | 4.0969 | 4.1936 | 4.277 | 4.3938 | 4.5514 | 4.7433 | 5.0064 | 5.2962 | 5.6197 | 6.0392 | 6.3628 | 6.6474 | 6.9272 | 7.1965 | 7.5172 | 7.8279 | 8.1088 | 8.2609 | 8.37 | 8.4653 | 8.5342 | 8.5565 | 8.5124 | 8.4606 | 8.4023 | 8.3388 | 8.272 | 8.2023 | 8.0411 | 7.9225 |  | 4.236 | 4.1192 | 4.0677 | 4.1456 | 4.2173 | 4.3238 | 4.482 | 4.6699 | 4.9185 | 5.2137 | 5.5694 | 6.051 | 6.4488 | 6.8029 | 7.148 | 7.4691 | 7.7768 | 8.0703 | 8.339 | 8.4461 | 8.5409 | 8.6215 | 8.6767 | 8.7191 | 8.682 | 8.4576 | 8.3541 | 8.2456 | 8.1378 | 8.0245 | 7.9081 | 7.7926
Northenden |  | 2.7835 | 2.7307 | 2.7034 | 2.7583 | 2.8171 | 2.888 | 2.9743 | 3.0699 | 3.1845 | 3.3117 | 3.4555 | 3.6353 | 3.7858 | 3.9215 | 4.0563 | 4.1838 | 4.3235 | 4.4604 | 4.5863 | 4.7058 | 4.815 | 4.915 | 4.991 | 5.0598 | 5.1206 | 5.1759 | 5.2267 | 5.2728 | 5.3165 | 5.3574 | 5.3958 | 5.4325 |  | 2.7831 | 2.7484 | 2.7347 | 2.777 | 2.8191 | 2.8692 | 2.9234 | 2.9811 | 3.0468 | 3.1199 | 3.2027 | 3.2939 | 3.346 | 3.3957 | 3.4464 | 3.4968 | 3.5511 | 3.6091 | 3.6694 | 3.7317 | 3.7947 | 3.8658 | 3.9283 | 3.986 | 4.0368 | 4.0786 | 4.1173 | 4.1517 | 4.1832 | 4.2117 | 4.2367 | 4.2615 |  | 2.7835 | 2.7303 | 2.6989 | 2.7469 | 2.798 | 2.8595 | 2.9317 | 3.0098 | 3.1005 | 3.2013 | 3.3162 | 3.4502 | 3.5606 | 3.6661 | 3.7733 | 3.8798 | 4.0082 | 4.1323 | 4.2441 | 4.3475 | 4.446 | 4.5373 | 4.6108 | 4.6791 | 4.7401 | 4.7968 | 4.8483 | 4.8934 | 4.9352 | 4.974 | 5.0072 | 5.0381 |  | 2.7835 | 2.731 | 2.7024 | 2.7619 | 2.8334 | 2.9269 | 3.049 | 3.1934 | 3.3788 | 3.5942 | 3.8464 | 4.1705 | 4.4138 | 4.6291 | 4.8123 | 4.9341 | 5.1174 | 5.2926 | 5.452 | 5.6002 | 5.7342 | 5.8557 | 5.9527 | 6.0411 | 6.1204 | 6.193 | 6.2596 | 6.3208 | 6.3785 | 6.4327 | 6.4164 | 6.4101 |  | 2.7835 | 2.7171 | 2.6747 | 2.72 | 2.7796 | 2.8604 | 2.9722 | 3.1062 | 3.2828 | 3.4898 | 3.7441 | 4.1091 | 4.4105 | 4.6811 | 4.9453 | 5.1913 | 5.428 | 5.6373 | 5.8022 | 5.9559 | 6.0967 | 6.2221 | 6.3241 | 6.4195 | 6.5064 | 6.4476 | 6.4545 | 6.4543 | 6.4524 | 6.4441 | 6.4322 | 6.4206
NWGB Partington |  | 1.1047 | 1.0841 | 1.0764 | 1.1002 | 1.1276 | 1.1618 | 1.2049 | 1.2532 | 1.3134 | 1.3813 | 1.4589 | 1.558 | 1.6427 | 1.7191 | 1.7842 | 1.8233 | 1.8806 | 1.936 | 1.9867 | 2.0341 | 2.0777 | 2.1176 | 2.1499 | 2.1797 | 2.2069 | 2.2323 | 2.2559 | 2.2781 | 2.2995 | 2.3202 | 2.3401 | 2.3445 |  | 1.1044 | 1.0901 | 1.0853 | 1.1007 | 1.1165 | 1.1357 | 1.1585 | 1.1833 | 1.2126 | 1.2452 | 1.2819 | 1.3224 | 1.346 | 1.3687 | 1.3928 | 1.4172 | 1.4425 | 1.4703 | 1.4996 | 1.5302 | 1.562 | 1.6002 | 1.6331 | 1.6631 | 1.6909 | 1.7158 | 1.7391 | 1.7598 | 1.7789 | 1.7965 | 1.8118 | 1.8259 |  | 1.1046 | 1.0839 | 1.0735 | 1.093 | 1.1156 | 1.144 | 1.1783 | 1.2158 | 1.2613 | 1.313 | 1.3729 | 1.444 | 1.5041 | 1.5619 | 1.6215 | 1.6812 | 1.7489 | 1.7861 | 1.8183 | 1.8469 | 1.8734 | 1.897 | 1.9149 | 1.9309 | 1.9445 | 1.9566 | 1.9668 | 1.9751 | 1.9825 | 1.9889 | 1.994 | 1.9984 |  | 1.1047 | 1.0843 | 1.0767 | 1.1043 | 1.1404 | 1.1894 | 1.2551 | 1.3337 | 1.4372 | 1.5371 | 1.6012 | 1.6833 | 1.7406 | 1.7893 | 1.8359 | 1.8843 | 1.9697 | 2.0526 | 2.1297 | 2.2024 | 2.2657 | 2.3133 | 2.3537 | 2.3907 | 2.4248 | 2.4569 | 2.4871 | 2.5156 | 2.5429 | 2.5692 | 2.5612 | 2.5536 |  | 1.1047 | 1.0787 | 1.0656 | 1.0876 | 1.1191 | 1.163 | 1.2245 | 1.2988 | 1.3989 | 1.4939 | 1.5643 | 1.6954 | 1.8048 | 1.9071 | 1.9901 | 2.06 | 2.1259 | 2.189 | 2.248 | 2.303 | 2.3543 | 2.4005 | 2.4396 | 2.4762 | 2.5102 | 2.4776 | 2.4729 | 2.4671 | 2.4504 | 2.4093 | 2.3674 | 2.3263
Offerton |  | 2.0012 | 1.9658 | 1.9534 | 1.994 | 2.0434 | 2.1074 | 2.1906 | 2.2867 | 2.409 | 2.5484 | 2.7102 | 2.9179 | 3.0924 | 3.2503 | 3.4087 | 3.5379 | 3.6333 | 3.7237 | 3.803 | 3.8751 | 3.9391 | 3.9964 | 4.0378 | 4.0738 | 4.1044 | 4.1312 | 4.1543 | 4.1745 | 4.193 | 4.2099 | 4.2253 | 4.228 |  | 2.0005 | 1.9777 | 1.9712 | 1.9979 | 2.0265 | 2.0621 | 2.1023 | 2.1461 | 2.1986 | 2.2574 | 2.3244 | 2.3948 | 2.4397 | 2.4833 | 2.5297 | 2.5764 | 2.6241 | 2.6765 | 2.7321 | 2.7904 | 2.8515 | 2.926 | 2.9903 | 3.0486 | 3.1025 | 3.1503 | 3.1947 | 3.234 | 3.2702 | 3.303 | 3.3316 | 3.359 |  | 2.0012 | 1.9654 | 1.9479 | 1.9799 | 2.0197 | 2.0717 | 2.1367 | 2.2101 | 2.3013 | 2.4062 | 2.5296 | 2.677 | 2.7988 | 2.9166 | 3.0384 | 3.1617 | 3.3142 | 3.4553 | 3.5166 | 3.5695 | 3.6183 | 3.6619 | 3.6938 | 3.7215 | 3.7443 | 3.7638 | 3.7793 | 3.7907 | 3.7999 | 3.8073 | 3.8116 | 3.8145 |  | 2.0012 | 1.9656 | 1.9538 | 2.0037 | 2.0739 | 2.1725 | 2.3089 | 2.4757 | 2.6979 | 2.9615 | 3.1065 | 3.266 | 3.3819 | 3.4796 | 3.5723 | 3.6769 | 3.793 | 3.9029 | 4.0005 | 4.0892 | 4.1672 | 4.2354 | 4.2881 | 4.3331 | 4.3714 | 4.4046 | 4.4333 | 4.4578 | 4.4795 | 4.4983 | 4.3847 | 4.3593 |  | 2.0012 | 1.9551 | 1.9331 | 1.9724 | 2.0337 | 2.1223 | 2.2491 | 2.4061 | 2.6209 | 2.8784 | 3.059 | 3.2206 | 3.3718 | 3.5042 | 3.6288 | 3.7416 | 3.847 | 3.9459 | 4.0353 | 4.116 | 4.1894 | 4.2522 | 4.2994 | 4.3402 | 4.3749 | 4.1491 | 4.1295 | 4.1063 | 4.0875 | 4.0599 | 4.0287 | 3.9996
Openshaw |  | 5.0616 | 4.9427 | 4.8714 | 4.9545 | 5.0362 | 5.1327 | 5.246 | 5.3694 | 5.513 | 5.6702 | 5.8449 | 6.0588 | 6.2356 | 6.3938 | 6.5504 | 6.6986 | 6.8599 | 7.0182 | 7.1623 | 7.299 | 7.4232 | 7.5373 | 7.625 | 7.7048 | 7.7754 | 7.8392 | 7.8967 | 7.9486 | 7.9974 | 8.0428 | 8.085 | 8.1251 |  | 5.061 | 4.9735 | 4.9279 | 4.99 | 5.0474 | 5.1168 | 5.199 | 5.291 | 5.3956 | 5.5123 | 5.6431 | 5.7878 | 5.8461 | 5.9003 | 5.956 | 6.0112 | 6.0678 | 6.1287 | 6.1912 | 6.2562 | 6.3218 | 6.3973 | 6.4631 | 6.5236 | 6.5798 | 6.6302 | 6.6771 | 6.7191 | 6.7579 | 6.7934 | 6.8248 | 6.854 |  | 5.0616 | 4.9423 | 4.8661 | 4.9411 | 5.0139 | 5.0996 | 5.1967 | 5.3001 | 5.4165 | 5.5438 | 5.6856 | 5.8478 | 5.9789 | 6.1026 | 6.2279 | 6.3522 | 6.5006 | 6.6444 | 6.7725 | 6.8908 | 7.0028 | 7.1071 | 7.192 | 7.2713 | 7.3421 | 7.4075 | 7.4658 | 7.5166 | 7.5634 | 7.6062 | 7.6427 | 7.6761 |  | 5.0616 | 4.9435 | 4.8672 | 4.9521 | 5.0447 | 5.1635 | 5.3143 | 5.4894 | 5.709 | 5.962 | 6.2548 | 6.6276 | 6.9053 | 7.1492 | 7.3883 | 7.623 | 7.9148 | 8.1987 | 8.4569 | 8.6993 | 8.9182 | 9.1172 | 9.2702 | 9.4074 | 9.5277 | 9.6358 | 9.7327 | 9.8195 | 9.9002 | 9.9746 | 10.0072 | 10.0323 |  | 5.0616 | 4.9205 | 4.8214 | 4.883 | 4.9561 | 5.0543 | 5.1876 | 5.3465 | 5.5535 | 5.7971 | 6.0978 | 6.5334 | 6.8949 | 7.2198 | 7.5363 | 7.8314 | 8.1147 | 8.3866 | 8.6409 | 8.8781 | 9.0999 | 9.3011 | 9.4569 | 9.5988 | 9.7248 | 9.7694 | 9.8284 | 9.8778 | 9.923 | 9.9617 | 9.9952 | 10.0261
Ormskirk |  | 3.3787 | 3.3111 | 3.2812 | 3.352 | 3.4313 | 3.5281 | 3.648 | 3.7821 | 3.9482 | 4.1332 | 4.3435 | 4.6117 | 4.8305 | 5.0272 | 5.2225 | 5.4069 | 5.6112 | 5.8116 | 5.9964 | 6.1722 | 6.3325 | 6.4758 | 6.5815 | 6.6732 | 6.7525 | 6.8234 | 6.8875 | 6.9446 | 6.9979 | 7.047 | 7.0922 | 7.1352 |  | 3.378 | 3.3401 | 3.3326 | 3.3943 | 3.4593 | 3.5364 | 3.6269 | 3.7274 | 3.8456 | 3.9776 | 4.1256 | 4.2907 | 4.3471 | 4.4012 | 4.458 | 4.5156 | 4.5788 | 4.6486 | 4.7223 | 4.8002 | 4.8817 | 4.9799 | 5.0657 | 5.1429 | 5.2143 | 5.267 | 5.3152 | 5.3567 | 5.3941 | 5.4273 | 5.4554 | 5.4823 |  | 3.3787 | 3.3106 | 3.2733 | 3.3322 | 3.3988 | 3.48 | 3.5768 | 3.6824 | 3.8099 | 3.9527 | 4.1168 | 4.3122 | 4.4666 | 4.6148 | 4.7661 | 4.9172 | 5.1038 | 5.284 | 5.4466 | 5.597 | 5.7405 | 5.8705 | 5.9726 | 6.0639 | 6.1439 | 6.2175 | 6.2831 | 6.3389 | 6.3897 | 6.4356 | 6.4731 | 6.507 |  | 3.3787 | 3.311 | 3.2801 | 3.3596 | 3.4601 | 3.5933 | 3.7705 | 3.9822 | 4.2613 | 4.5864 | 4.9675 | 5.4614 | 5.8259 | 6.1478 | 6.4644 | 6.7666 | 7.122 | 7.4676 | 7.7791 | 8.0696 | 8.3308 | 8.5666 | 8.7379 | 8.8884 | 9.0167 | 9.1294 | 9.1944 | 9.1876 | 9.1752 | 9.1574 | 9.0178 | 8.891 |  | 3.3787 | 3.2909 | 3.2398 | 3.2985 | 3.3806 | 3.4948 | 3.6568 | 3.8522 | 4.115 | 4.4256 | 4.8031 | 5.3389 | 5.7722 | 6.1579 | 6.5339 | 6.8823 | 7.217 | 7.537 | 7.8347 | 8.1099 | 8.3643 | 8.593 | 8.7618 | 8.9117 | 9.0412 | 8.9498 | 8.9224 | 8.8865 | 8.8321 | 8.7031 | 8.5692 | 8.4374
Padiham |  | 6.0679 | 5.8696 | 5.7436 | 5.8062 | 5.8612 | 5.926 | 6.0089 | 6.0962 | 6.204 | 6.3222 | 6.4596 | 6.6402 | 6.7868 | 6.917 | 7.0465 | 7.1666 | 7.2985 | 7.4305 | 7.5521 | 7.669 | 7.775 | 7.8662 | 7.9321 | 7.985 | 8.0314 | 8.0709 | 8.1018 | 8.1281 | 8.151 | 8.1708 | 8.1882 | 8.1984 |  | 6.0675 | 5.8944 | 5.7833 | 5.8188 | 5.8353 | 5.8595 | 5.8984 | 5.9407 | 5.9956 | 6.0584 | 6.1346 | 6.2232 | 6.261 | 6.2948 | 6.3304 | 6.3638 | 6.4038 | 6.4502 | 6.498 | 6.5486 | 6.6002 | 6.6613 | 6.7147 | 6.7593 | 6.8011 | 6.8298 | 6.8552 | 6.8756 | 6.8921 | 6.9039 | 6.9105 | 6.9116 |  | 6.0678 | 5.8688 | 5.7328 | 5.795 | 5.8425 | 5.8979 | 5.9668 | 6.0366 | 6.1207 | 6.2121 | 6.32 | 6.4544 | 6.5607 | 6.6603 | 6.762 | 6.8609 | 6.9814 | 7.1003 | 7.2076 | 7.3082 | 7.4033 | 7.4856 | 7.5489 | 7.6011 | 7.6475 | 7.6884 | 7.7199 | 7.7451 | 7.766 | 7.7836 | 7.7957 | 7.7998 |  | 6.0679 | 5.8713 | 5.7371 | 5.7994 | 5.8615 | 5.9438 | 6.0572 | 6.1899 | 6.3712 | 6.5803 | 6.8272 | 7.1483 | 7.3832 | 7.5876 | 7.7628 | 7.8528 | 8.1049 | 8.3511 | 8.5778 | 8.7728 | 8.9167 | 9.0504 | 9.1608 | 9.1688 | 9.1688 | 9.1617 | 9.1482 | 9.129 | 9.1058 | 9.0788 | 8.9727 | 8.8926 |  | 6.0679 | 5.8536 | 5.6992 | 5.7401 | 5.7865 | 5.8552 | 5.9648 | 6.0938 | 6.2698 | 6.4773 | 6.7716 | 7.2864 | 7.6631 | 7.9229 | 8.1762 | 8.4092 | 8.6317 | 8.8464 | 9.0423 | 9.2221 | 9.2967 | 9.3508 | 9.3816 | 9.3976 | 9.4016 | 9.2471 | 9.1957 | 9.1301 | 9.0634 | 8.9923 | 8.9176 | 8.8428
Peel St & Ribblesdale T13 |  | 4.1333 | 4.0911 | 4.0946 | 4.1698 | 4.2502 | 4.3557 | 4.4982 | 4.6558 | 4.8427 | 5.0529 | 5.3077 | 5.631 | 5.918 | 6.1843 | 6.4441 | 6.6836 | 6.9447 | 7.2015 | 7.4381 | 7.6421 | 7.7872 | 7.919 | 8.0195 | 8.1049 | 8.1796 | 8.2458 | 8.3043 | 8.3559 | 8.4035 | 8.4469 | 8.4862 | 8.5231 |  | 4.1327 | 4.1037 | 4.1087 | 4.1676 | 4.2147 | 4.2776 | 4.3693 | 4.4691 | 4.5809 | 4.709 | 4.8639 | 5.033 | 5.1517 | 5.2683 | 5.3825 | 5.4908 | 5.615 | 5.743 | 5.8791 | 6.0162 | 6.1472 | 6.2706 | 6.383 | 6.4853 | 6.5529 | 6.6018 | 6.6463 | 6.6845 | 6.7189 | 6.7491 | 6.7742 | 6.7972 |  | 4.1332 | 4.0898 | 4.0773 | 4.148 | 4.2159 | 4.3077 | 4.4275 | 4.5573 | 4.7068 | 4.8795 | 5.0938 | 5.3501 | 5.5765 | 5.7971 | 6.0154 | 6.2235 | 6.4677 | 6.7055 | 6.921 | 7.1009 | 7.2301 | 7.3492 | 7.4461 | 7.531 | 7.6061 | 7.6747 | 7.7346 | 7.7849 | 7.8299 | 7.8701 | 7.9021 | 7.9303 |  | 4.1333 | 4.0965 | 4.1037 | 4.1901 | 4.2942 | 4.4386 | 4.6352 | 4.8692 | 5.1764 | 5.5353 | 5.9636 | 6.5007 | 6.9291 | 7.3137 | 7.5627 | 7.7833 | 8.056 | 8.2712 | 8.443 | 8.5922 | 8.7166 | 8.8193 | 8.8842 | 8.9337 | 8.9379 | 8.9239 | 8.9017 | 8.8727 | 8.8398 | 8.8032 | 8.6747 | 8.568 |  | 4.1333 | 4.0685 | 4.0486 | 4.1157 | 4.2013 | 4.3292 | 4.521 | 4.7462 | 5.0359 | 5.3804 | 5.9056 | 6.5117 | 6.8823 | 7.2028 | 7.4742 | 7.6925 | 7.8932 | 8.0719 | 8.2291 | 8.3636 | 8.4795 | 8.5724 | 8.6294 | 8.6563 | 8.6467 | 8.4416 | 8.3431 | 8.2394 | 8.1362 | 8.0276 | 7.916 | 7.8056
Pendleton |  | 4.0979 | 4.0243 | 3.9851 | 4.0522 | 4.1136 | 4.1811 | 4.2569 | 4.3349 | 4.4214 | 4.513 | 4.6115 | 4.7283 | 4.8214 | 4.9058 | 4.9886 | 5.0672 | 5.1508 | 5.2334 | 5.3101 | 5.3837 | 5.4513 | 5.5117 | 5.5569 | 5.594 | 5.6271 | 5.658 | 5.6901 | 5.7199 | 5.7483 | 5.7751 | 5.8001 | 5.8243 |  | 4.0977 | 4.0512 | 4.0373 | 4.0937 | 4.1452 | 4.205 | 4.2766 | 4.3544 | 4.4414 | 4.5378 | 4.6456 | 4.764 | 4.8122 | 4.8583 | 4.904 | 4.9474 | 4.9893 | 5.0341 | 5.0785 | 5.124 | 5.1695 | 5.2188 | 5.2638 | 5.3064 | 5.3477 | 5.3665 | 5.3826 | 5.3958 | 5.4069 | 5.4157 | 5.4232 | 5.4355 |  | 4.0979 | 4.0241 | 3.9826 | 4.0461 | 4.1034 | 4.1659 | 4.2354 | 4.3049 | 4.3802 | 4.4594 | 4.5446 | 4.6404 | 4.7147 | 4.7851 | 4.8552 | 4.9243 | 5.003 | 5.08 | 5.1504 | 5.2168 | 5.2799 | 5.3366 | 5.381 | 5.4182 | 5.4517 | 5.4835 | 5.5162 | 5.5459 | 5.5737 | 5.5998 | 5.6227 | 5.6445 |  | 4.0979 | 4.0243 | 3.9794 | 4.043 | 4.1043 | 4.1761 | 4.2612 | 4.3549 | 4.4688 | 4.5951 | 4.7355 | 4.9066 | 5.0317 | 5.1421 | 5.2493 | 5.3563 | 5.4918 | 5.6243 | 5.7446 | 5.8574 | 5.9597 | 6.0521 | 6.1234 | 6.1869 | 6.2427 | 6.2924 | 6.3365 | 6.3757 | 6.4117 | 6.4443 | 6.385 | 6.3912 |  | 4.0979 | 4.0072 | 3.9452 | 3.9912 | 4.0373 | 4.0941 | 4.1689 | 4.2525 | 4.3561 | 4.4741 | 4.6166 | 4.8189 | 4.991 | 5.1469 | 5.2978 | 5.4394 | 5.5755 | 5.7073 | 5.8301 | 5.945 | 6.0506 | 6.1448 | 6.2192 | 6.2858 | 6.345 | 6.1931 | 6.2229 | 6.2476 | 6.2742 | 6.2922 | 6.306 | 6.3196
Petteril Bank |  | 4.3032 | 4.206 | 4.1518 | 4.218 | 4.297 | 4.4004 | 4.5323 | 4.6852 | 4.8774 | 5.0984 | 5.3528 | 5.6792 | 5.9554 | 6.2036 | 6.4506 | 6.6862 | 6.945 | 7.1997 | 7.4325 | 7.6509 | 7.8501 | 8.0315 | 8.1685 | 8.2909 | 8.3979 | 8.4935 | 8.5779 | 8.6533 | 8.7236 | 8.7886 | 8.8489 | 8.906 |  | 4.3022 | 4.2287 | 4.1877 | 4.2254 | 4.2651 | 4.3176 | 4.3822 | 4.4569 | 4.5461 | 4.6497 | 4.7674 | 4.8872 | 4.9547 | 5.0189 | 5.0865 | 5.1561 | 5.2261 | 5.304 | 5.3883 | 5.4758 | 5.5669 | 5.6763 | 5.7709 | 5.8546 | 5.9311 | 6.0001 | 6.0636 | 6.1186 | 6.1684 | 6.2122 | 6.2488 | 6.2835 |  | 4.3031 | 4.2053 | 4.1426 | 4.1947 | 4.258 | 4.3421 | 4.4451 | 4.5619 | 4.7049 | 4.8716 | 5.0659 | 5.2978 | 5.4911 | 5.6763 | 5.8661 | 6.058 | 6.2931 | 6.5208 | 6.724 | 6.9086 | 7.0852 | 7.2483 | 7.3797 | 7.5006 | 7.6076 | 7.7059 | 7.7914 | 7.8643 | 7.9305 | 7.9906 | 8.0146 | 8.0078 |  | 4.3032 | 4.2068 | 4.1526 | 4.2319 | 4.3412 | 4.496 | 4.7073 | 4.9669 | 5.311 | 5.7211 | 6.208 | 6.8455 | 7.2895 | 7.4706 | 7.6401 | 7.8218 | 8.1452 | 8.3812 | 8.5796 | 8.7602 | 8.9201 | 9.0591 | 9.1675 | 9.2617 | 9.3437 | 9.4163 | 9.4808 | 9.5381 | 9.5907 | 9.606 | 9.4736 | 9.3053 |  | 4.3032 | 4.1849 | 4.1093 | 4.1669 | 4.2588 | 4.3945 | 4.5893 | 4.8324 | 5.1642 | 5.565 | 6.063 | 6.7857 | 7.3671 | 7.6447 | 7.9049 | 8.142 | 8.3608 | 8.5655 | 8.7525 | 8.9215 | 9.0756 | 9.2079 | 9.3106 | 9.401 | 9.4801 | 9.3394 | 9.3065 | 9.2679 | 9.1467 | 8.9768 | 8.8038 | 8.6328
Phillips Lane |  | 1.1538 | 1.1387 | 1.135 | 1.1548 | 1.1785 | 1.2098 | 1.2488 | 1.2939 | 1.3497 | 1.4126 | 1.4847 | 1.5755 | 1.6452 | 1.7071 | 1.7691 | 1.8277 | 1.8926 | 1.9568 | 2.0152 | 2.0705 | 2.1207 | 2.1667 | 2.2013 | 2.2323 | 2.2594 | 2.2836 | 2.3049 | 2.3239 | 2.3417 | 2.3581 | 2.3734 | 2.3879 |  | 1.1535 | 1.1525 | 1.161 | 1.1859 | 1.2135 | 1.2469 | 1.2858 | 1.3303 | 1.3769 | 1.424 | 1.4776 | 1.5372 | 1.554 | 1.5695 | 1.5863 | 1.6033 | 1.6208 | 1.641 | 1.6621 | 1.6845 | 1.7079 | 1.7368 | 1.7617 | 1.7837 | 1.804 | 1.8229 | 1.8406 | 1.8562 | 1.8706 | 1.8838 | 1.8953 | 1.9053 |  | 1.1538 | 1.1386 | 1.1326 | 1.1488 | 1.1685 | 1.1948 | 1.2264 | 1.2623 | 1.3054 | 1.3545 | 1.4113 | 1.478 | 1.5265 | 1.5725 | 1.62 | 1.6676 | 1.7265 | 1.784 | 1.835 | 1.8818 | 1.9264 | 1.9679 | 2.0012 | 2.0319 | 2.0591 | 2.084 | 2.1057 | 2.1242 | 2.141 | 2.1564 | 2.169 | 2.1804 |  | 1.1538 | 1.1389 | 1.1355 | 1.1588 | 1.1904 | 1.2347 | 1.294 | 1.3659 | 1.4597 | 1.5699 | 1.7 | 1.8682 | 1.9882 | 2.0674 | 2.1322 | 2.2034 | 2.3304 | 2.4546 | 2.5691 | 2.6766 | 2.7745 | 2.8632 | 2.9382 | 3.0055 | 3.0671 | 3.1245 | 3.1779 | 3.2275 | 3.2704 | 3.2878 | 3.2825 | 3.2583 |  | 1.1538 | 1.1282 | 1.1141 | 1.1265 | 1.1485 | 1.1819 | 1.2305 | 1.2915 | 1.3751 | 1.4756 | 1.602 | 1.7887 | 1.9395 | 2.0743 | 2.2062 | 2.3289 | 2.4466 | 2.5603 | 2.6665 | 2.7651 | 2.8576 | 2.9413 | 3.0049 | 3.0619 | 3.1123 | 3.1442 | 3.1674 | 3.1867 | 3.1824 | 3.1588 | 3.1344 | 3.1097
Piccadilly |  | 2.6296 | 2.5397 | 2.478 | 2.5299 | 2.5707 | 2.6105 | 2.6496 | 2.6864 | 2.7214 | 2.7535 | 2.7834 | 2.8123 | 2.8337 | 2.8523 | 2.8692 | 2.884 | 2.8985 | 2.9112 | 2.9224 | 2.9327 | 2.9414 | 2.949 | 2.9547 | 2.9603 | 2.9646 | 2.968 | 2.9704 | 2.972 | 2.9729 | 2.9731 | 2.9726 | 2.9714 |  | 2.6296 | 2.5533 | 2.5046 | 2.5357 | 2.5585 | 2.5844 | 2.6142 | 2.6467 | 2.6824 | 2.7198 | 2.7596 | 2.8032 | 2.8171 | 2.8292 | 2.8404 | 2.8503 | 2.8599 | 2.8687 | 2.8765 | 2.8837 | 2.8901 | 2.8967 | 2.9019 | 2.907 | 2.911 | 2.915 | 2.9183 | 2.9209 | 2.9229 | 2.9243 | 2.9251 | 2.9251 |  | 2.6296 | 2.5396 | 2.4775 | 2.5287 | 2.5691 | 2.6082 | 2.6465 | 2.6824 | 2.7163 | 2.7473 | 2.7762 | 2.8034 | 2.8231 | 2.8406 | 2.8564 | 2.8705 | 2.8848 | 2.8973 | 2.9081 | 2.918 | 2.9265 | 2.934 | 2.9398 | 2.9456 | 2.9501 | 2.9538 | 2.9565 | 2.9583 | 2.9593 | 2.9596 | 2.9591 | 2.9579 |  | 2.6296 | 2.5399 | 2.4719 | 2.5177 | 2.5525 | 2.5864 | 2.6203 | 2.6513 | 2.6801 | 2.7056 | 2.7283 | 2.749 | 2.7621 | 2.7721 | 2.7803 | 2.7881 | 2.8008 | 2.8119 | 2.821 | 2.8289 | 2.8348 | 2.8388 | 2.8407 | 2.8417 | 2.8412 | 2.8394 | 2.8364 | 2.8323 | 2.8271 | 2.8208 | 2.8083 | 2.7945 |  | 2.6296 | 2.5363 | 2.4647 | 2.5066 | 2.5375 | 2.5694 | 2.6031 | 2.6358 | 2.6683 | 2.6992 | 2.7311 | 2.7685 | 2.8033 | 2.8347 | 2.8636 | 2.8899 | 2.9143 | 2.9367 | 2.9571 | 2.976 | 2.9929 | 3.0075 | 3.0195 | 3.0306 | 3.0399 | 3.0363 | 3.0367 | 3.0358 | 3.034 | 3.0307 | 3.0263 | 3.0208
Pimbo |  | 7.5789 | 7.335 | 7.1627 | 7.2515 | 7.3275 | 7.4154 | 7.5231 | 7.6349 | 7.7603 | 7.8977 | 8.0554 | 8.2489 | 8.424 | 8.5822 | 8.7311 | 8.8671 | 9.0135 | 9.1568 | 9.2879 | 9.4117 | 9.5233 | 9.6135 | 9.6907 | 9.7619 | 9.8247 | 9.8786 | 9.9162 | 9.9488 | 9.978 | 10.0002 | 10.0031 | 10.0035 |  | 7.5785 | 7.3571 | 7.2016 | 7.2298 | 7.2422 | 7.2655 | 7.3081 | 7.3553 | 7.4102 | 7.4754 | 7.5557 | 7.6442 | 7.7157 | 7.7831 | 7.8447 | 7.9024 | 7.9677 | 8.0357 | 8.1066 | 8.1786 | 8.2465 | 8.3061 | 8.3603 | 8.408 | 8.4516 | 8.5056 | 8.5548 | 8.5948 | 8.5982 | 8.5979 | 8.5936 | 8.5883 |  | 7.5789 | 7.3346 | 7.1581 | 7.2402 | 7.309 | 7.3881 | 7.4828 | 7.5786 | 7.6824 | 7.7962 | 7.9282 | 8.0811 | 8.2203 | 8.3514 | 8.4759 | 8.5934 | 8.73 | 8.8623 | 8.9811 | 9.0909 | 9.1933 | 9.2762 | 9.3516 | 9.4227 | 9.486 | 9.5415 | 9.5803 | 9.6125 | 9.6406 | 9.6655 | 9.6658 | 9.6611 |  | 7.5789 | 7.3382 | 7.1581 | 7.242 | 7.3202 | 7.4205 | 7.5498 | 7.6943 | 7.8757 | 8.0831 | 8.3245 | 8.6241 | 8.863 | 9.0736 | 9.1322 | 9.1715 | 9.3019 | 9.4177 | 9.5131 | 9.5948 | 9.6605 | 9.7095 | 9.7438 | 9.7672 | 9.782 | 9.7904 | 9.7931 | 9.7908 | 9.7817 | 9.7621 | 9.6297 | 9.5465 |  | 7.5789 | 7.3186 | 7.1224 | 7.1889 | 7.2543 | 7.344 | 7.4711 | 7.6152 | 7.7964 | 8.0092 | 8.351 | 8.7882 | 9.0519 | 9.2188 | 9.3686 | 9.499 | 9.6175 | 9.7245 | 9.8175 | 9.8982 | 9.9674 | 10.0186 | 10.0542 | 10.08 | 10.0971 | 9.8964 | 9.8455 | 9.7896 | 9.7353 | 9.6722 | 9.6047 | 9.5372
Portwood |  | 3.8262 | 3.7409 | 3.695 | 3.7683 | 3.8339 | 3.9031 | 3.9757 | 4.0497 | 4.1281 | 4.2086 | 4.2928 | 4.3862 | 4.4305 | 4.4692 | 4.5062 | 4.5412 | 4.5787 | 4.6139 | 4.6465 | 4.6762 | 4.7024 | 4.7257 | 4.7413 | 4.7528 | 4.7619 | 4.7692 | 4.7754 | 4.78 | 4.7835 | 4.7859 | 4.7872 | 4.7877 |  | 3.8261 | 3.789 | 3.7945 | 3.8904 | 3.987 | 4.0973 | 4.2221 | 4.3254 | 4.4284 | 4.5437 | 4.6731 | 4.8171 | 4.8315 | 4.8445 | 4.8572 | 4.8705 | 4.8848 | 4.8994 | 4.915 | 4.9302 | 4.9457 | 4.9654 | 4.9817 | 4.9952 | 5.0074 | 5.0133 | 5.0177 | 5.0202 | 5.0213 | 5.0212 | 5.0197 | 5.0181 |  | 3.8262 | 3.7407 | 3.6931 | 3.7638 | 3.8269 | 3.8931 | 3.9613 | 4.0301 | 4.1015 | 4.1747 | 4.2511 | 4.3321 | 4.3653 | 4.3959 | 4.4256 | 4.4552 | 4.4902 | 4.5224 | 4.5518 | 4.5776 | 4.6015 | 4.623 | 4.6386 | 4.6505 | 4.6602 | 4.6685 | 4.6754 | 4.6802 | 4.6837 | 4.686 | 4.6864 | 4.6858 |  | 3.8262 | 3.7409 | 3.6884 | 3.7563 | 3.8182 | 3.8858 | 3.96 | 4.0377 | 4.1242 | 4.2158 | 4.314 | 4.4265 | 4.4801 | 4.5256 | 4.5685 | 4.6106 | 4.6639 | 4.7144 | 4.7594 | 4.7995 | 4.8342 | 4.8646 | 4.8842 | 4.8991 | 4.9101 | 4.9179 | 4.9228 | 4.925 | 4.9255 | 4.9242 | 4.8959 | 4.8836 |  | 3.8262 | 3.7192 | 3.644 | 3.6879 | 3.7256 | 3.7692 | 3.821 | 3.8764 | 3.9407 | 4.0106 | 4.0904 | 4.1958 | 4.2767 | 4.3487 | 4.4172 | 4.4809 | 4.5411 | 4.5974 | 4.6498 | 4.6968 | 4.7393 | 4.777 | 4.8044 | 4.8274 | 4.8466 | 4.8097 | 4.8136 | 4.8146 | 4.8151 | 4.8124 | 4.8076 | 4.802
Poulton |  | 2.6009 | 2.6087 | 2.6765 | 2.8174 | 2.9826 | 3.11 | 3.2294 | 3.365 | 3.5324 | 3.7193 | 3.9351 | 4.2083 | 4.4314 | 4.6322 | 4.8333 | 5.0243 | 5.235 | 5.4427 | 5.6315 | 5.8112 | 5.9741 | 6.1233 | 6.2343 | 6.3344 | 6.4216 | 6.4997 | 6.5695 | 6.6319 | 6.6904 | 6.7444 | 6.7945 | 6.842 |  | 2.6017 | 2.6215 | 2.68 | 2.7863 | 2.9096 | 3.0536 | 3.1736 | 3.2661 | 3.3737 | 3.4934 | 3.6304 | 3.759 | 3.8144 | 3.867 | 3.9235 | 3.9807 | 4.0394 | 4.1052 | 4.1739 | 4.2476 | 4.3232 | 4.4154 | 4.4937 | 4.5651 | 4.6299 | 4.686 | 4.7377 | 4.7827 | 4.8235 | 4.8598 | 4.8905 | 4.9196 |  | 2.6007 | 2.6061 | 2.6446 | 2.7452 | 2.8736 | 3.0245 | 3.1588 | 3.2651 | 3.3928 | 3.5358 | 3.703 | 3.8999 | 4.0561 | 4.2061 | 4.361 | 4.5167 | 4.7083 | 4.8943 | 5.0593 | 5.2117 | 5.3564 | 5.491 | 5.5975 | 5.6966 | 5.7837 | 5.864 | 5.9348 | 5.9953 | 6.0504 | 6.1006 | 6.142 | 6.1794 |  | 2.6009 | 2.6124 | 2.6798 | 2.8135 | 2.9622 | 3.1265 | 3.3111 | 3.4899 | 3.6962 | 3.891 | 4.0805 | 4.291 | 4.5378 | 4.7399 | 4.9261 | 5.1425 | 5.5551 | 5.9507 | 6.304 | 6.4255 | 6.5282 | 6.6157 | 6.6744 | 6.7226 | 6.7601 | 6.79 | 6.8132 | 6.8307 | 6.7926 | 6.7177 | 6.5452 | 6.4076 |  | 2.6009 | 2.5903 | 2.636 | 2.7477 | 2.8788 | 3.0243 | 3.1977 | 3.362 | 3.5505 | 3.7288 | 3.9649 | 4.4351 | 4.9546 | 5.4084 | 5.6013 | 5.7728 | 5.9304 | 6.0754 | 6.2037 | 6.3182 | 6.4182 | 6.5025 | 6.559 | 6.6066 | 6.6443 | 6.4997 | 6.4698 | 6.435 | 6.4013 | 6.361 | 6.2647 | 6.1288
Poynton |  | 2.6171 | 2.5711 | 2.5524 | 2.6045 | 2.6653 | 2.7416 | 2.8376 | 2.9448 | 3.0789 | 3.2313 | 3.4059 | 3.6288 | 3.8185 | 3.9898 | 4.1615 | 4.3242 | 4.5039 | 4.6808 | 4.8414 | 4.9932 | 5.1322 | 5.2582 | 5.3285 | 5.3898 | 5.4447 | 5.4953 | 5.5432 | 5.5875 | 5.6298 | 5.6698 | 5.7078 | 5.7114 |  | 2.6163 | 2.5876 | 2.5783 | 2.6048 | 2.6309 | 2.6645 | 2.7081 | 2.7558 | 2.8123 | 2.8764 | 2.9509 | 3.0332 | 3.0865 | 3.1381 | 3.1925 | 3.2459 | 3.2977 | 3.3549 | 3.4151 | 3.4784 | 3.5442 | 3.6225 | 3.6905 | 3.7518 | 3.8085 | 3.853 | 3.8935 | 3.9284 | 3.9595 | 3.9864 | 4.0088 | 4.0328 |  | 2.617 | 2.5707 | 2.546 | 2.5883 | 2.6384 | 2.7016 | 2.7791 | 2.8639 | 2.9649 | 3.0791 | 3.2128 | 3.3716 | 3.5055 | 3.6343 | 3.7673 | 3.9005 | 4.0641 | 4.2228 | 4.3634 | 4.4923 | 4.616 | 4.7237 | 4.7628 | 4.7946 | 4.8204 | 4.8428 | 4.862 | 4.8763 | 4.8881 | 4.8975 | 4.903 | 4.9068 |  | 2.6171 | 2.571 | 2.5522 | 2.6132 | 2.6946 | 2.8057 | 2.9566 | 3.137 | 3.3731 | 3.6522 | 3.9843 | 4.1928 | 4.3368 | 4.4587 | 4.5746 | 4.6938 | 4.901 | 5.0999 | 5.2827 | 5.454 | 5.611 | 5.754 | 5.8743 | 5.983 | 6.0552 | 6.091 | 6.1211 | 6.146 | 6.1674 | 6.1607 | 5.9389 | 5.8527 |  | 2.6171 | 2.5574 | 2.5251 | 2.5723 | 2.6419 | 2.7403 | 2.8795 | 3.0494 | 3.2799 | 3.5548 | 3.893 | 4.2434 | 4.5073 | 4.7504 | 4.9802 | 5.1938 | 5.3977 | 5.5924 | 5.7685 | 5.8715 | 5.9643 | 6.044 | 6.1044 | 6.1561 | 6.1999 | 5.8368 | 5.7842 | 5.725 | 5.6708 | 5.6047 | 5.5328 | 5.4126
Preesall |  | 2.572 | 2.5817 | 2.6356 | 2.7416 | 2.8298 | 2.9032 | 2.997 | 3.104 | 3.2356 | 3.3835 | 3.5599 | 3.7871 | 3.9675 | 4.1303 | 4.2407 | 4.3237 | 4.4461 | 4.5644 | 4.6801 | 4.7945 | 4.8975 | 4.9814 | 5.0445 | 5.0991 | 5.1479 | 5.1921 | 5.2305 | 5.2654 | 5.2987 | 5.3302 | 5.3602 | 5.3567 |  | 2.5727 | 2.5919 | 2.6403 | 2.7232 | 2.82 | 2.877 | 2.9371 | 3.0054 | 3.0843 | 3.1727 | 3.2753 | 3.3892 | 3.4354 | 3.4796 | 3.5265 | 3.5775 | 3.6435 | 3.7171 | 3.7774 | 3.8424 | 3.9095 | 3.9907 | 4.0616 | 4.1269 | 4.1871 | 4.2332 | 4.2759 | 4.3135 | 4.3474 | 4.377 | 4.4023 | 4.4258 |  | 2.5719 | 2.5798 | 2.6113 | 2.6866 | 2.7838 | 2.868 | 2.9437 | 3.0282 | 3.129 | 3.2425 | 3.3807 | 3.5448 | 3.6722 | 3.7949 | 3.9216 | 4.0488 | 4.1755 | 4.2544 | 4.3306 | 4.4046 | 4.4713 | 4.5206 | 4.5533 | 4.5788 | 4.5991 | 4.6157 | 4.6264 | 4.6327 | 4.6374 | 4.6402 | 4.6402 | 4.6383 |  | 2.572 | 2.5849 | 2.6394 | 2.7386 | 2.8499 | 2.9599 | 3.1046 | 3.2816 | 3.5107 | 3.7308 | 3.865 | 4.0322 | 4.1515 | 4.2528 | 4.3494 | 4.449 | 4.6241 | 4.7955 | 4.953 | 5.1023 | 5.2376 | 5.3603 | 5.4552 | 5.5415 | 5.6199 | 5.6927 | 5.7607 | 5.8238 | 5.8838 | 5.9125 | 5.8933 | 5.8569 |  | 2.572 | 2.5673 | 2.6045 | 2.6861 | 2.7832 | 2.9092 | 3.0502 | 3.2203 | 3.4464 | 3.7023 | 3.8546 | 4.1293 | 4.3643 | 4.5792 | 4.7847 | 4.9768 | 5.1597 | 5.3373 | 5.504 | 5.663 | 5.8023 | 5.9248 | 5.9708 | 5.9935 | 6.0099 | 5.9525 | 5.9264 | 5.8976 | 5.8681 | 5.8355 | 5.8008 | 5.7657
Preston East |  | 1.0607 | 1.0642 | 1.0932 | 1.1538 | 1.2308 | 1.3269 | 1.453 | 1.5908 | 1.7598 | 1.9454 | 2.1587 | 2.4291 | 2.6788 | 2.8991 | 3.1126 | 3.3079 | 3.5212 | 3.7269 | 3.9094 | 4.0781 | 4.2268 | 4.3542 | 4.4468 | 4.5302 | 4.601 | 4.6608 | 4.705 | 4.7424 | 4.7761 | 4.8065 | 4.8345 | 4.8601 |  | 1.0603 | 1.0658 | 1.0867 | 1.124 | 1.1696 | 1.2266 | 1.3001 | 1.378 | 1.471 | 1.5742 | 1.6949 | 1.8255 | 1.9352 | 2.0401 | 2.1475 | 2.2521 | 2.3608 | 2.4777 | 2.6 | 2.7254 | 2.8504 | 2.9918 | 3.108 | 3.2091 | 3.2986 | 3.3885 | 3.4697 | 3.538 | 3.5961 | 3.6421 | 3.6753 | 3.7114 |  | 1.0606 | 1.063 | 1.0793 | 1.1212 | 1.18 | 1.2556 | 1.3524 | 1.4559 | 1.5805 | 1.7204 | 1.8866 | 2.0822 | 2.2633 | 2.4349 | 2.6058 | 2.7714 | 2.9724 | 3.1634 | 3.3293 | 3.4782 | 3.6165 | 3.7371 | 3.8328 | 3.9223 | 4 | 4.0684 | 4.1198 | 4.1616 | 4.1983 | 4.2309 | 4.2567 | 4.2789 |  | 1.0607 | 1.067 | 1.1 | 1.1676 | 1.2565 | 1.3707 | 1.5209 | 1.6908 | 1.9082 | 2.1517 | 2.4327 | 2.7868 | 3.0929 | 3.3622 | 3.6241 | 3.9297 | 4.4524 | 4.9665 | 5.3453 | 5.512 | 5.6654 | 5.8076 | 5.9304 | 6.0415 | 6.1449 | 6.2418 | 6.3324 | 6.3125 | 6.29 | 6.2649 | 6.1917 | 6.1225 |  | 1.0607 | 1.0579 | 1.0821 | 1.1408 | 1.2227 | 1.3295 | 1.4752 | 1.6384 | 1.8474 | 2.0835 | 2.4235 | 3.046 | 3.6217 | 4.1315 | 4.658 | 5.1559 | 5.3981 | 5.6091 | 5.8071 | 5.9889 | 6.1589 | 6.3136 | 6.4278 | 6.5287 | 6.5432 | 6.4536 | 6.4009 | 6.3444 | 6.288 | 6.2268 | 6.1633 | 6.0995
Preston Old Rd |  | 3.2181 | 3.1228 | 3.0643 | 3.1036 | 3.1475 | 3.2031 | 3.2761 | 3.36 | 3.4652 | 3.5843 | 3.7231 | 3.9026 | 4.0496 | 4.1822 | 4.314 | 4.4401 | 4.5803 | 4.7167 | 4.8435 | 4.9636 | 5.0741 | 5.1728 | 5.2449 | 5.3084 | 5.3631 | 5.4115 | 5.4541 | 5.4916 | 5.5262 | 5.5577 | 5.5864 | 5.6134 |  | 3.2176 | 3.1425 | 3.098 | 3.1207 | 3.1436 | 3.1739 | 3.2141 | 3.2613 | 3.3185 | 3.3843 | 3.4615 | 3.5416 | 3.5788 | 3.6082 | 3.6394 | 3.6729 | 3.7096 | 3.7498 | 3.7939 | 3.8407 | 3.8912 | 3.9528 | 4.0053 | 4.053 | 4.0968 | 4.131 | 4.1624 | 4.1891 | 4.2131 | 4.2342 | 4.2515 | 4.2671 |  | 3.2181 | 3.1224 | 3.0591 | 3.0907 | 3.1258 | 3.1707 | 3.2277 | 3.2916 | 3.3696 | 3.4587 | 3.5643 | 3.6917 | 3.7928 | 3.8906 | 3.9908 | 4.0928 | 4.22 | 4.3416 | 4.4521 | 4.5536 | 4.6517 | 4.7404 | 4.8093 | 4.8722 | 4.9269 | 4.9768 | 5.0201 | 5.0562 | 5.0886 | 5.1175 | 5.1403 | 5.1604 |  | 3.2181 | 3.1226 | 3.0615 | 3.1057 | 3.1639 | 3.2457 | 3.3603 | 3.501 | 3.6889 | 3.9109 | 4.1589 | 4.2805 | 4.375 | 4.4332 | 4.4824 | 4.5532 | 4.7598 | 4.9577 | 5.1371 | 5.3016 | 5.4478 | 5.5593 | 5.6115 | 5.6558 | 5.6931 | 5.7251 | 5.7171 | 5.6726 | 5.6253 | 5.5754 | 5.409 | 5.3052 |  | 3.2181 | 3.1087 | 3.034 | 3.0643 | 3.1109 | 3.1807 | 3.2863 | 3.4179 | 3.598 | 3.7857 | 3.9026 | 4.1858 | 4.4682 | 4.7177 | 4.9357 | 5.0551 | 5.1668 | 5.2718 | 5.3679 | 5.455 | 5.534 | 5.6003 | 5.6503 | 5.6941 | 5.7255 | 5.4659 | 5.3674 | 5.2657 | 5.1674 | 5.0623 | 4.9546 | 4.8492
Prestwich |  | 4.2956 | 4.2253 | 4.1913 | 4.2584 | 4.3384 | 4.4421 | 4.5819 | 4.7394 | 4.9335 | 5.1564 | 5.421 | 5.7625 | 6.0616 | 6.3352 | 6.6057 | 6.8612 | 7.1396 | 7.4156 | 7.6756 | 7.924 | 8.1512 | 8.3326 | 8.461 | 8.5758 | 8.6761 | 8.7661 | 8.8477 | 8.9208 | 8.9892 | 9.0525 | 9.111 | 9.1666 |  | 4.2946 | 4.2401 | 4.2143 | 4.2527 | 4.293 | 4.3469 | 4.4223 | 4.5044 | 4.5991 | 4.7084 | 4.8383 | 4.9824 | 5.0809 | 5.1771 | 5.2743 | 5.3724 | 5.4833 | 5.6038 | 5.7276 | 5.8552 | 5.9831 | 6.1214 | 6.2451 | 6.3595 | 6.467 | 6.5865 | 6.6985 | 6.7487 | 6.7939 | 6.8338 | 6.8673 | 6.8998 |  | 4.2955 | 4.2246 | 4.1827 | 4.2366 | 4.3021 | 4.3881 | 4.5013 | 4.6257 | 4.7748 | 4.9481 | 5.1581 | 5.4136 | 5.637 | 5.8533 | 6.0715 | 6.2873 | 6.5441 | 6.7957 | 7.0287 | 7.2464 | 7.4531 | 7.618 | 7.7414 | 7.8551 | 7.9555 | 8.0481 | 8.1308 | 8.2017 | 8.2665 | 8.3255 | 8.3742 | 8.4185 |  | 4.2956 | 4.2278 | 4.1966 | 4.278 | 4.3884 | 4.5443 | 4.7586 | 5.0167 | 5.3606 | 5.7665 | 6.2497 | 6.8708 | 7.3523 | 7.783 | 8.2059 | 8.7173 | 8.948 | 9.1704 | 9.3702 | 9.5539 | 9.7175 | 9.8624 | 9.9743 | 10.0715 | 10.155 | 10.2282 | 10.198 | 10.1095 | 10.016 | 9.9181 | 9.5645 | 9.397 |  | 4.2956 | 4.209 | 4.1593 | 4.2221 | 4.3179 | 4.4595 | 4.6682 | 4.9178 | 5.2486 | 5.6444 | 6.2574 | 7.0373 | 7.5716 | 8.0497 | 8.5167 | 8.9523 | 9.3697 | 9.7455 | 9.8931 | 10.0239 | 10.1399 | 10.2369 | 10.3043 | 10.3135 | 10.2541 | 9.6824 | 9.532 | 9.3747 | 9.2261 | 9.0606 | 8.8886 | 8.721
Pringle St |  | 3.322 | 3.2398 | 3.189 | 3.2405 | 3.2929 | 3.3562 | 3.4324 | 3.5142 | 3.6129 | 3.7224 | 3.844 | 3.9949 | 4.114 | 4.2208 | 4.3258 | 4.4253 | 4.5354 | 4.6427 | 4.7398 | 4.8309 | 4.9129 | 4.9893 | 5.0456 | 5.0967 | 5.141 | 5.1801 | 5.2138 | 5.2435 | 5.2708 | 5.2956 | 5.3181 | 5.3391 |  | 3.3216 | 3.2649 | 3.2356 | 3.2784 | 3.3202 | 3.3573 | 3.4016 | 3.4498 | 3.5075 | 3.5731 | 3.6465 | 3.7284 | 3.7604 | 3.7912 | 3.8226 | 3.8544 | 3.8868 | 3.922 | 3.9592 | 3.998 | 4.0377 | 4.0873 | 4.1277 | 4.1636 | 4.1958 | 4.2268 | 4.2551 | 4.2793 | 4.3009 | 4.3197 | 4.335 | 4.3483 |  | 3.322 | 3.2395 | 3.1848 | 3.23 | 3.2755 | 3.3305 | 3.3942 | 3.4607 | 3.5386 | 3.6253 | 3.7219 | 3.8335 | 3.9178 | 3.9982 | 4.0793 | 4.1608 | 4.2611 | 4.3574 | 4.4423 | 4.5195 | 4.5923 | 4.6614 | 4.7155 | 4.7663 | 4.8108 | 4.8512 | 4.8857 | 4.9145 | 4.9403 | 4.9633 | 4.9815 | 4.9974 |  | 3.322 | 3.2402 | 3.1872 | 3.2417 | 3.304 | 3.3858 | 3.492 | 3.6144 | 3.7713 | 3.9539 | 4.1658 | 4.4384 | 4.6359 | 4.8086 | 4.923 | 5.0465 | 5.329 | 5.575 | 5.7648 | 5.942 | 6.1017 | 6.2473 | 6.3574 | 6.4554 | 6.5407 | 6.6167 | 6.6843 | 6.7441 | 6.7994 | 6.8499 | 6.8697 | 6.8794 |  | 3.322 | 3.2209 | 3.1489 | 3.1838 | 3.2297 | 3.2936 | 3.3831 | 3.4897 | 3.6339 | 3.8058 | 4.0215 | 4.3444 | 4.6102 | 4.85 | 5.0828 | 5.3004 | 5.5095 | 5.7103 | 5.8985 | 6.0737 | 6.2382 | 6.3881 | 6.5026 | 6.6064 | 6.6984 | 6.7307 | 6.7652 | 6.7926 | 6.7903 | 6.7618 | 6.7307 | 6.6991
Queens Park |  | 6.6073 | 6.4609 | 6.3601 | 6.4514 | 6.5364 | 6.6403 | 6.7718 | 6.9111 | 7.0633 | 7.2325 | 7.4302 | 7.6724 | 7.8629 | 8.0042 | 8.1419 | 8.2709 | 8.4089 | 8.5428 | 8.6662 | 8.7836 | 8.8902 | 8.9869 | 9.0613 | 9.1289 | 9.1885 | 9.2426 | 9.2923 | 9.3373 | 9.3793 | 9.418 | 9.4537 | 9.4871 |  | 6.6068 | 6.4782 | 6.3943 | 6.4429 | 6.4808 | 6.5339 | 6.6152 | 6.7034 | 6.7977 | 6.9026 | 7.0247 | 7.1569 | 7.2636 | 7.3648 | 7.4538 | 7.5081 | 7.5649 | 7.6233 | 7.6821 | 7.7422 | 7.8019 | 7.8677 | 7.9255 | 7.9806 | 8.032 | 8.0717 | 8.1082 | 8.1403 | 8.1695 | 8.1955 | 8.2182 | 8.2404 |  | 6.6072 | 6.4607 | 6.3565 | 6.4421 | 6.5209 | 6.6172 | 6.7371 | 6.8618 | 6.9942 | 7.1414 | 7.3149 | 7.5189 | 7.676 | 7.792 | 7.9067 | 8.0181 | 8.1466 | 8.2697 | 8.3812 | 8.485 | 8.5826 | 8.672 | 8.7441 | 8.8112 | 8.8708 | 8.9259 | 8.9761 | 9.0201 | 9.0604 | 9.0972 | 9.1286 | 9.157 |  | 6.6073 | 6.4665 | 6.3622 | 6.4531 | 6.5445 | 6.6641 | 6.819 | 6.9989 | 7.2307 | 7.4855 | 7.7645 | 8.0583 | 8.2821 | 8.4778 | 8.667 | 8.8528 | 9.0873 | 9.3138 | 9.5199 | 9.7129 | 9.8867 | 10.0437 | 10.1635 | 10.2714 | 10.3651 | 10.4485 | 10.5225 | 10.5879 | 10.6476 | 10.7016 | 10.6918 | 10.6991 |  | 6.6073 | 6.4428 | 6.3156 | 6.3834 | 6.4575 | 6.5616 | 6.7208 | 6.9004 | 7.1177 | 7.372 | 7.6977 | 8.0642 | 8.3745 | 8.6549 | 8.9258 | 9.1776 | 9.4195 | 9.6504 | 9.8667 | 10.0686 | 10.2561 | 10.425 | 10.5582 | 10.6811 | 10.7903 | 10.7685 | 10.8165 | 10.8426 | 10.8252 | 10.7805 | 10.7316 | 10.6838
Radcliffe |  | 6.4146 | 6.2705 | 6.2061 | 6.3467 | 6.5099 | 6.7138 | 6.9726 | 7.2694 | 7.6451 | 8.0744 | 8.5717 | 9.0273 | 9.3159 | 9.564 | 9.8011 | 10.0168 | 10.2854 | 10.5431 | 10.7721 | 10.9825 | 11.1698 | 11.3327 | 11.4527 | 11.5582 | 11.6485 | 11.7269 | 11.7917 | 11.8481 | 11.8997 | 11.9466 | 11.9895 | 11.9944 |  | 6.4136 | 6.3099 | 6.2641 | 6.3511 | 6.4415 | 6.5518 | 6.6838 | 6.8334 | 7.0138 | 7.2188 | 7.4535 | 7.7045 | 7.8281 | 7.9499 | 8.0785 | 8.2103 | 8.3477 | 8.5003 | 8.6589 | 8.82 | 8.9893 | 9.1944 | 9.3713 | 9.5321 | 9.6806 | 9.8157 | 9.942 | 10.0541 | 10.158 | 10.2531 | 10.3363 | 10.4126 |  | 6.4145 | 6.2694 | 6.1882 | 6.302 | 6.435 | 6.6011 | 6.8034 | 7.0305 | 7.3112 | 7.6342 | 8.0129 | 8.468 | 8.8039 | 8.9968 | 9.1867 | 9.3704 | 9.5907 | 9.7977 | 9.9742 | 10.1292 | 10.2718 | 10.3945 | 10.4855 | 10.5655 | 10.6314 | 10.6873 | 10.7282 | 10.7576 | 10.7809 | 10.7989 | 10.8084 | 10.8136 |  | 6.4146 | 6.2709 | 6.2064 | 6.3719 | 6.5922 | 6.8925 | 7.3008 | 7.7971 | 8.0904 | 8.4076 | 8.7786 | 9.258 | 9.5826 | 9.8582 | 10.1198 | 10.4257 | 10.9929 | 11.549 | 11.9578 | 12.3041 | 12.6175 | 12.899 | 13.1276 | 13.3312 | 13.5134 | 13.6797 | 13.8318 | 13.9701 | 14.0995 | 14.2197 | 14.2043 | 14.1572 |  | 6.4146 | 6.2403 | 6.1454 | 6.2797 | 6.4737 | 6.7464 | 7.1305 | 7.6021 | 7.8571 | 8.157 | 8.59 | 9.4108 | 10.0999 | 10.736 | 11.3451 | 11.845 | 12.2791 | 12.698 | 13.0898 | 13.455 | 13.7954 | 14.0965 | 14.3439 | 14.5716 | 14.7792 | 14.7202 | 14.697 | 14.6661 | 14.6108 | 14.5762 | 14.5353 | 14.4133
Randal St |  | 4.1657 | 4.062 | 3.993 | 4.0646 | 4.1354 | 4.2203 | 4.3249 | 4.4382 | 4.575 | 4.7284 | 4.9023 | 5.1203 | 5.2972 | 5.4572 | 5.6143 | 5.7629 | 5.9264 | 6.0866 | 6.2321 | 6.3696 | 6.4946 | 6.6084 | 6.6939 | 6.7716 | 6.8399 | 6.9007 | 6.9526 | 6.9987 | 7.0415 | 7.0808 | 7.1172 | 7.1513 |  | 4.1652 | 4.0895 | 4.0444 | 4.0953 | 4.144 | 4.2047 | 4.2796 | 4.3624 | 4.4603 | 4.5724 | 4.6999 | 4.8433 | 4.8936 | 4.9425 | 4.9922 | 5.0422 | 5.0945 | 5.1511 | 5.2111 | 5.2734 | 5.3367 | 5.4126 | 5.4757 | 5.5321 | 5.583 | 5.6288 | 5.67 | 5.7045 | 5.733 | 5.7538 | 5.7677 | 5.7903 |  | 4.1657 | 4.0615 | 3.9875 | 4.0508 | 4.1119 | 4.1854 | 4.2727 | 4.3647 | 4.4725 | 4.594 | 4.7328 | 4.8955 | 5.0238 | 5.147 | 5.2708 | 5.394 | 5.5438 | 5.6885 | 5.817 | 5.9349 | 6.047 | 6.1504 | 6.2328 | 6.31 | 6.3786 | 6.4411 | 6.4939 | 6.5388 | 6.5794 | 6.6161 | 6.6464 | 6.6734 |  | 4.1657 | 4.0636 | 3.9909 | 4.0671 | 4.1544 | 4.2692 | 4.4168 | 4.5887 | 4.8112 | 5.0712 | 5.3755 | 5.7661 | 6.0543 | 6.3096 | 6.5241 | 6.666 | 6.9622 | 7.248 | 7.5136 | 7.7637 | 7.9931 | 8.1237 | 8.2236 | 8.3113 | 8.3875 | 8.455 | 8.5145 | 8.5667 | 8.6137 | 8.6557 | 8.6632 | 8.6257 |  | 4.1657 | 4.0401 | 3.9484 | 4.0007 | 4.0656 | 4.1576 | 4.2881 | 4.4433 | 4.6511 | 4.8992 | 5.2437 | 5.8316 | 6.2134 | 6.5317 | 6.8402 | 7.1276 | 7.4033 | 7.6665 | 7.9119 | 8.1387 | 8.3502 | 8.5426 | 8.6853 | 8.8129 | 8.924 | 8.9725 | 8.9511 | 8.9128 | 8.8552 | 8.7964 | 8.7345 | 8.6716
Rawtenstall Rd |  | 3.5065 | 3.432 | 3.3944 | 3.4535 | 3.5228 | 3.6069 | 3.7127 | 3.8292 | 3.9765 | 4.1404 | 4.33 | 4.5696 | 4.7675 | 4.9452 | 5.1228 | 5.291 | 5.4753 | 5.6581 | 5.8254 | 5.9837 | 6.1283 | 6.2606 | 6.3598 | 6.4488 | 6.5267 | 6.5967 | 6.6595 | 6.7158 | 6.7686 | 6.8175 | 6.8629 | 6.9061 |  | 3.5058 | 3.4547 | 3.4335 | 3.4762 | 3.5226 | 3.5769 | 3.6427 | 3.7135 | 3.7997 | 3.8945 | 4.0038 | 4.1243 | 4.1744 | 4.222 | 4.2728 | 4.3238 | 4.3757 | 4.4346 | 4.4971 | 4.5628 | 4.6313 | 4.7136 | 4.7843 | 4.8487 | 4.9083 | 4.9595 | 5.0072 | 5.0492 | 5.0878 | 5.123 | 5.1534 | 5.1817 |  | 3.5065 | 3.4315 | 3.388 | 3.4373 | 3.4957 | 3.5664 | 3.6518 | 3.743 | 3.8558 | 3.9814 | 4.1289 | 4.3019 | 4.4416 | 4.5752 | 4.7127 | 4.8502 | 5.0179 | 5.1819 | 5.3284 | 5.463 | 5.5918 | 5.7113 | 5.8065 | 5.8945 | 5.9724 | 6.0443 | 6.1079 | 6.1625 | 6.2124 | 6.258 | 6.2958 | 6.3302 |  | 3.5065 | 3.4324 | 3.3935 | 3.4607 | 3.5501 | 3.6691 | 3.8296 | 4.0199 | 4.2732 | 4.569 | 4.9209 | 5.3772 | 5.7155 | 5.8756 | 5.9989 | 6.1237 | 6.3256 | 6.5211 | 6.6989 | 6.8637 | 7.0122 | 7.1453 | 7.2518 | 7.3465 | 7.4307 | 7.5069 | 7.576 | 7.6382 | 7.6959 | 7.749 | 7.7394 | 7.7146 |  | 3.5065 | 3.4136 | 3.3561 | 3.4043 | 3.4778 | 3.5797 | 3.7252 | 3.9007 | 4.1419 | 4.4279 | 4.7864 | 5.3083 | 5.7316 | 6.1044 | 6.3401 | 6.5576 | 6.7618 | 6.959 | 7.1427 | 7.3134 | 7.4441 | 7.553 | 7.6385 | 7.7158 | 7.7841 | 7.6773 | 7.655 | 7.6284 | 7.6027 | 7.5715 | 7.5373 | 7.5037
Reddish Vale |  | 2.5415 | 2.5074 | 2.4992 | 2.5481 | 2.61 | 2.6922 | 2.8 | 2.9256 | 3.0865 | 3.2712 | 3.4871 | 3.7659 | 3.9955 | 4.2027 | 4.4105 | 4.6086 | 4.8283 | 5.0441 | 5.2428 | 5.4311 | 5.6041 | 5.7636 | 5.8849 | 5.9941 | 6.0906 | 6.1712 | 6.2151 | 6.2552 | 6.293 | 6.3287 | 6.3624 | 6.3691 |  | 2.5407 | 2.525 | 2.5271 | 2.5647 | 2.6061 | 2.6574 | 2.7193 | 2.7887 | 2.8717 | 2.9649 | 3.0717 | 3.1912 | 3.2501 | 3.3067 | 3.3673 | 3.4293 | 3.4946 | 3.5659 | 3.6417 | 3.7213 | 3.8046 | 3.9053 | 3.9929 | 4.0729 | 4.1473 | 4.2123 | 4.273 | 4.3272 | 4.3776 | 4.424 | 4.465 | 4.5037 |  | 2.5415 | 2.5069 | 2.4925 | 2.5307 | 2.5805 | 2.6475 | 2.7322 | 2.8285 | 2.9492 | 3.0887 | 3.2541 | 3.4535 | 3.615 | 3.7705 | 3.9312 | 4.0934 | 4.2934 | 4.487 | 4.6612 | 4.8217 | 4.9761 | 5.1204 | 5.2369 | 5.3449 | 5.4155 | 5.4468 | 5.4722 | 5.4923 | 5.5096 | 5.5244 | 5.5352 | 5.5442 |  | 2.5415 | 2.5074 | 2.5009 | 2.5626 | 2.6515 | 2.7783 | 2.9539 | 3.1697 | 3.4584 | 3.8016 | 4.2121 | 4.7098 | 4.8702 | 5.0061 | 5.1352 | 5.2808 | 5.5855 | 5.8828 | 6.1626 | 6.4281 | 6.6754 | 6.8163 | 6.9104 | 6.9933 | 7.0672 | 7.1342 | 7.1952 | 7.2343 | 7.2472 | 7.2571 | 7.1574 | 7.0831 |  | 2.5415 | 2.4902 | 2.4667 | 2.511 | 2.5857 | 2.6962 | 2.8569 | 3.0572 | 3.3325 | 3.6642 | 4.0806 | 4.6917 | 5.1821 | 5.533 | 5.8347 | 6.0562 | 6.2313 | 6.3957 | 6.5464 | 6.6838 | 6.8095 | 6.9199 | 7.0086 | 7.0882 | 7.1595 | 7.0221 | 6.9935 | 6.961 | 6.909 | 6.8346 | 6.7575 | 6.682
Ribblesdale T14 |  | 2.1366 | 2.0712 | 2.0311 | 2.069 | 2.1051 | 2.1458 | 2.1911 | 2.2395 | 2.2962 | 2.3575 | 2.4273 | 2.5173 | 2.5914 | 2.6613 | 2.7304 | 2.7937 | 2.8639 | 2.9314 | 2.9992 | 3.0632 | 3.1216 | 3.1699 | 3.2052 | 3.2321 | 3.2556 | 3.276 | 3.2938 | 3.3101 | 3.3241 | 3.3366 | 3.3478 | 3.3591 |  | 2.1364 | 2.0814 | 2.0487 | 2.0697 | 2.0875 | 2.1091 | 2.1333 | 2.1603 | 2.1918 | 2.2267 | 2.2665 | 2.3106 | 2.3291 | 2.3484 | 2.3685 | 2.3878 | 2.4148 | 2.4421 | 2.4735 | 2.5044 | 2.5366 | 2.5741 | 2.6091 | 2.6396 | 2.6682 | 2.6823 | 2.6946 | 2.7043 | 2.7118 | 2.7164 | 2.7186 | 2.7247 |  | 2.1366 | 2.071 | 2.0286 | 2.0629 | 2.0949 | 2.1309 | 2.169 | 2.2087 | 2.2536 | 2.3019 | 2.3576 | 2.4254 | 2.4797 | 2.5347 | 2.5902 | 2.6433 | 2.708 | 2.7692 | 2.8301 | 2.8863 | 2.9395 | 2.9835 | 3.0177 | 3.0445 | 3.0681 | 3.0893 | 3.1075 | 3.1234 | 3.1365 | 3.1481 | 3.1568 | 3.1652 |  | 2.1366 | 2.0715 | 2.0284 | 2.0662 | 2.106 | 2.1553 | 2.2154 | 2.2863 | 2.3802 | 2.487 | 2.6102 | 2.7668 | 2.8836 | 2.9887 | 3.0906 | 3.1609 | 3.2758 | 3.3838 | 3.4834 | 3.5734 | 3.6541 | 3.7264 | 3.781 | 3.8272 | 3.8682 | 3.897 | 3.9179 | 3.9198 | 3.9081 | 3.8951 | 3.853 | 3.8278 |  | 2.1366 | 2.0657 | 2.0169 | 2.0489 | 2.0837 | 2.1299 | 2.1927 | 2.2655 | 2.3585 | 2.4657 | 2.5965 | 2.784 | 2.9378 | 3.0778 | 3.2143 | 3.3393 | 3.4597 | 3.5603 | 3.6557 | 3.7415 | 3.8191 | 3.8762 | 3.9166 | 3.9506 | 3.9801 | 3.9162 | 3.9019 | 3.885 | 3.8678 | 3.848 | 3.8267 | 3.8049
Ribbleton |  | 2.7859 | 2.7113 | 2.6641 | 2.6895 | 2.7206 | 2.7655 | 2.8285 | 2.9012 | 2.9948 | 3.1017 | 3.2273 | 3.353 | 3.4421 | 3.5153 | 3.5856 | 3.6479 | 3.727 | 3.8021 | 3.8673 | 3.9257 | 3.9763 | 4.0214 | 4.0525 | 4.0789 | 4.1007 | 4.1191 | 4.1341 | 4.1465 | 4.1574 | 4.1668 | 4.1749 | 4.1722 |  | 2.7854 | 2.7262 | 2.6886 | 2.6999 | 2.7123 | 2.733 | 2.7643 | 2.8005 | 2.8457 | 2.8974 | 2.9592 | 3.0289 | 3.0636 | 3.0951 | 3.1289 | 3.1618 | 3.1962 | 3.2342 | 3.2754 | 3.3154 | 3.3568 | 3.4082 | 3.4516 | 3.49 | 3.5253 | 3.5576 | 3.5875 | 3.6134 | 3.6369 | 3.6579 | 3.6751 | 3.6912 |  | 2.7859 | 2.711 | 2.6598 | 2.679 | 2.7028 | 2.7386 | 2.7879 | 2.8434 | 2.9134 | 2.994 | 3.0896 | 3.2027 | 3.2783 | 3.334 | 3.3893 | 3.4416 | 3.506 | 3.5658 | 3.6153 | 3.6571 | 3.6946 | 3.7281 | 3.7513 | 3.771 | 3.7865 | 3.7993 | 3.8083 | 3.8138 | 3.8175 | 3.8195 | 3.8188 | 3.817 |  | 2.7859 | 2.7117 | 2.6633 | 2.6949 | 2.7401 | 2.8098 | 2.9112 | 2.9892 | 3.0666 | 3.1585 | 3.2696 | 3.4166 | 3.5157 | 3.5966 | 3.6734 | 3.7523 | 3.8807 | 4.0036 | 4.1159 | 4.2197 | 4.3129 | 4.3974 | 4.4642 | 4.5058 | 4.542 | 4.5741 | 4.6026 | 4.628 | 4.6512 | 4.6723 | 4.635 | 4.6127 |  | 2.7859 | 2.698 | 2.6364 | 2.6547 | 2.6897 | 2.7478 | 2.8383 | 2.8839 | 2.9511 | 3.0342 | 3.1523 | 3.3664 | 3.5398 | 3.7021 | 3.822 | 3.9247 | 4.0205 | 4.1102 | 4.1922 | 4.2663 | 4.3331 | 4.3901 | 4.4334 | 4.4717 | 4.5051 | 4.4229 | 4.4048 | 4.3842 | 4.3647 | 4.3415 | 4.3163 | 4.2918
Ringley |  | 1.7121 | 1.6845 | 1.672 | 1.6959 | 1.7264 | 1.768 | 1.8234 | 1.8883 | 1.9717 | 2.068 | 2.1813 | 2.3227 | 2.3895 | 2.4466 | 2.5012 | 2.5511 | 2.6203 | 2.6868 | 2.7471 | 2.8028 | 2.8537 | 2.8991 | 2.9338 | 2.9642 | 2.9912 | 3.0159 | 3.0389 | 3.0601 | 3.0803 | 3.0994 | 3.1176 | 3.1208 |  | 1.7116 | 1.6935 | 1.6859 | 1.7008 | 1.7173 | 1.7391 | 1.7666 | 1.7976 | 1.8354 | 1.8783 | 1.9281 | 1.984 | 2.0158 | 2.0467 | 2.0793 | 2.1127 | 2.1483 | 2.1874 | 2.2291 | 2.2725 | 2.3179 | 2.3713 | 2.418 | 2.4607 | 2.5004 | 2.5341 | 2.5649 | 2.5915 | 2.6147 | 2.6334 | 2.6481 | 2.6673 |  | 1.7121 | 1.6843 | 1.6684 | 1.6866 | 1.7107 | 1.7442 | 1.7874 | 1.8367 | 1.8989 | 1.9714 | 2.058 | 2.1634 | 2.2508 | 2.3136 | 2.3573 | 2.3998 | 2.4507 | 2.4985 | 2.5397 | 2.5758 | 2.6097 | 2.639 | 2.6604 | 2.6783 | 2.6932 | 2.7062 | 2.7173 | 2.726 | 2.7335 | 2.7398 | 2.7442 | 2.7478 |  | 1.7121 | 1.6843 | 1.6722 | 1.7022 | 1.7467 | 1.8118 | 1.903 | 2.0157 | 2.1168 | 2.1898 | 2.2754 | 2.3858 | 2.4622 | 2.5267 | 2.5878 | 2.658 | 2.7916 | 2.9225 | 3.0452 | 3.1612 | 3.269 | 3.3675 | 3.4435 | 3.494 | 3.5394 | 3.5807 | 3.6185 | 3.6529 | 3.6849 | 3.7146 | 3.6661 | 3.6526 |  | 1.7121 | 1.6752 | 1.6542 | 1.6753 | 1.7127 | 1.7697 | 1.8538 | 1.959 | 2.0376 | 2.103 | 2.1982 | 2.3857 | 2.5446 | 2.6918 | 2.8324 | 2.9649 | 3.0923 | 3.2166 | 3.3348 | 3.4464 | 3.5523 | 3.6231 | 3.6816 | 3.7353 | 3.775 | 3.6241 | 3.614 | 3.6009 | 3.5893 | 3.5736 | 3.5542 | 3.5361
Risley |  | 4.0288 | 3.9179 | 3.8602 | 3.9465 | 4.0321 | 4.1299 | 4.2443 | 4.3657 | 4.5104 | 4.6651 | 4.8365 | 5.0478 | 5.2316 | 5.3937 | 5.5547 | 5.7064 | 5.8728 | 6.035 | 6.1809 | 6.3185 | 6.4422 | 6.5555 | 6.6379 | 6.7118 | 6.7753 | 6.8312 | 6.8802 | 6.9232 | 6.9627 | 6.9985 | 7.0309 | 7.0612 |  | 4.0283 | 3.9379 | 3.8917 | 3.9422 | 3.9871 | 4.0401 | 4.1016 | 4.1672 | 4.2446 | 4.3282 | 4.422 | 4.5235 | 4.579 | 4.6318 | 4.685 | 4.7383 | 4.7925 | 4.8516 | 4.9127 | 4.9772 | 5.0432 | 5.1236 | 5.1904 | 5.2506 | 5.3048 | 5.3526 | 5.3962 | 5.4337 | 5.4673 | 5.4968 | 5.5212 | 5.5438 |  | 4.0288 | 3.9173 | 3.852 | 3.9267 | 4.0003 | 4.0842 | 4.1782 | 4.2749 | 4.3869 | 4.5068 | 4.6409 | 4.7933 | 4.9253 | 5.0509 | 5.1791 | 5.3058 | 5.4586 | 5.6052 | 5.7337 | 5.8515 | 5.9624 | 6.0657 | 6.1459 | 6.2203 | 6.285 | 6.3438 | 6.3947 | 6.4372 | 6.4753 | 6.5092 | 6.5361 | 6.5596 |  | 4.0288 | 3.9184 | 3.8562 | 3.9452 | 4.0426 | 4.1635 | 4.3166 | 4.4902 | 4.7106 | 4.9601 | 5.2481 | 5.616 | 5.902 | 6.153 | 6.3998 | 6.6364 | 6.9167 | 7.1874 | 7.4306 | 7.6577 | 7.8607 | 8.0447 | 8.1784 | 8.2968 | 8.3976 | 8.4861 | 8.5633 | 8.6305 | 8.6921 | 8.7476 | 8.769 | 8.7898 |  | 4.0288 | 3.9052 | 3.83 | 3.9056 | 3.9918 | 4.1019 | 4.2466 | 4.413 | 4.63 | 4.879 | 5.178 | 5.5987 | 5.9526 | 6.2676 | 6.5747 | 6.8595 | 7.1318 | 7.3914 | 7.632 | 7.8551 | 8.0624 | 8.2506 | 8.3891 | 8.5135 | 8.6214 | 8.6585 | 8.7141 | 8.7597 | 8.8008 | 8.8355 | 8.8648 | 8.8917
Robert Hall St |  | 4.2431 | 4.1639 | 4.1201 | 4.188 | 4.2489 | 4.3147 | 4.387 | 4.4609 | 4.5421 | 4.6259 | 4.7143 | 4.8186 | 4.9042 | 4.9818 | 5.058 | 5.1306 | 5.2073 | 5.2833 | 5.3541 | 5.4222 | 5.4849 | 5.5409 | 5.5818 | 5.6139 | 5.6423 | 5.6691 | 5.6989 | 5.7267 | 5.7534 | 5.7784 | 5.8017 | 5.8244 |  | 4.243 | 4.1892 | 4.1689 | 4.2235 | 4.2709 | 4.325 | 4.3884 | 4.4568 | 4.5334 | 4.6176 | 4.7102 | 4.8116 | 4.8547 | 4.8958 | 4.9368 | 4.9799 | 5.0266 | 5.0694 | 5.1116 | 5.1547 | 5.1981 | 5.2458 | 5.2894 | 5.3307 | 5.3707 | 5.3847 | 5.3959 | 5.4042 | 5.4104 | 5.4144 | 5.4174 | 5.4262 |  | 4.2431 | 4.1637 | 4.1177 | 4.1821 | 4.2392 | 4.3007 | 4.3665 | 4.4326 | 4.5034 | 4.5769 | 4.6541 | 4.7401 | 4.809 | 4.8742 | 4.9391 | 5.0033 | 5.0757 | 5.1467 | 5.212 | 5.2739 | 5.3325 | 5.3853 | 5.4255 | 5.4577 | 5.4865 | 5.5143 | 5.5447 | 5.5724 | 5.5986 | 5.6231 | 5.6445 | 5.6652 |  | 4.2431 | 4.1633 | 4.1127 | 4.1758 | 4.2347 | 4.3023 | 4.3813 | 4.4673 | 4.5713 | 4.6855 | 4.8102 | 4.9595 | 5.0711 | 5.1695 | 5.2649 | 5.3593 | 5.4762 | 5.5912 | 5.6952 | 5.7926 | 5.881 | 5.9606 | 6.0211 | 6.075 | 6.1221 | 6.1635 | 6.2 | 6.2322 | 6.2616 | 6.2881 | 6.1944 | 6.1992 |  | 4.2431 | 4.1486 | 4.0832 | 4.1313 | 4.1772 | 4.2325 | 4.3042 | 4.3825 | 4.4779 | 4.5852 | 4.7115 | 4.8866 | 5.0378 | 5.1754 | 5.3089 | 5.4342 | 5.5548 | 5.672 | 5.781 | 5.8829 | 5.9761 | 6.0592 | 6.1259 | 6.1872 | 6.2418 | 6.0312 | 6.0596 | 6.083 | 6.1099 | 6.1262 | 6.1379 | 6.1499
Rochdale Central |  | 7.3837 | 7.2176 | 7.1263 | 7.2517 | 7.3765 | 7.5228 | 7.6966 | 7.884 | 8.1067 | 8.3433 | 8.5896 | 8.8884 | 9.1116 | 9.3102 | 9.5076 | 9.695 | 9.8994 | 10.0994 | 10.2796 | 10.45 | 10.6025 | 10.7439 | 10.8465 | 10.9382 | 11.0168 | 11.0865 | 11.149 | 11.204 | 11.2546 | 11.3005 | 11.3419 | 11.3805 |  | 7.383 | 7.2806 | 7.2471 | 7.3679 | 7.4807 | 7.6124 | 7.7663 | 7.938 | 8.1382 | 8.3612 | 8.6118 | 8.8898 | 8.9803 | 9.065 | 9.1544 | 9.2441 | 9.3253 | 9.393 | 9.4636 | 9.5385 | 9.6141 | 9.7065 | 9.7833 | 9.8529 | 9.9159 | 9.967 | 10.013 | 10.0517 | 10.0858 | 10.1149 | 10.1383 | 10.1608 |  | 7.3836 | 7.2169 | 7.1172 | 7.2291 | 7.3393 | 7.468 | 7.6155 | 7.7705 | 7.9493 | 8.1452 | 8.3639 | 8.5904 | 8.7496 | 8.9 | 9.0537 | 9.2082 | 9.3951 | 9.5752 | 9.7335 | 9.8787 | 10.0147 | 10.143 | 10.2421 | 10.3335 | 10.4129 | 10.4854 | 10.5495 | 10.6033 | 10.6515 | 10.6943 | 10.7281 | 10.7578 |  | 7.3837 | 7.2175 | 7.1176 | 7.2434 | 7.3803 | 7.5535 | 7.7742 | 8.0274 | 8.3479 | 8.711 | 9.113 | 9.624 | 9.9806 | 10.2922 | 10.5982 | 10.8966 | 11.2619 | 11.6161 | 11.9358 | 12.2344 | 12.5006 | 12.7417 | 12.9186 | 13.0747 | 13.2074 | 13.323 | 13.423 | 13.509 | 13.5865 | 13.6552 | 13.6225 | 13.6355 |  | 7.3837 | 7.1789 | 7.0402 | 7.1256 | 7.2261 | 7.3609 | 7.5456 | 7.7641 | 8.0547 | 8.3977 | 8.8001 | 9.3692 | 9.8299 | 10.2411 | 10.6416 | 11.0146 | 11.3702 | 11.7101 | 12.0263 | 12.3197 | 12.592 | 12.8387 | 13.0216 | 13.1855 | 13.3273 | 13.2677 | 13.3288 | 13.3762 | 13.4204 | 13.4523 | 13.476 | 13.4972
Roman Rd |  | 5.2708 | 5.0691 | 4.9266 | 5.0074 | 5.0734 | 5.1441 | 5.2228 | 5.3005 | 5.3866 | 5.4804 | 5.5814 | 5.7017 | 5.8054 | 5.9001 | 5.9897 | 6.0743 | 6.1658 | 6.2545 | 6.3329 | 6.405 | 6.4689 | 6.5286 | 6.574 | 6.6183 | 6.6566 | 6.6888 | 6.7113 | 6.7298 | 6.7457 | 6.759 | 6.7705 | 6.7796 |  | 5.2705 | 5.0856 | 4.9555 | 4.9804 | 4.9897 | 5.0048 | 5.0287 | 5.053 | 5.0826 | 5.1194 | 5.1617 | 5.2089 | 5.2404 | 5.2718 | 5.3002 | 5.3284 | 5.3564 | 5.3854 | 5.4154 | 5.4456 | 5.4741 | 5.506 | 5.5296 | 5.5498 | 5.5666 | 5.5967 | 5.6237 | 5.6463 | 5.6646 | 5.678 | 5.6857 | 5.6927 |  | 5.2708 | 5.0689 | 4.9237 | 5.0002 | 5.0612 | 5.1259 | 5.1955 | 5.2618 | 5.3324 | 5.409 | 5.491 | 5.5814 | 5.6589 | 5.7339 | 5.8053 | 5.8762 | 5.9603 | 6.0405 | 6.1096 | 6.1711 | 6.2278 | 6.2818 | 6.3255 | 6.3693 | 6.4077 | 6.4407 | 6.4636 | 6.4814 | 6.496 | 6.5078 | 6.5159 | 6.5211 |  | 5.2708 | 5.071 | 4.9209 | 4.9972 | 5.064 | 5.1427 | 5.2376 | 5.339 | 5.4623 | 5.6046 | 5.7673 | 5.9736 | 6.129 | 6.2663 | 6.3968 | 6.5702 | 6.8639 | 6.9624 | 7.0278 | 7.0831 | 7.1257 | 7.1602 | 7.1729 | 7.1782 | 7.1761 | 7.1683 | 7.1554 | 7.1381 | 7.1178 | 7.0946 | 7.054 | 7.008 |  | 5.2708 | 5.0607 | 4.9008 | 4.9673 | 5.0268 | 5.1001 | 5.1937 | 5.2973 | 5.4279 | 5.5817 | 5.8135 | 6.1691 | 6.3952 | 6.5954 | 6.7846 | 6.9586 | 7.0652 | 7.1538 | 7.2312 | 7.2978 | 7.3549 | 7.4034 | 7.4293 | 7.448 | 7.4593 | 7.4374 | 7.4164 | 7.3906 | 7.3615 | 7.3299 | 7.2953 | 7.2589
Romiley |  | 2.9771 | 2.9323 | 2.9258 | 3.0015 | 3.0963 | 3.2188 | 3.3784 | 3.5637 | 3.801 | 4.0722 | 4.3879 | 4.7959 | 5.1408 | 5.4535 | 5.7678 | 6.068 | 6.4013 | 6.7292 | 7.0313 | 7.3178 | 7.5812 | 7.7944 | 7.8732 | 7.9399 | 7.9971 | 8.047 | 8.0895 | 8.1267 | 8.1608 | 8.192 | 8.2205 | 8.225 |  | 2.9757 | 2.9515 | 2.9525 | 3.0024 | 3.057 | 3.1237 | 3.2031 | 3.2916 | 3.3974 | 3.5159 | 3.6509 | 3.8015 | 3.8835 | 3.9635 | 4.0497 | 4.1382 | 4.2313 | 4.3335 | 4.4427 | 4.5575 | 4.6784 | 4.8255 | 4.9535 | 5.0702 | 5.179 | 5.2743 | 5.3636 | 5.4432 | 5.5173 | 5.5853 | 5.6455 | 5.7021 |  | 2.977 | 2.9315 | 2.915 | 2.9739 | 3.0496 | 3.1484 | 3.2723 | 3.4126 | 3.5886 | 3.7914 | 4.0313 | 4.3199 | 4.5605 | 4.7939 | 5.0357 | 5.2804 | 5.5831 | 5.8764 | 6.1404 | 6.3836 | 6.6177 | 6.8373 | 7.0141 | 7.1265 | 7.1692 | 7.206 | 7.2348 | 7.2563 | 7.2739 | 7.288 | 7.2965 | 7.3024 |  | 2.9771 | 2.9322 | 2.9288 | 3.0252 | 3.1633 | 3.3566 | 3.6241 | 3.9527 | 4.3924 | 4.9141 | 5.5373 | 6.2772 | 6.4912 | 6.6723 | 6.8442 | 7.0336 | 7.3937 | 7.7438 | 8.0035 | 8.1629 | 8.2999 | 8.4205 | 8.5149 | 8.5959 | 8.6662 | 8.7281 | 8.7825 | 8.8303 | 8.8734 | 8.9121 | 8.7701 | 8.7169 |  | 2.9771 | 2.9147 | 2.8939 | 2.9724 | 3.0955 | 3.2722 | 3.5247 | 3.8369 | 4.2636 | 4.7747 | 5.4082 | 6.3249 | 6.8948 | 7.2049 | 7.4371 | 7.6485 | 7.8466 | 8.032 | 8.1961 | 8.3447 | 8.4795 | 8.5964 | 8.6876 | 8.7679 | 8.8381 | 8.5538 | 8.5149 | 8.4705 | 8.431 | 8.3798 | 8.3234 | 8.2694
Rossall |  | 0.61978 | 0.61658 | 0.6216 | 0.63546 | 0.65116 | 0.66999 | 0.69171 | 0.71511 | 0.74218 | 0.77115 | 0.80265 | 0.83971 | 0.86756 | 0.89098 | 0.91339 | 0.93353 | 0.99503 | 1.0548 | 1.0973 | 1.1265 | 1.1533 | 1.1783 | 1.1995 | 1.2195 | 1.2382 | 1.2558 | 1.2726 | 1.2886 | 1.3041 | 1.3192 | 1.3338 | 1.3332 |  | 0.62094 | 0.62313 | 0.62954 | 0.64279 | 0.65762 | 0.67456 | 0.69312 | 0.71519 | 0.74088 | 0.76906 | 0.80051 | 0.83536 | 0.8513 | 0.86579 | 0.88081 | 0.89534 | 0.90986 | 0.92516 | 0.94069 | 0.95657 | 0.97236 | 0.99089 | 1.0061 | 1.0194 | 1.0312 | 1.0416 | 1.051 | 1.0591 | 1.0662 | 1.0726 | 1.0779 | 1.0827 |  | 0.61977 | 0.61649 | 0.61775 | 0.6274 | 0.63897 | 0.65313 | 0.66865 | 0.68639 | 0.70679 | 0.72884 | 0.75317 | 0.78078 | 0.80113 | 0.81918 | 0.83697 | 0.85385 | 0.87353 | 0.89172 | 0.90706 | 0.92068 | 0.93297 | 0.94391 | 0.95211 | 0.95955 | 0.96581 | 0.97134 | 0.97596 | 0.97972 | 0.98304 | 0.98597 | 0.98829 | 0.99034 |  | 0.61978 | 0.61677 | 0.6216 | 0.63513 | 0.65017 | 0.66811 | 0.68857 | 0.70986 | 0.73378 | 0.7586 | 0.78446 | 0.81318 | 0.83546 | 0.85388 | 0.87132 | 0.88838 | 0.94916 | 1.0082 | 1.0585 | 1.0881 | 1.1155 | 1.1412 | 1.1638 | 1.1853 | 1.2056 | 1.2249 | 1.2434 | 1.2612 | 1.2784 | 1.2952 | 1.3084 | 1.3055 |  | 0.61978 | 0.61129 | 0.61077 | 0.61885 | 0.62954 | 0.64282 | 0.65953 | 0.67659 | 0.69648 | 0.71735 | 0.74123 | 0.81636 | 0.88702 | 0.93863 | 0.97646 | 1.0118 | 1.0455 | 1.0778 | 1.1081 | 1.137 | 1.1641 | 1.1893 | 1.2116 | 1.233 | 1.2533 | 1.2669 | 1.265 | 1.2628 | 1.26 | 1.2575 | 1.2548 | 1.252
Royton |  | 3.1387 | 3.0781 | 3.0532 | 3.119 | 3.1954 | 3.292 | 3.4157 | 3.5563 | 3.733 | 3.9335 | 4.1651 | 4.4612 | 4.7149 | 4.9414 | 5.1679 | 5.3835 | 5.6225 | 5.8568 | 6.0714 | 6.2738 | 6.4598 | 6.6315 | 6.762 | 6.88 | 6.9841 | 7.0782 | 7.1634 | 7.2404 | 7.313 | 7.3808 | 7.4442 | 7.5048 |  | 3.1377 | 3.095 | 3.0769 | 3.1157 | 3.1555 | 3.2048 | 3.2646 | 3.3302 | 3.4082 | 3.4956 | 3.5952 | 3.7056 | 3.7735 | 3.8396 | 3.9093 | 3.9798 | 4.053 | 4.1325 | 4.2168 | 4.3046 | 4.3962 | 4.5042 | 4.598 | 4.6835 | 4.7626 | 4.8365 | 4.905 | 4.9632 | 5.0171 | 5.0665 | 5.1075 | 5.1506 |  | 3.1386 | 3.0775 | 3.0449 | 3.0985 | 3.161 | 3.2405 | 3.3385 | 3.447 | 3.5801 | 3.7322 | 3.9102 | 4.1221 | 4.2991 | 4.4693 | 4.6446 | 4.8212 | 5.039 | 5.2494 | 5.4375 | 5.6098 | 5.7757 | 5.9311 | 6.0566 | 6.1735 | 6.2776 | 6.3742 | 6.4604 | 6.5353 | 6.6043 | 6.6678 | 6.7216 | 6.769 |  | 3.1387 | 3.0781 | 3.0536 | 3.1325 | 3.2371 | 3.3812 | 3.5774 | 3.8147 | 4.1275 | 4.4959 | 4.933 | 5.5046 | 5.8638 | 6.043 | 6.2133 | 6.4001 | 6.7198 | 7.0299 | 7.3175 | 7.5874 | 7.8353 | 8.06 | 8.2517 | 8.4255 | 8.561 | 8.649 | 8.728 | 8.7985 | 8.774 | 8.6976 | 8.4576 | 8.3157 |  | 3.1387 | 3.0621 | 3.0219 | 3.0852 | 3.1773 | 3.3073 | 3.4903 | 3.7134 | 4.0163 | 4.3778 | 4.8263 | 5.4777 | 6.0079 | 6.4346 | 6.7778 | 7.098 | 7.4051 | 7.7014 | 7.9808 | 8.2428 | 8.4909 | 8.7004 | 8.7833 | 8.8553 | 8.9162 | 8.5582 | 8.4272 | 8.2903 | 8.1574 | 8.0145 | 7.8672 | 7.7227
S.E. Macclesfield |  | 2.4008 | 2.3761 | 2.3767 | 2.4416 | 2.5174 | 2.6107 | 2.7273 | 2.8588 | 3.0212 | 3.2044 | 3.4157 | 3.6836 | 3.8933 | 4.0829 | 4.2727 | 4.4526 | 4.6508 | 4.8461 | 5.0264 | 5.1982 | 5.3554 | 5.4973 | 5.6038 | 5.6981 | 5.781 | 5.8558 | 5.9234 | 5.9845 | 6.042 | 6.0956 | 6.1457 | 6.1938 |  | 2.4001 | 2.4057 | 2.4325 | 2.5033 | 2.5808 | 2.6715 | 2.7532 | 2.8401 | 2.9417 | 3.0552 | 3.184 | 3.3264 | 3.3856 | 3.4423 | 3.5028 | 3.5638 | 3.6289 | 3.7005 | 3.7761 | 3.8554 | 3.9378 | 4.0355 | 4.1205 | 4.197 | 4.2677 | 4.3243 | 4.3766 | 4.4221 | 4.4635 | 4.5002 | 4.5313 | 4.5622 |  | 2.4008 | 2.3756 | 2.3701 | 2.4247 | 2.4891 | 2.5684 | 2.6639 | 2.7689 | 2.8952 | 3.0385 | 3.2056 | 3.4038 | 3.553 | 3.6967 | 3.8448 | 3.993 | 4.1741 | 4.35 | 4.5089 | 4.6562 | 4.7972 | 4.9261 | 5.0287 | 5.1222 | 5.2053 | 5.2823 | 5.3509 | 5.4104 | 5.4651 | 5.5154 | 5.5578 | 5.5969 |  | 2.4008 | 2.3767 | 2.3789 | 2.4548 | 2.5539 | 2.6854 | 2.8604 | 3.0702 | 3.3456 | 3.6681 | 4.0489 | 4.5391 | 4.8941 | 5.1291 | 5.3095 | 5.4975 | 5.8019 | 6.0959 | 6.366 | 6.6191 | 6.85 | 7.0583 | 7.2273 | 7.3785 | 7.5161 | 7.6435 | 7.7617 | 7.8076 | 7.8007 | 7.7894 | 7.6782 | 7.6156 |  | 2.4008 | 2.3565 | 2.338 | 2.3923 | 2.4715 | 2.5822 | 2.7392 | 2.9293 | 3.184 | 3.4869 | 3.8593 | 4.3952 | 4.8293 | 5.2178 | 5.5985 | 5.9527 | 6.2931 | 6.6018 | 6.8617 | 7.1048 | 7.3268 | 7.5224 | 7.6721 | 7.743 | 7.8001 | 7.6215 | 7.5789 | 7.526 | 7.4713 | 7.4125 | 7.3497 | 7.2876
S.W. Macclesfield |  | 4.7999 | 4.716 | 4.6822 | 4.7833 | 4.9004 | 5.0468 | 5.232 | 5.44 | 5.6995 | 5.9916 | 6.3277 | 6.756 | 7.1186 | 7.4449 | 7.7715 | 8.0804 | 8.4206 | 8.7555 | 9.0624 | 9.3536 | 9.6199 | 9.8617 | 10.0425 | 10.2019 | 10.3417 | 10.4677 | 10.5823 | 10.6721 | 10.7313 | 10.7872 | 10.8399 | 10.8502 |  | 4.7987 | 4.7459 | 4.7305 | 4.8028 | 4.8785 | 4.9702 | 5.0803 | 5.201 | 5.3433 | 5.5023 | 5.6827 | 5.8814 | 5.981 | 6.076 | 6.1774 | 6.2793 | 6.387 | 6.5054 | 6.6302 | 6.761 | 6.8969 | 7.0577 | 7.198 | 7.3246 | 7.4416 | 7.5342 | 7.6194 | 7.6936 | 7.7611 | 7.8211 | 7.8725 | 7.9238 |  | 4.7998 | 4.7151 | 4.6699 | 4.7523 | 4.8491 | 4.9706 | 5.1187 | 5.2806 | 5.4774 | 5.7007 | 5.9612 | 6.2704 | 6.5281 | 6.7753 | 7.0299 | 7.2842 | 7.5952 | 7.8968 | 8.1671 | 8.4164 | 8.655 | 8.8745 | 9.049 | 9.2075 | 9.336 | 9.3829 | 9.4182 | 9.4466 | 9.4686 | 9.4869 | 9.4993 | 9.5108 |  | 4.7999 | 4.7167 | 4.6835 | 4.8011 | 4.9557 | 5.1648 | 5.4464 | 5.7844 | 6.2308 | 6.7542 | 7.0567 | 7.3415 | 7.5935 | 7.8077 | 8.0053 | 8.2513 | 8.835 | 9.4063 | 9.9507 | 10.3544 | 10.5107 | 10.6461 | 10.7486 | 10.8355 | 10.9095 | 10.9735 | 11.0291 | 11.0772 | 11.1204 | 11.1589 | 10.9987 | 10.9422 |  | 4.7999 | 4.6896 | 4.6298 | 4.7201 | 4.8519 | 5.0369 | 5.2994 | 5.6171 | 6.0453 | 6.5539 | 6.8872 | 7.5916 | 8.272 | 8.9091 | 9.3058 | 9.5487 | 9.7742 | 9.9848 | 10.1748 | 10.3467 | 10.5001 | 10.6309 | 10.7323 | 10.8205 | 10.894 | 10.5355 | 10.4996 | 10.4572 | 10.4208 | 10.3702 | 10.3127 | 10.2552
Sale |  | 3.4352 | 3.3914 | 3.379 | 3.45 | 3.5261 | 3.616 | 3.7174 | 3.8191 | 3.9416 | 4.0769 | 4.2284 | 4.4174 | 4.5698 | 4.7068 | 4.8436 | 4.9734 | 5.1154 | 5.2554 | 5.3834 | 5.5036 | 5.6135 | 5.7151 | 5.7904 | 5.8572 | 5.9155 | 5.9682 | 6.0167 | 6.0604 | 6.1015 | 6.1395 | 6.1746 | 6.2081 |  | 3.4346 | 3.4332 | 3.4615 | 3.5158 | 3.5675 | 3.6288 | 3.7006 | 3.7789 | 3.8697 | 3.9709 | 4.084 | 4.2098 | 4.253 | 4.2941 | 4.3378 | 4.3819 | 4.427 | 4.4768 | 4.5288 | 4.5824 | 4.6382 | 4.7054 | 4.763 | 4.8157 | 4.8645 | 4.9018 | 4.9356 | 4.9645 | 4.9902 | 5.0126 | 5.0312 | 5.0506 |  | 3.4351 | 3.391 | 3.3739 | 3.4372 | 3.5049 | 3.5846 | 3.6706 | 3.7532 | 3.8498 | 3.9568 | 4.0771 | 4.217 | 4.3261 | 4.4304 | 4.5376 | 4.6448 | 4.7748 | 4.901 | 5.0139 | 5.1169 | 5.2153 | 5.3077 | 5.3804 | 5.4468 | 5.5054 | 5.5597 | 5.6091 | 5.6518 | 5.691 | 5.7267 | 5.7565 | 5.7837 |  | 3.4352 | 3.3908 | 3.3761 | 3.4513 | 3.5403 | 3.6536 | 3.7883 | 3.9403 | 4.1361 | 4.3633 | 4.6279 | 4.9682 | 5.2176 | 5.4375 | 5.6541 | 5.8648 | 6.1209 | 6.3707 | 6.5971 | 6.8077 | 6.9977 | 7.1703 | 7.2786 | 7.3463 | 7.3999 | 7.4432 | 7.4771 | 7.5029 | 7.5235 | 7.5389 | 7.3977 | 7.3686 |  | 3.4352 | 3.3663 | 3.3264 | 3.3753 | 3.4393 | 3.526 | 3.6447 | 3.786 | 3.9734 | 4.1945 | 4.4649 | 4.853 | 5.1643 | 5.4428 | 5.7149 | 5.9682 | 6.2109 | 6.4443 | 6.662 | 6.8632 | 7.0512 | 7.1909 | 7.2687 | 7.3342 | 7.3867 | 7.1229 | 7.1152 | 7.0993 | 7.0875 | 7.0626 | 7.032 | 7.0027
Sale Moor |  | 1.808 | 1.7864 | 1.7877 | 1.8353 | 1.8952 | 1.972 | 2.0714 | 2.185 | 2.3294 | 2.4932 | 2.6818 | 2.9238 | 3.1312 | 3.3183 | 3.5058 | 3.6812 | 3.8743 | 4.0644 | 4.2381 | 4.4022 | 4.5161 | 4.5871 | 4.6266 | 4.6607 | 4.6891 | 4.7136 | 4.735 | 4.7534 | 4.7701 | 4.785 | 4.7982 | 4.8029 |  | 1.8072 | 1.7975 | 1.8024 | 1.8347 | 1.8708 | 1.9145 | 1.9664 | 2.0229 | 2.0904 | 2.1655 | 2.2502 | 2.3441 | 2.3999 | 2.4539 | 2.5117 | 2.5666 | 2.6217 | 2.6824 | 2.7467 | 2.8141 | 2.8846 | 2.9697 | 3.0432 | 3.1105 | 3.1727 | 3.2291 | 3.2819 | 3.3288 | 3.3724 | 3.4124 | 3.4477 | 3.4809 |  | 1.8079 | 1.7858 | 1.7804 | 1.8169 | 1.8647 | 1.9268 | 2.0042 | 2.0904 | 2.1977 | 2.3207 | 2.4646 | 2.636 | 2.7813 | 2.9214 | 3.0663 | 3.2121 | 3.3919 | 3.566 | 3.7209 | 3.861 | 3.9951 | 4.1216 | 4.2234 | 4.2639 | 4.2923 | 4.3174 | 4.3383 | 4.3549 | 4.3693 | 4.3817 | 4.3908 | 4.3984 |  | 1.808 | 1.7863 | 1.7895 | 1.8483 | 1.932 | 2.0475 | 2.2059 | 2.3977 | 2.652 | 2.9521 | 3.3084 | 3.7378 | 3.8665 | 3.9754 | 4.0793 | 4.1767 | 4.2981 | 4.4119 | 4.5111 | 4.5994 | 4.6741 | 4.7376 | 4.7836 | 4.8215 | 4.8523 | 4.8777 | 4.8985 | 4.9152 | 4.9291 | 4.9404 | 4.8245 | 4.723 |  | 1.808 | 1.775 | 1.767 | 1.8144 | 1.8886 | 1.9932 | 2.1407 | 2.3211 | 2.5668 | 2.8597 | 3.2216 | 3.7042 | 3.8756 | 4.0238 | 4.1622 | 4.2857 | 4.3991 | 4.5045 | 4.5987 | 4.6822 | 4.7573 | 4.8204 | 4.8654 | 4.9039 | 4.9353 | 4.7685 | 4.7433 | 4.7144 | 4.6881 | 4.655 | 4.6188 | 4.5319
Salford Quays |  | 3.9467 | 3.8793 | 3.866 | 3.9786 | 4.0861 | 4.2001 | 4.3262 | 4.4529 | 4.539 | 4.5985 | 4.6568 | 4.7195 | 4.7693 | 4.8143 | 4.857 | 4.897 | 4.9386 | 4.9789 | 5.0138 | 5.0461 | 5.0752 | 5.1018 | 5.1219 | 5.1393 | 5.1541 | 5.1671 | 5.1791 | 5.1894 | 5.1984 | 5.206 | 5.2122 | 5.2175 |  | 3.9474 | 3.9163 | 3.8901 | 3.9586 | 4.0206 | 4.0891 | 4.1646 | 4.2444 | 4.3372 | 4.4359 | 4.542 | 4.6506 | 4.676 | 4.6975 | 4.7179 | 4.7377 | 4.757 | 4.777 | 4.7956 | 4.8141 | 4.8323 | 4.8521 | 4.8692 | 4.8846 | 4.8985 | 4.9084 | 4.917 | 4.9239 | 4.9297 | 4.9343 | 4.9378 | 4.9415 |  | 3.9466 | 3.8784 | 3.8523 | 3.9481 | 4.0399 | 4.1367 | 4.2391 | 4.3407 | 4.4521 | 4.5658 | 4.6239 | 4.6768 | 4.7177 | 4.7561 | 4.7929 | 4.8285 | 4.8679 | 4.9056 | 4.9377 | 4.9668 | 4.9939 | 5.0189 | 5.0388 | 5.0564 | 5.0715 | 5.0851 | 5.0976 | 5.1079 | 5.1167 | 5.1241 | 5.1295 | 5.1337 |  | 3.9467 | 3.8795 | 3.8581 | 3.9616 | 4.0593 | 4.163 | 4.2787 | 4.3944 | 4.5046 | 4.5684 | 4.6341 | 4.7096 | 4.7632 | 4.8093 | 4.8525 | 4.8944 | 4.9474 | 4.9982 | 5.0422 | 5.0822 | 5.1171 | 5.1472 | 5.1685 | 5.186 | 5.1996 | 5.21 | 5.2175 | 5.2224 | 5.2254 | 5.2264 | 5.21 | 5.1983 |  | 3.9467 | 3.8592 | 3.8196 | 3.9058 | 3.9895 | 4.0787 | 4.1793 | 4.2785 | 4.3914 | 4.5038 | 4.6175 | 4.7192 | 4.8073 | 4.8873 | 4.9633 | 5.034 | 5.101 | 5.165 | 5.2233 | 5.277 | 5.3268 | 5.3714 | 5.4067 | 5.4383 | 5.4658 | 5.4528 | 5.4645 | 5.4732 | 5.4804 | 5.4846 | 5.4865 | 5.4869
Sandgate |  | 3.9355 | 3.8244 | 3.7581 | 3.8099 | 3.8701 | 3.9435 | 4.0395 | 4.1492 | 4.2882 | 4.4448 | 4.6261 | 4.8583 | 5.0452 | 5.2111 | 5.3425 | 5.4225 | 5.5527 | 5.6795 | 5.7916 | 5.8944 | 5.99 | 6.0701 | 6.1337 | 6.1877 | 6.2353 | 6.2766 | 6.31 | 6.3388 | 6.3648 | 6.388 | 6.4088 | 6.3888 |  | 3.9347 | 3.8529 | 3.8079 | 3.8424 | 3.88 | 3.925 | 3.9838 | 4.0526 | 4.1371 | 4.2337 | 4.3446 | 4.4469 | 4.4779 | 4.5069 | 4.5385 | 4.5722 | 4.6071 | 4.6505 | 4.6946 | 4.7412 | 4.7949 | 4.8596 | 4.9159 | 4.9617 | 5.0034 | 5.0413 | 5.0756 | 5.1038 | 5.1286 | 5.1496 | 5.1654 | 5.1777 |  | 3.9354 | 3.8239 | 3.751 | 3.7921 | 3.8406 | 3.8997 | 3.9741 | 4.0572 | 4.1601 | 4.2769 | 4.4144 | 4.5777 | 4.7042 | 4.8244 | 4.9478 | 5.0732 | 5.193 | 5.2696 | 5.3314 | 5.3834 | 5.4332 | 5.4705 | 5.4965 | 5.5155 | 5.529 | 5.5377 | 5.5385 | 5.534 | 5.5267 | 5.5168 | 5.5033 | 5.4876 |  | 3.9355 | 3.8247 | 3.7567 | 3.8159 | 3.8955 | 4.003 | 4.1528 | 4.3349 | 4.5776 | 4.7758 | 4.928 | 5.128 | 5.255 | 5.3586 | 5.4551 | 5.5857 | 5.8641 | 6.017 | 6.1535 | 6.2766 | 6.3869 | 6.4814 | 6.5558 | 6.6189 | 6.6735 | 6.7217 | 6.7642 | 6.8013 | 6.8347 | 6.8646 | 6.8572 | 6.8071 |  | 3.9355 | 3.8017 | 3.7111 | 3.7475 | 3.8082 | 3.8951 | 4.0265 | 4.1908 | 4.4191 | 4.5389 | 4.6571 | 4.8898 | 5.1031 | 5.2917 | 5.4661 | 5.6265 | 5.7741 | 5.9142 | 6.0416 | 6.1561 | 6.2622 | 6.3512 | 6.4197 | 6.4791 | 6.5307 | 6.5127 | 6.4699 | 6.424 | 6.3755 | 6.3255 | 6.2741 | 6.2225
Scarisbrick |  | 0.88714 | 0.87512 | 0.88185 | 0.92444 | 0.97498 | 1.0359 | 1.1131 | 1.1968 | 1.3001 | 1.4016 | 1.5039 | 1.637 | 1.7308 | 1.8158 | 1.9004 | 1.9808 | 2.0697 | 2.1571 | 2.2393 | 2.3181 | 2.3902 | 2.4483 | 2.4685 | 2.4844 | 2.4974 | 2.5082 | 2.5166 | 2.5222 | 2.528 | 2.5328 | 2.5367 | 2.532 |  | 0.88771 | 0.87721 | 0.87918 | 0.90312 | 0.9299 | 0.96213 | 1.0016 | 1.0432 | 1.0936 | 1.1488 | 1.2114 | 1.2792 | 1.3227 | 1.3555 | 1.3882 | 1.4179 | 1.4444 | 1.4737 | 1.5052 | 1.5385 | 1.5736 | 1.6158 | 1.6527 | 1.6861 | 1.7169 | 1.741 | 1.7634 | 1.7832 | 1.8014 | 1.818 | 1.8323 | 1.8452 |  | 0.88704 | 0.87446 | 0.87351 | 0.90485 | 0.94433 | 0.99276 | 1.052 | 1.1147 | 1.1904 | 1.2745 | 1.3779 | 1.5098 | 1.5759 | 1.64 | 1.7055 | 1.7713 | 1.8523 | 1.9307 | 2.003 | 2.0705 | 2.1351 | 2.1926 | 2.238 | 2.2792 | 2.3111 | 2.3172 | 2.3207 | 2.3209 | 2.321 | 2.3201 | 2.3175 | 2.3129 |  | 0.88714 | 0.87642 | 0.88477 | 0.93216 | 0.99223 | 1.0684 | 1.168 | 1.2682 | 1.39 | 1.5056 | 1.619 | 1.7404 | 1.881 | 2.003 | 2.1182 | 2.2365 | 2.2976 | 2.3558 | 2.4073 | 2.4541 | 2.4952 | 2.5302 | 2.5541 | 2.5738 | 2.5898 | 2.6031 | 2.6141 | 2.6229 | 2.6303 | 2.6363 | 2.6201 | 2.5676 |  | 0.88714 | 0.87132 | 0.87471 | 0.91709 | 0.97328 | 1.0515 | 1.1727 | 1.2959 | 1.4096 | 1.5179 | 1.6589 | 1.9342 | 2.1588 | 2.2437 | 2.3236 | 2.3965 | 2.4654 | 2.5307 | 2.5909 | 2.6463 | 2.6945 | 2.7349 | 2.7667 | 2.7948 | 2.8192 | 2.8194 | 2.8156 | 2.8085 | 2.7813 | 2.7487 | 2.7154 | 2.6786
Sebergham |  | 0.38018 | 0.37719 | 0.37882 | 0.38906 | 0.40161 | 0.41715 | 0.43669 | 0.45872 | 0.48666 | 0.51793 | 0.55582 | 0.61057 | 0.65606 | 0.69916 | 0.74237 | 0.78368 | 0.82689 | 0.87106 | 0.91944 | 0.96908 | 1.0151 | 1.0496 | 1.0725 | 1.0891 | 1.1035 | 1.1163 | 1.1276 | 1.1393 | 1.1488 | 1.1577 | 1.1659 | 1.1753 |  | 0.38004 | 0.38099 | 0.38512 | 0.39467 | 0.40533 | 0.41771 | 0.43185 | 0.44735 | 0.46574 | 0.48615 | 0.50886 | 0.53408 | 0.54349 | 0.55251 | 0.56239 | 0.57483 | 0.59586 | 0.61943 | 0.64517 | 0.67277 | 0.70221 | 0.73696 | 0.76962 | 0.80045 | 0.82976 | 0.83983 | 0.84919 | 0.85743 | 0.86499 | 0.8718 | 0.87767 | 0.8835 |  | 0.38017 | 0.37708 | 0.37732 | 0.38537 | 0.39557 | 0.40828 | 0.42361 | 0.44048 | 0.46146 | 0.48517 | 0.51482 | 0.55659 | 0.59046 | 0.6248 | 0.66007 | 0.69536 | 0.73537 | 0.77589 | 0.82025 | 0.86529 | 0.90831 | 0.9404 | 0.96265 | 0.97912 | 0.9936 | 1.0069 | 1.0185 | 1.0299 | 1.039 | 1.0473 | 1.0541 | 1.0618 |  | 0.38018 | 0.37713 | 0.37913 | 0.39147 | 0.40841 | 0.43112 | 0.46169 | 0.50065 | 0.55844 | 0.62435 | 0.70012 | 0.79594 | 0.8696 | 0.93562 | 1.001 | 1.0633 | 1.1333 | 1.2031 | 1.2666 | 1.3259 | 1.3795 | 1.4277 | 1.4571 | 1.4824 | 1.5039 | 1.5227 | 1.5391 | 1.5534 | 1.5666 | 1.5787 | 1.5867 | 1.5952 |  | 0.38018 | 0.37446 | 0.37377 | 0.38332 | 0.39772 | 0.41989 | 0.45667 | 0.4992 | 0.55379 | 0.6167 | 0.69047 | 0.79034 | 0.8723 | 0.94564 | 1.0176 | 1.0848 | 1.1494 | 1.2123 | 1.2713 | 1.3262 | 1.3711 | 1.4096 | 1.4371 | 1.4616 | 1.4825 | 1.4928 | 1.5069 | 1.5189 | 1.53 | 1.5399 | 1.5489 | 1.5574
Sedbergh |  | 1.1351 | 1.1202 | 1.1226 | 1.1566 | 1.1962 | 1.2442 | 1.2918 | 1.3412 | 1.4024 | 1.4705 | 1.5491 | 1.651 | 1.7298 | 1.8009 | 1.8719 | 1.9391 | 2.0133 | 2.0856 | 2.1554 | 2.2229 | 2.2828 | 2.3347 | 2.3713 | 2.4018 | 2.428 | 2.4511 | 2.4715 | 2.4896 | 2.5061 | 2.5212 | 2.5349 | 2.548 |  | 1.1349 | 1.1324 | 1.1423 | 1.1737 | 1.2085 | 1.2496 | 1.2872 | 1.3167 | 1.3518 | 1.391 | 1.4357 | 1.4857 | 1.5038 | 1.5211 | 1.5398 | 1.5612 | 1.5913 | 1.6244 | 1.661 | 1.7 | 1.7329 | 1.7716 | 1.8055 | 1.8361 | 1.8643 | 1.8822 | 1.8986 | 1.9126 | 1.9252 | 1.9364 | 1.9458 | 1.9544 |  | 1.1351 | 1.1197 | 1.1168 | 1.1429 | 1.1747 | 1.2139 | 1.2595 | 1.3049 | 1.3521 | 1.4048 | 1.4664 | 1.5417 | 1.5972 | 1.6507 | 1.7056 | 1.7608 | 1.8286 | 1.8936 | 1.9554 | 2.0137 | 2.0676 | 2.1147 | 2.15 | 2.1804 | 2.2069 | 2.231 | 2.252 | 2.2697 | 2.2853 | 2.2993 | 2.3103 | 2.3201 |  | 1.1351 | 1.1202 | 1.1228 | 1.1599 | 1.2067 | 1.2668 | 1.3365 | 1.4146 | 1.5194 | 1.6407 | 1.7829 | 1.966 | 2.0974 | 2.2137 | 2.3284 | 2.4367 | 2.5627 | 2.685 | 2.7958 | 2.8987 | 2.9906 | 3.0738 | 3.1312 | 3.1811 | 3.2077 | 3.2031 | 3.1954 | 3.1852 | 3.1735 | 3.1604 | 3.1297 | 3.1039 |  | 1.1351 | 1.1112 | 1.1046 | 1.1324 | 1.1708 | 1.2227 | 1.2872 | 1.3589 | 1.4549 | 1.5678 | 1.7049 | 1.8983 | 2.0529 | 2.1882 | 2.3201 | 2.4424 | 2.5597 | 2.6716 | 2.7762 | 2.8728 | 2.9599 | 3.038 | 3.0944 | 3.1442 | 3.166 | 3.1186 | 3.1 | 3.0788 | 3.057 | 3.0334 | 3.0086 | 2.9836
Selsmire |  | 0.4966 | 0.48727 | 0.48425 | 0.49394 | 0.50436 | 0.51667 | 0.53131 | 0.54674 | 0.56551 | 0.58529 | 0.60693 | 0.63616 | 0.66346 | 0.68764 | 0.71204 | 0.73483 | 0.75955 | 0.78383 | 0.8074 | 0.82786 | 0.8445 | 0.85772 | 0.86648 | 0.87258 | 0.8777 | 0.88215 | 0.88635 | 0.88998 | 0.89325 | 0.89615 | 0.8987 | 0.90111 |  | 0.49654 | 0.49002 | 0.48789 | 0.49466 | 0.50155 | 0.50979 | 0.51904 | 0.52872 | 0.54044 | 0.55297 | 0.56629 | 0.58116 | 0.59059 | 0.59895 | 0.6072 | 0.61582 | 0.62651 | 0.63841 | 0.65083 | 0.66428 | 0.67813 | 0.69508 | 0.70999 | 0.72323 | 0.73537 | 0.74026 | 0.74439 | 0.7475 | 0.75004 | 0.75201 | 0.75337 | 0.75489 |  | 0.49659 | 0.48714 | 0.4827 | 0.49032 | 0.49876 | 0.50884 | 0.52031 | 0.53206 | 0.54607 | 0.561 | 0.57764 | 0.59894 | 0.61846 | 0.63688 | 0.65612 | 0.67509 | 0.69792 | 0.72001 | 0.74115 | 0.76173 | 0.78092 | 0.7966 | 0.8076 | 0.81599 | 0.82312 | 0.82888 | 0.83325 | 0.83681 | 0.8399 | 0.84257 | 0.84448 | 0.84614 |  | 0.4966 | 0.48702 | 0.4835 | 0.49342 | 0.50503 | 0.5197 | 0.53835 | 0.55983 | 0.5889 | 0.62095 | 0.6564 | 0.70158 | 0.73968 | 0.77309 | 0.80645 | 0.83751 | 0.87168 | 0.90527 | 0.93512 | 0.96313 | 0.98789 | 1.0078 | 1.0187 | 1.0277 | 1.0348 | 1.0407 | 1.0453 | 1.0489 | 1.0519 | 1.0545 | 1.0499 | 1.0479 |  | 0.4966 | 0.48532 | 0.4801 | 0.48828 | 0.49839 | 0.51209 | 0.53174 | 0.55361 | 0.58161 | 0.61281 | 0.64778 | 0.6949 | 0.73718 | 0.7743 | 0.81097 | 0.84476 | 0.877 | 0.90801 | 0.93445 | 0.95683 | 0.97542 | 0.99146 | 1.0026 | 1.0119 | 1.0196 | 1.0123 | 1.0181 | 1.0228 | 1.0236 | 1.0229 | 1.0217 | 1.0204
Settle |  | 1.1211 | 1.1027 | 1.0948 | 1.1209 | 1.1472 | 1.1791 | 1.2156 | 1.2558 | 1.3037 | 1.3566 | 1.4167 | 1.4938 | 1.5577 | 1.6145 | 1.672 | 1.7265 | 1.7849 | 1.8434 | 1.899 | 1.9538 | 2.0031 | 2.0456 | 2.077 | 2.1025 | 2.125 | 2.1451 | 2.1635 | 2.1802 | 2.1956 | 2.2099 | 2.223 | 2.2357 |  | 1.1209 | 1.1141 | 1.1095 | 1.1298 | 1.149 | 1.1724 | 1.1983 | 1.227 | 1.2599 | 1.2965 | 1.3372 | 1.3822 | 1.3997 | 1.4152 | 1.4324 | 1.4505 | 1.4715 | 1.4953 | 1.5197 | 1.5461 | 1.5728 | 1.6046 | 1.6337 | 1.66 | 1.6847 | 1.699 | 1.7122 | 1.7235 | 1.7338 | 1.7429 | 1.7507 | 1.7587 |  | 1.1211 | 1.1026 | 1.0929 | 1.1161 | 1.1391 | 1.1671 | 1.1977 | 1.2306 | 1.2685 | 1.3104 | 1.3583 | 1.4164 | 1.4635 | 1.5076 | 1.5535 | 1.5993 | 1.653 | 1.7061 | 1.7557 | 1.8038 | 1.8486 | 1.8875 | 1.9177 | 1.943 | 1.9656 | 1.9863 | 2.005 | 2.0212 | 2.0359 | 2.0492 | 2.0602 | 2.0704 |  | 1.1211 | 1.1029 | 1.0944 | 1.1225 | 1.1542 | 1.1956 | 1.2473 | 1.3089 | 1.3901 | 1.4835 | 1.5916 | 1.7295 | 1.8325 | 1.9228 | 2.0125 | 2.0988 | 2.1997 | 2.2992 | 2.3738 | 2.44 | 2.4988 | 2.5524 | 2.5936 | 2.6295 | 2.662 | 2.6916 | 2.7188 | 2.7436 | 2.7669 | 2.7888 | 2.7926 | 2.7868 |  | 1.1211 | 1.0952 | 1.0793 | 1.1009 | 1.1276 | 1.1646 | 1.2158 | 1.276 | 1.3538 | 1.4445 | 1.5536 | 1.7067 | 1.8318 | 1.9429 | 2.052 | 2.1535 | 2.2501 | 2.3438 | 2.4303 | 2.5116 | 2.5838 | 2.6484 | 2.6975 | 2.7406 | 2.7785 | 2.7829 | 2.8044 | 2.8225 | 2.8393 | 2.8538 | 2.8539 | 2.8496
Shannon St South |  | 4.512 | 4.4506 | 4.4161 | 4.4419 | 4.4786 | 4.5342 | 4.6047 | 4.6879 | 4.7944 | 4.9185 | 5.068 | 5.268 | 5.4198 | 5.5559 | 5.6915 | 5.8203 | 5.9576 | 6.0923 | 6.2261 | 6.3572 | 6.4783 | 6.5791 | 6.655 | 6.7196 | 6.7767 | 6.8274 | 6.8696 | 6.9072 | 6.9423 | 6.9749 | 7.0054 | 7.0341 |  | 4.5115 | 4.4945 | 4.5025 | 4.5553 | 4.6161 | 4.6846 | 4.7724 | 4.8733 | 4.992 | 5.1283 | 5.2856 | 5.4628 | 5.499 | 5.5322 | 5.5673 | 5.6075 | 5.6637 | 5.7258 | 5.7922 | 5.8625 | 5.936 | 6.0211 | 6.0992 | 6.1726 | 6.2448 | 6.293 | 6.3384 | 6.3791 | 6.4158 | 6.4439 | 6.4671 | 6.487 |  | 4.512 | 4.4503 | 4.4119 | 4.4311 | 4.4605 | 4.507 | 4.5645 | 4.6306 | 4.7136 | 4.8116 | 4.932 | 5.0864 | 5.1986 | 5.3046 | 5.4128 | 5.5189 | 5.6448 | 5.7667 | 5.8863 | 6.0013 | 6.1116 | 6.2036 | 6.2769 | 6.3408 | 6.3979 | 6.4499 | 6.4927 | 6.5291 | 6.5623 | 6.5926 | 6.6179 | 6.6406 |  | 4.512 | 4.4502 | 4.415 | 4.4469 | 4.4985 | 4.5805 | 4.6965 | 4.8392 | 5.0371 | 5.2687 | 5.5409 | 5.8882 | 6.1305 | 6.3437 | 6.5531 | 6.8085 | 7.258 | 7.5215 | 7.7432 | 7.9504 | 8.1383 | 8.3071 | 8.434 | 8.546 | 8.6425 | 8.7277 | 8.8024 | 8.8676 | 8.9269 | 8.98 | 8.9194 | 8.9222 |  | 4.512 | 4.4144 | 4.3439 | 4.3399 | 4.3609 | 4.4104 | 4.5032 | 4.6186 | 4.782 | 4.9831 | 5.2885 | 5.8616 | 6.2203 | 6.4904 | 6.7529 | 6.9988 | 7.2352 | 7.4623 | 7.6753 | 7.873 | 8.0578 | 8.2222 | 8.3465 | 8.458 | 8.5551 | 8.4304 | 8.459 | 8.4787 | 8.4988 | 8.5084 | 8.5123 | 8.5159
Shap |  | 1.1891 | 1.1689 | 1.1659 | 1.1916 | 1.219 | 1.249 | 1.2688 | 1.2895 | 1.3136 | 1.3392 | 1.3657 | 1.4008 | 1.4311 | 1.4566 | 1.4832 | 1.508 | 1.534 | 1.5605 | 1.5834 | 1.6062 | 1.6252 | 1.6415 | 1.6537 | 1.6626 | 1.6701 | 1.6761 | 1.681 | 1.6847 | 1.6878 | 1.6902 | 1.6919 | 1.6933 |  | 1.1896 | 1.177 | 1.1769 | 1.1971 | 1.2189 | 1.229 | 1.2384 | 1.2488 | 1.2617 | 1.2762 | 1.2914 | 1.31 | 1.3175 | 1.3229 | 1.3302 | 1.3374 | 1.344 | 1.3526 | 1.3605 | 1.3702 | 1.379 | 1.3903 | 1.4005 | 1.4082 | 1.415 | 1.4194 | 1.423 | 1.4254 | 1.4272 | 1.4282 | 1.4283 | 1.4281 |  | 1.189 | 1.1686 | 1.1603 | 1.1793 | 1.2006 | 1.2253 | 1.2524 | 1.2741 | 1.2928 | 1.3125 | 1.3328 | 1.358 | 1.3792 | 1.3978 | 1.4182 | 1.4383 | 1.4619 | 1.4856 | 1.5053 | 1.5246 | 1.5412 | 1.5558 | 1.5674 | 1.5764 | 1.584 | 1.5905 | 1.5956 | 1.5992 | 1.602 | 1.604 | 1.6046 | 1.6047 |  | 1.1891 | 1.1687 | 1.1636 | 1.1858 | 1.208 | 1.2319 | 1.2572 | 1.2813 | 1.3088 | 1.3336 | 1.3563 | 1.3827 | 1.4104 | 1.4309 | 1.4504 | 1.4684 | 1.5118 | 1.5526 | 1.588 | 1.6126 | 1.6263 | 1.6369 | 1.6424 | 1.6451 | 1.646 | 1.6456 | 1.644 | 1.6413 | 1.6381 | 1.6341 | 1.6225 | 1.6114 |  | 1.1891 | 1.1625 | 1.1513 | 1.1672 | 1.1844 | 1.2032 | 1.2256 | 1.2463 | 1.2699 | 1.2913 | 1.3143 | 1.3711 | 1.4331 | 1.487 | 1.5205 | 1.5497 | 1.5756 | 1.5998 | 1.6202 | 1.6388 | 1.6532 | 1.664 | 1.6707 | 1.6748 | 1.6774 | 1.6614 | 1.6544 | 1.6463 | 1.6378 | 1.6286 | 1.6189 | 1.609
Shaw |  | 3.7641 | 3.6937 | 3.657 | 3.732 | 3.8162 | 3.9203 | 4.0496 | 4.195 | 4.3757 | 4.5787 | 4.8106 | 5.1055 | 5.3552 | 5.5809 | 5.8062 | 6.0206 | 6.2581 | 6.4908 | 6.7042 | 6.9055 | 7.0907 | 7.261 | 7.3903 | 7.5067 | 7.6093 | 7.7021 | 7.786 | 7.8617 | 7.9331 | 7.9996 | 8.0616 | 8.1209 |  | 3.7632 | 3.7157 | 3.6918 | 3.7412 | 3.7908 | 3.8508 | 3.9214 | 3.9993 | 4.0914 | 4.1942 | 4.3102 | 4.4391 | 4.5049 | 4.5687 | 4.6363 | 4.7048 | 4.7762 | 4.8537 | 4.9361 | 5.022 | 5.1121 | 5.2199 | 5.3134 | 5.3983 | 5.477 | 5.546 | 5.6103 | 5.6673 | 5.7201 | 5.7682 | 5.8104 | 5.8503 |  | 3.764 | 3.6931 | 3.6486 | 3.7109 | 3.7811 | 3.868 | 3.9716 | 4.085 | 4.2223 | 4.3774 | 4.5566 | 4.7684 | 4.9449 | 5.1151 | 5.29 | 5.466 | 5.6826 | 5.8917 | 6.079 | 6.2506 | 6.416 | 6.5703 | 6.6947 | 6.8101 | 6.9127 | 7.0079 | 7.0929 | 7.1666 | 7.2344 | 7.2967 | 7.3493 | 7.3976 |  | 3.7641 | 3.6938 | 3.6561 | 3.7417 | 3.8516 | 3.9998 | 4.1979 | 4.4356 | 4.7479 | 5.1147 | 5.5483 | 5.9536 | 6.1125 | 6.2204 | 6.3092 | 6.4106 | 6.6888 | 6.9497 | 7.1844 | 7.3983 | 7.589 | 7.7562 | 7.9022 | 8.0324 | 8.1527 | 8.2654 | 8.372 | 8.4727 | 8.569 | 8.6613 | 8.5883 | 8.484 |  | 3.7641 | 3.6734 | 3.6186 | 3.6852 | 3.7795 | 3.9106 | 4.0935 | 4.3162 | 4.6173 | 4.9757 | 5.4197 | 5.843 | 6.1976 | 6.5129 | 6.8065 | 7.0736 | 7.3227 | 7.5572 | 7.7725 | 7.9702 | 8.1527 | 8.3115 | 8.4462 | 8.5707 | 8.6856 | 8.5263 | 8.4562 | 8.3825 | 8.2806 | 8.1697 | 8.0567 | 7.9466
Siddick |  | 0.0097047 | 0.013252 | 0.017945 | 0.023136 | 0.029492 | 0.037277 | 0.047702 | 0.05864 | 0.071323 | 0.085124 | 0.10035 | 0.11857 | 0.13553 | 0.15064 | 0.16517 | 0.17834 | 0.19243 | 0.20583 | 0.21714 | 0.22688 | 0.23499 | 0.24188 | 0.24788 | 0.25442 | 0.26022 | 0.26493 | 0.267 | 0.26864 | 0.27001 | 0.27125 | 0.27252 | 0.27353 |  | 0.0097593 | 0.013074 | 0.017226 | 0.021503 | 0.026615 | 0.0329 | 0.041405 | 0.049308 | 0.057 | 0.065689 | 0.076014 | 0.087174 | 0.095813 | 0.10416 | 0.11252 | 0.12039 | 0.12826 | 0.13661 | 0.14516 | 0.15379 | 0.16211 | 0.17072 | 0.17769 | 0.18365 | 0.18871 | 0.19677 | 0.20413 | 0.21051 | 0.21594 | 0.22027 | 0.2234 | 0.22677 |  | 0.0096946 | 0.013158 | 0.0168 | 0.020527 | 0.025528 | 0.031861 | 0.040257 | 0.04893 | 0.058751 | 0.069773 | 0.082896 | 0.096841 | 0.10953 | 0.12161 | 0.1335 | 0.14484 | 0.15843 | 0.17144 | 0.18242 | 0.19163 | 0.19977 | 0.20659 | 0.21308 | 0.22028 | 0.22677 | 0.23226 | 0.23529 | 0.23752 | 0.2394 | 0.24109 | 0.24259 | 0.24376 |  | 0.0097047 | 0.013769 | 0.019014 | 0.024504 | 0.031023 | 0.038806 | 0.048738 | 0.058956 | 0.070558 | 0.082929 | 0.096861 | 0.11298 | 0.12907 | 0.14326 | 0.15661 | 0.17932 | 0.23507 | 0.29008 | 0.3241 | 0.33939 | 0.35334 | 0.36604 | 0.37581 | 0.38462 | 0.39237 | 0.39939 | 0.40574 | 0.41147 | 0.41685 | 0.42186 | 0.42524 | 0.42686 |  | 0.0097047 | 0.013092 | 0.017656 | 0.022444 | 0.02834 | 0.035382 | 0.044542 | 0.053898 | 0.064694 | 0.076254 | 0.099144 | 0.15533 | 0.21029 | 0.25246 | 0.2718 | 0.28983 | 0.30707 | 0.32369 | 0.33931 | 0.35381 | 0.36756 | 0.38003 | 0.38956 | 0.39828 | 0.40603 | 0.41098 | 0.4142 | 0.41688 | 0.41928 | 0.42142 | 0.42329 | 0.42504
Silloth |  | 2.1638 | 2.0903 | 2.0433 | 2.0686 | 2.0922 | 2.12 | 2.153 | 2.1877 | 2.2314 | 2.2784 | 2.3321 | 2.4017 | 2.4572 | 2.5065 | 2.5557 | 2.6019 | 2.6519 | 2.7021 | 2.7494 | 2.7935 | 2.8344 | 2.869 | 2.8913 | 2.9103 | 2.9257 | 2.9385 | 2.9491 | 2.9578 | 2.9653 | 2.9714 | 2.9765 | 2.9809 |  | 2.1635 | 2.1017 | 2.0641 | 2.0772 | 2.0879 | 2.1021 | 2.1204 | 2.1405 | 2.1667 | 2.1959 | 2.2297 | 2.2683 | 2.2774 | 2.2854 | 2.2946 | 2.3043 | 2.3157 | 2.3302 | 2.346 | 2.3619 | 2.38 | 2.4025 | 2.4205 | 2.4374 | 2.4523 | 2.4604 | 2.4672 | 2.4722 | 2.4762 | 2.4789 | 2.4801 | 2.4809 |  | 2.1637 | 2.0901 | 2.0414 | 2.0638 | 2.0842 | 2.1079 | 2.135 | 2.1622 | 2.1957 | 2.2316 | 2.2728 | 2.323 | 2.3614 | 2.3977 | 2.4351 | 2.4724 | 2.5174 | 2.5621 | 2.6034 | 2.6405 | 2.6768 | 2.7076 | 2.7287 | 2.7475 | 2.7628 | 2.7763 | 2.7871 | 2.7953 | 2.8019 | 2.8071 | 2.81 | 2.8118 |  | 2.1638 | 2.0904 | 2.0404 | 2.0654 | 2.0922 | 2.1276 | 2.1743 | 2.2288 | 2.3032 | 2.3884 | 2.4882 | 2.6176 | 2.7108 | 2.7877 | 2.8264 | 2.8634 | 2.9237 | 2.9811 | 3.0303 | 3.0728 | 3.1091 | 3.1383 | 3.1533 | 3.1643 | 3.1716 | 3.1762 | 3.1785 | 3.1789 | 3.178 | 3.1758 | 3.1556 | 3.1298 |  | 2.1638 | 2.0842 | 2.0278 | 2.0464 | 2.0677 | 2.0985 | 2.1439 | 2.1969 | 2.2695 | 2.3542 | 2.4576 | 2.589 | 2.6823 | 2.7625 | 2.837 | 2.9027 | 2.962 | 3.0177 | 3.0672 | 3.1101 | 3.1443 | 3.1696 | 3.1853 | 3.1982 | 3.2075 | 3.1739 | 3.1532 | 3.1306 | 3.1076 | 3.0836 | 3.0588 | 3.0339
Skelmersdale |  | 5.1454 | 4.9841 | 4.8801 | 4.9581 | 5.0352 | 5.1268 | 5.2379 | 5.3601 | 5.5098 | 5.6756 | 5.8637 | 6.1051 | 6.3134 | 6.5009 | 6.6854 | 6.8595 | 7.0518 | 7.2402 | 7.4155 | 7.5827 | 7.7351 | 7.8684 | 7.9675 | 8.0528 | 8.1261 | 8.191 | 8.2484 | 8.2989 | 8.3454 | 8.3876 | 8.426 | 8.4618 |  | 5.1447 | 5.0047 | 4.9127 | 4.946 | 4.9717 | 5.0055 | 5.0487 | 5.0969 | 5.1564 | 5.2231 | 5.2985 | 5.3827 | 5.4344 | 5.4835 | 5.5333 | 5.5841 | 5.6413 | 5.7044 | 5.7713 | 5.842 | 5.9157 | 6.003 | 6.0806 | 6.1503 | 6.2141 | 6.2607 | 6.3031 | 6.3393 | 6.3719 | 6.4005 | 6.4241 | 6.4456 |  | 5.1454 | 4.9836 | 4.8734 | 4.9412 | 5.0069 | 5.0846 | 5.1749 | 5.2713 | 5.3856 | 5.5126 | 5.6577 | 5.8316 | 5.9806 | 6.1231 | 6.2667 | 6.4096 | 6.585 | 6.7543 | 6.9084 | 7.0517 | 7.188 | 7.3083 | 7.4035 | 7.4879 | 7.5613 | 7.6282 | 7.6865 | 7.7353 | 7.779 | 7.8178 | 7.8485 | 7.8754 |  | 5.1454 | 4.9841 | 4.8744 | 4.9557 | 5.0482 | 5.1701 | 5.3317 | 5.5246 | 5.7805 | 6.0788 | 6.4286 | 6.8836 | 7.228 | 7.413 | 7.5611 | 7.6979 | 7.8995 | 8.0903 | 8.2575 | 8.4094 | 8.542 | 8.6572 | 8.7385 | 8.8064 | 8.8621 | 8.9091 | 8.9485 | 8.9813 | 9.0102 | 9.0351 | 8.9655 | 8.9312 |  | 5.1454 | 4.9693 | 4.8453 | 4.9122 | 4.9935 | 5.1058 | 5.2649 | 5.4558 | 5.7106 | 6.0117 | 6.378 | 6.8986 | 7.183 | 7.4258 | 7.653 | 7.8567 | 8.0481 | 8.2266 | 8.3876 | 8.5332 | 8.6616 | 8.7711 | 8.8515 | 8.9202 | 8.9775 | 8.833 | 8.817 | 8.7952 | 8.774 | 8.7452 | 8.7123 | 8.6795
Slipway |  | 2.3135 | 2.2431 | 2.1936 | 2.2243 | 2.2559 | 2.2963 | 2.3491 | 2.4102 | 2.4875 | 2.5761 | 2.6795 | 2.8144 | 2.9231 | 3.0179 | 3.1115 | 3.1993 | 3.298 | 3.3966 | 3.4846 | 3.5671 | 3.643 | 3.71 | 3.7593 | 3.8014 | 3.8374 | 3.8686 | 3.895 | 3.9175 | 3.9379 | 3.956 | 3.9722 | 3.987 |  | 2.3131 | 2.2575 | 2.2189 | 2.2361 | 2.2505 | 2.2712 | 2.2993 | 2.3333 | 2.3753 | 2.4247 | 2.4829 | 2.5498 | 2.5697 | 2.5882 | 2.6085 | 2.6287 | 2.6517 | 2.6803 | 2.7092 | 2.7398 | 2.7737 | 2.8134 | 2.8481 | 2.877 | 2.9035 | 2.9279 | 2.9495 | 2.9672 | 2.9814 | 2.9914 | 2.9971 | 3.0056 |  | 2.3134 | 2.2428 | 2.1899 | 2.2149 | 2.2402 | 2.2726 | 2.3135 | 2.3596 | 2.4165 | 2.4824 | 2.5606 | 2.6559 | 2.7301 | 2.7978 | 2.8676 | 2.9373 | 3.0262 | 3.1137 | 3.1894 | 3.258 | 3.3246 | 3.384 | 3.4311 | 3.4727 | 3.5088 | 3.5411 | 3.5681 | 3.5896 | 3.6084 | 3.6246 | 3.6163 | 3.6055 |  | 2.3135 | 2.2435 | 2.1926 | 2.2271 | 2.2698 | 2.3302 | 2.4146 | 2.5188 | 2.659 | 2.8257 | 3.0243 | 3.2814 | 3.3831 | 3.4634 | 3.5393 | 3.6219 | 3.818 | 4.0101 | 4.1867 | 4.3167 | 4.4095 | 4.4895 | 4.5533 | 4.6066 | 4.6533 | 4.6943 | 4.721 | 4.7361 | 4.7481 | 4.757 | 4.7084 | 4.6552 |  | 2.3135 | 2.234 | 2.1736 | 2.1985 | 2.2328 | 2.285 | 2.3629 | 2.459 | 2.5917 | 2.7519 | 2.9537 | 3.2529 | 3.4942 | 3.709 | 3.9189 | 4.0858 | 4.214 | 4.3348 | 4.4426 | 4.5382 | 4.6239 | 4.6931 | 4.7412 | 4.7806 | 4.8124 | 4.7406 | 4.7065 | 4.6692 | 4.6309 | 4.5902 | 4.5436 | 4.4907
Snipe |  | 3.6251 | 3.53 | 3.4716 | 3.5212 | 3.5696 | 3.6282 | 3.6945 | 3.7686 | 3.8567 | 3.9555 | 4.0673 | 4.208 | 4.3262 | 4.4307 | 4.5351 | 4.6347 | 4.7436 | 4.8514 | 4.9483 | 5.0403 | 5.1232 | 5.2 | 5.2575 | 5.3083 | 5.3525 | 5.3918 | 5.4269 | 5.4579 | 5.4865 | 5.5127 | 5.5364 | 5.5587 |  | 3.6246 | 3.5503 | 3.5063 | 3.5287 | 3.5453 | 3.5683 | 3.5972 | 3.6311 | 3.6704 | 3.716 | 3.7682 | 3.8265 | 3.858 | 3.8875 | 3.9187 | 3.9505 | 3.9826 | 4.0188 | 4.0557 | 4.0951 | 4.1346 | 4.1817 | 4.2223 | 4.2584 | 4.2916 | 4.3201 | 4.3454 | 4.3671 | 4.3866 | 4.4037 | 4.4178 | 4.4309 |  | 3.6251 | 3.5297 | 3.4679 | 3.5118 | 3.5538 | 3.6046 | 3.6596 | 3.7191 | 3.7871 | 3.8638 | 3.9509 | 4.0525 | 4.1357 | 4.2144 | 4.2953 | 4.3771 | 4.4762 | 4.573 | 4.6577 | 4.7359 | 4.8096 | 4.8789 | 4.9341 | 4.9843 | 5.0285 | 5.0689 | 5.1044 | 5.1344 | 5.1614 | 5.1856 | 5.2049 | 5.222 |  | 3.6251 | 3.5299 | 3.4675 | 3.5186 | 3.5755 | 3.6512 | 3.7466 | 3.8607 | 4.007 | 4.1784 | 4.3795 | 4.6409 | 4.8356 | 5.006 | 5.1738 | 5.3385 | 5.5419 | 5.7407 | 5.92 | 6.0881 | 6.2388 | 6.3756 | 6.4784 | 6.5687 | 6.6466 | 6.7154 | 6.7758 | 6.8286 | 6.877 | 6.9207 | 6.8842 | 6.8544 |  | 3.6251 | 3.5156 | 3.439 | 3.4755 | 3.5203 | 3.5836 | 3.6714 | 3.7791 | 3.9226 | 4.0944 | 4.3069 | 4.6159 | 4.8668 | 5.0909 | 5.3099 | 5.5144 | 5.7097 | 5.8981 | 6.0729 | 6.2356 | 6.3872 | 6.525 | 6.629 | 6.7216 | 6.8028 | 6.7851 | 6.8214 | 6.85 | 6.8275 | 6.7977 | 6.764 | 6.7306
South Park |  | 1.8549 | 1.8213 | 1.8083 | 1.8476 | 1.891 | 1.9425 | 2.006 | 2.0763 | 2.1637 | 2.2606 | 2.3713 | 2.5102 | 2.6197 | 2.7186 | 2.8166 | 2.9105 | 3.0145 | 3.1157 | 3.2075 | 3.2949 | 3.3733 | 3.4142 | 3.4434 | 3.4694 | 3.4912 | 3.5107 | 3.5287 | 3.5446 | 3.5592 | 3.5726 | 3.5848 | 3.5854 |  | 1.8545 | 1.8374 | 1.8382 | 1.8742 | 1.912 | 1.9555 | 2.0068 | 2.063 | 2.1266 | 2.1812 | 2.244 | 2.3141 | 2.3459 | 2.3766 | 2.4076 | 2.4392 | 2.4713 | 2.5052 | 2.5403 | 2.5778 | 2.6148 | 2.6578 | 2.6944 | 2.7281 | 2.7586 | 2.7868 | 2.8123 | 2.834 | 2.8522 | 2.8659 | 2.8758 | 2.8916 |  | 1.8549 | 1.8211 | 1.805 | 1.8392 | 1.8768 | 1.9211 | 1.9736 | 2.0301 | 2.0987 | 2.1745 | 2.2618 | 2.3639 | 2.4414 | 2.516 | 2.5918 | 2.6689 | 2.7635 | 2.8543 | 2.9345 | 3.0086 | 3.0785 | 3.1445 | 3.1862 | 3.2036 | 3.2173 | 3.229 | 3.2389 | 3.2459 | 3.2515 | 3.2556 | 3.2573 | 3.2581 |  | 1.8549 | 1.8213 | 1.8076 | 1.8515 | 1.9062 | 1.9774 | 2.0718 | 2.1834 | 2.3295 | 2.4997 | 2.7009 | 2.8705 | 2.9502 | 3.0172 | 3.0796 | 3.144 | 3.2466 | 3.3433 | 3.4306 | 3.5123 | 3.5843 | 3.6489 | 3.7003 | 3.7465 | 3.7868 | 3.8229 | 3.855 | 3.8834 | 3.9092 | 3.9324 | 3.8928 | 3.8777 |  | 1.8549 | 1.8108 | 1.7864 | 1.8192 | 1.864 | 1.9244 | 2.0084 | 2.1096 | 2.2471 | 2.4095 | 2.6107 | 2.8437 | 2.9827 | 3.1149 | 3.2313 | 3.34 | 3.4433 | 3.54 | 3.6297 | 3.7137 | 3.7907 | 3.8592 | 3.9141 | 3.9649 | 4.01 | 3.9287 | 3.9193 | 3.9094 | 3.8938 | 3.8825 | 3.8688 | 3.8554
Spa Rd |  | 2.8986 | 2.919 | 2.9572 | 3.0366 | 3.1303 | 3.2414 | 3.3733 | 3.5156 | 3.6849 | 3.8665 | 4.0649 | 4.3059 | 4.4923 | 4.6581 | 4.8223 | 4.9773 | 5.1482 | 5.315 | 5.4665 | 5.6081 | 5.7367 | 5.8537 | 5.9386 | 6.0126 | 6.0764 | 6.1335 | 6.1858 | 6.2325 | 6.2764 | 6.3169 | 6.3544 | 6.3903 |  | 2.8983 | 2.9706 | 3.0566 | 3.1758 | 3.3113 | 3.4672 | 3.644 | 3.8399 | 4.0658 | 4.3146 | 4.5557 | 4.8221 | 4.8982 | 4.9698 | 5.0451 | 5.1202 | 5.1962 | 5.2793 | 5.366 | 5.455 | 5.5473 | 5.6599 | 5.7495 | 5.8232 | 5.889 | 5.9386 | 5.9821 | 6.0172 | 6.0472 | 6.0719 | 6.0907 | 6.109 |  | 2.8985 | 2.9181 | 2.9464 | 3.0114 | 3.091 | 3.1865 | 3.2959 | 3.412 | 3.5474 | 3.6943 | 3.8569 | 4.041 | 4.172 | 4.2966 | 4.424 | 4.5518 | 4.7091 | 4.8602 | 4.9944 | 5.1159 | 5.232 | 5.3394 | 5.4228 | 5.4982 | 5.5642 | 5.6249 | 5.68 | 5.7271 | 5.7701 | 5.8093 | 5.8417 | 5.8713 |  | 2.8986 | 2.9184 | 2.9571 | 3.042 | 3.1473 | 3.2778 | 3.4395 | 3.6205 | 3.8443 | 4.0926 | 4.371 | 4.7159 | 4.9749 | 5.2045 | 5.4313 | 5.6545 | 5.9288 | 6.1972 | 6.4427 | 6.6727 | 6.8824 | 7.0734 | 7.2198 | 7.3511 | 7.4661 | 7.5693 | 7.6617 | 7.7444 | 7.8212 | 7.8921 | 7.8495 | 7.8795 |  | 2.8986 | 2.8843 | 2.8884 | 2.937 | 3.0081 | 3.1005 | 3.2236 | 3.3638 | 3.5469 | 3.754 | 4.0023 | 4.3611 | 4.6814 | 4.9698 | 5.2522 | 5.5167 | 5.7714 | 6.0173 | 6.2481 | 6.4626 | 6.6645 | 6.8474 | 6.9871 | 7.1133 | 7.2247 | 7.1102 | 7.1631 | 7.2067 | 7.2508 | 7.2843 | 7.3119 | 7.3394
Spadeadam 11/33kV |  | 0.63995 | 0.62703 | 0.62387 | 0.64246 | 0.66336 | 0.68787 | 0.71719 | 0.74947 | 0.78874 | 0.83174 | 0.88023 | 0.94404 | 0.99262 | 1.0358 | 1.0788 | 1.1198 | 1.1642 | 1.2078 | 1.2517 | 1.2949 | 1.3343 | 1.3663 | 1.3883 | 1.4054 | 1.4201 | 1.4331 | 1.4448 | 1.4553 | 1.4649 | 1.4736 | 1.4816 | 1.4893 |  | 0.63981 | 0.63259 | 0.63269 | 0.64742 | 0.66334 | 0.68193 | 0.70281 | 0.72593 | 0.75307 | 0.78337 | 0.81686 | 0.85373 | 0.86919 | 0.88392 | 0.89957 | 0.91659 | 0.93722 | 0.96015 | 0.98487 | 1.0108 | 1.0381 | 1.0712 | 1.1004 | 1.1265 | 1.1504 | 1.1632 | 1.1745 | 1.1839 | 1.1922 | 1.1993 | 1.205 | 1.2102 |  | 0.63993 | 0.62682 | 0.62117 | 0.63603 | 0.65317 | 0.67337 | 0.69642 | 0.72125 | 0.75069 | 0.78336 | 0.82095 | 0.8675 | 0.90738 | 0.94595 | 0.98389 | 1.0181 | 1.0589 | 1.0986 | 1.138 | 1.176 | 1.2121 | 1.2415 | 1.2629 | 1.28 | 1.295 | 1.3087 | 1.3208 | 1.3311 | 1.3402 | 1.3484 | 1.3549 | 1.3609 |  | 0.63995 | 0.62697 | 0.62355 | 0.64365 | 0.66838 | 0.69953 | 0.73941 | 0.78683 | 0.85037 | 0.92238 | 1.0044 | 1.1085 | 1.1916 | 1.264 | 1.3232 | 1.3674 | 1.4334 | 1.4986 | 1.5567 | 1.5979 | 1.6342 | 1.6659 | 1.6865 | 1.7025 | 1.7009 | 1.6976 | 1.6929 | 1.6873 | 1.681 | 1.6743 | 1.6537 | 1.6403 |  | 0.63995 | 0.6237 | 0.61694 | 0.63358 | 0.65508 | 0.68399 | 0.72458 | 0.7691 | 0.82646 | 0.89303 | 0.97097 | 1.0767 | 1.1622 | 1.2382 | 1.3124 | 1.3815 | 1.4473 | 1.5048 | 1.5283 | 1.5478 | 1.5609 | 1.5692 | 1.5716 | 1.5718 | 1.57 | 1.5293 | 1.519 | 1.5078 | 1.4967 | 1.4845 | 1.4717 | 1.4589
Spadeadam 132/11kV |  | 0.41977 | 0.40401 | 0.3955 | 0.40741 | 0.42033 | 0.43577 | 0.45464 | 0.47607 | 0.50246 | 0.5323 | 0.56621 | 0.60953 | 0.64644 | 0.6797 | 0.7126 | 0.74393 | 0.77839 | 0.8121 | 0.8428 | 0.87133 | 0.89719 | 0.92086 | 0.93855 | 0.95425 | 0.96785 | 0.97984 | 0.99024 | 0.99935 | 1.0078 | 1.0154 | 1.0225 | 1.029 |  | 0.41964 | 0.40571 | 0.39732 | 0.40223 | 0.40681 | 0.41255 | 0.41943 | 0.42737 | 0.43693 | 0.44803 | 0.46061 | 0.47473 | 0.48362 | 0.4923 | 0.50139 | 0.51075 | 0.51998 | 0.53022 | 0.54144 | 0.55301 | 0.56509 | 0.57996 | 0.59258 | 0.60355 | 0.61344 | 0.62292 | 0.63163 | 0.63914 | 0.6459 | 0.65183 | 0.65671 | 0.66128 |  | 0.41976 | 0.40391 | 0.39416 | 0.40406 | 0.41477 | 0.4275 | 0.44232 | 0.45871 | 0.47826 | 0.50058 | 0.52621 | 0.55649 | 0.58199 | 0.60665 | 0.63175 | 0.65718 | 0.6885 | 0.71866 | 0.74541 | 0.76944 | 0.79234 | 0.81364 | 0.83069 | 0.84633 | 0.86004 | 0.87251 | 0.88318 | 0.89207 | 0.90003 | 0.90714 | 0.91279 | 0.91775 |  | 0.41977 | 0.40422 | 0.3957 | 0.40955 | 0.42668 | 0.4492 | 0.47918 | 0.5148 | 0.56077 | 0.61461 | 0.67787 | 0.76022 | 0.82241 | 0.87746 | 0.9316 | 0.98386 | 1.0458 | 1.1059 | 1.1603 | 1.2107 | 1.2559 | 1.2968 | 1.3269 | 1.3532 | 1.3756 | 1.3953 | 1.4 | 1.3954 | 1.39 | 1.3837 | 1.376 | 1.3591 |  | 0.41977 | 0.40344 | 0.39413 | 0.40715 | 0.42351 | 0.44545 | 0.47503 | 0.51038 | 0.55672 | 0.61132 | 0.67743 | 0.7716 | 0.84777 | 0.91551 | 0.98147 | 1.0429 | 1.1013 | 1.1569 | 1.209 | 1.2567 | 1.3014 | 1.3417 | 1.3715 | 1.3977 | 1.4203 | 1.4368 | 1.4487 | 1.4586 | 1.4572 | 1.4495 | 1.4412 | 1.4295
Spotland |  | 2.3813 | 2.3294 | 2.3078 | 2.363 | 2.4284 | 2.5126 | 2.6244 | 2.7528 | 2.9156 | 3.103 | 3.3248 | 3.6145 | 3.8603 | 4.0841 | 4.3077 | 4.4543 | 4.5619 | 4.6645 | 4.7552 | 4.8394 | 4.9128 | 4.9759 | 5.0188 | 5.0545 | 5.0838 | 5.1086 | 5.1288 | 5.1454 | 5.1601 | 5.1727 | 5.1834 | 5.1844 |  | 2.3804 | 2.3412 | 2.324 | 2.3547 | 2.3861 | 2.4265 | 2.4792 | 2.5373 | 2.6069 | 2.6865 | 2.7798 | 2.884 | 2.9489 | 3.0123 | 3.0789 | 3.1472 | 3.2227 | 3.2988 | 3.3741 | 3.4538 | 3.5365 | 3.6365 | 3.7226 | 3.8012 | 3.874 | 3.9374 | 3.9967 | 4.0493 | 4.0981 | 4.1428 | 4.182 | 4.2179 |  | 2.3812 | 2.3289 | 2.3009 | 2.3453 | 2.3984 | 2.4671 | 2.5555 | 2.6543 | 2.7764 | 2.9182 | 3.0893 | 3.299 | 3.4759 | 3.6473 | 3.8231 | 3.9993 | 4.205 | 4.3673 | 4.4424 | 4.5097 | 4.5708 | 4.6233 | 4.6604 | 4.6918 | 4.717 | 4.7386 | 4.7549 | 4.7664 | 4.7753 | 4.7818 | 4.7845 | 4.7854 |  | 2.3813 | 2.3303 | 2.3103 | 2.3783 | 2.4713 | 2.6011 | 2.7819 | 3.0036 | 3.3031 | 3.6581 | 3.9388 | 4.1355 | 4.2741 | 4.3911 | 4.5027 | 4.6186 | 4.7967 | 4.9677 | 5.1235 | 5.2688 | 5.399 | 5.5164 | 5.6089 | 5.691 | 5.764 | 5.8304 | 5.8908 | 5.9455 | 5.9302 | 5.8522 | 5.7107 | 5.5787 |  | 2.3813 | 2.3186 | 2.2871 | 2.3434 | 2.4268 | 2.547 | 2.7217 | 2.9351 | 3.224 | 3.5706 | 3.9028 | 4.2002 | 4.4448 | 4.6793 | 4.887 | 5.0799 | 5.263 | 5.4385 | 5.6024 | 5.756 | 5.8733 | 5.9484 | 6.0038 | 6.0528 | 6.0951 | 6.0181 | 5.9961 | 5.9243 | 5.7927 | 5.6623 | 5.5304 | 5.3993
Spring Cottage |  | 2.759 | 2.6747 | 2.6239 | 2.6562 | 2.6817 | 2.7141 | 2.7532 | 2.7982 | 2.8511 | 2.9109 | 2.981 | 3.0705 | 3.1489 | 3.2191 | 3.2883 | 3.3523 | 3.421 | 3.4919 | 3.5562 | 3.6176 | 3.6731 | 3.7207 | 3.7582 | 3.7907 | 3.8197 | 3.8445 | 3.8629 | 3.8787 | 3.8926 | 3.905 | 3.9162 | 3.9263 |  | 2.7588 | 2.6843 | 2.6377 | 2.6503 | 2.6522 | 2.6584 | 2.6687 | 2.6831 | 2.7 | 2.7207 | 2.7467 | 2.7748 | 2.7934 | 2.8105 | 2.8281 | 2.8457 | 2.8651 | 2.8897 | 2.9147 | 2.9411 | 2.9676 | 2.9975 | 3.0247 | 3.0472 | 3.0678 | 3.0899 | 3.1103 | 3.1273 | 3.1418 | 3.1537 | 3.1623 | 3.1701 |  | 2.759 | 2.6743 | 2.6188 | 2.6488 | 2.6719 | 2.6993 | 2.7309 | 2.7666 | 2.8067 | 2.8521 | 2.9065 | 2.9711 | 3.0278 | 3.0809 | 3.1344 | 3.1868 | 3.2457 | 3.293 | 3.3349 | 3.374 | 3.4096 | 3.4372 | 3.4612 | 3.4824 | 3.5017 | 3.5179 | 3.5267 | 3.5334 | 3.5384 | 3.5422 | 3.5449 | 3.5464 |  | 2.759 | 2.6753 | 2.6215 | 2.6541 | 2.6844 | 2.7275 | 2.7846 | 2.8555 | 2.9248 | 2.9917 | 3.068 | 3.1592 | 3.2287 | 3.2877 | 3.3433 | 3.4562 | 3.8488 | 4.2424 | 4.4378 | 4.5084 | 4.5716 | 4.6271 | 4.6751 | 4.7138 | 4.7489 | 4.7802 | 4.7959 | 4.7787 | 4.7596 | 4.7388 | 4.7088 | 4.6641 |  | 2.759 | 2.6663 | 2.6038 | 2.6308 | 2.6554 | 2.6937 | 2.7502 | 2.8202 | 2.8826 | 2.949 | 3.0905 | 3.5297 | 3.8539 | 4.1417 | 4.4243 | 4.5403 | 4.6291 | 4.7196 | 4.8011 | 4.8768 | 4.9414 | 4.9804 | 5.0038 | 5.0092 | 5.0084 | 4.9883 | 4.954 | 4.9184 | 4.8657 | 4.8066 | 4.7467 | 4.6863
Spring Garden St 11kV |  | 1.4822 | 1.493 | 1.5268 | 1.584 | 1.6513 | 1.7303 | 1.8238 | 1.9224 | 2.0386 | 2.1602 | 2.2901 | 2.4458 | 2.5661 | 2.6662 | 2.7607 | 2.844 | 2.9609 | 3.071 | 3.1665 | 3.2529 | 3.3285 | 3.3949 | 3.4415 | 3.4815 | 3.5149 | 3.5437 | 3.5686 | 3.5901 | 3.6097 | 3.6275 | 3.6437 | 3.6347 |  | 1.4829 | 1.5215 | 1.5764 | 1.6508 | 1.7364 | 1.8353 | 1.9475 | 2.0712 | 2.2154 | 2.3743 | 2.5514 | 2.7467 | 2.8109 | 2.8701 | 2.9318 | 2.9914 | 3.0506 | 3.1147 | 3.1807 | 3.2484 | 3.3173 | 3.4015 | 3.4679 | 3.5239 | 3.5718 | 3.6114 | 3.6454 | 3.6718 | 3.6937 | 3.7109 | 3.7226 | 3.7321 |  | 1.4821 | 1.4923 | 1.5155 | 1.5588 | 1.613 | 1.6778 | 1.7517 | 1.8292 | 1.919 | 2.0148 | 2.1192 | 2.2354 | 2.3197 | 2.3955 | 2.4698 | 2.5403 | 2.6273 | 2.7068 | 2.7711 | 2.8254 | 2.8739 | 2.9155 | 2.9422 | 2.9641 | 2.9798 | 2.9919 | 2.9995 | 3.0027 | 3.0036 | 3.0024 | 2.998 | 2.9923 |  | 1.4822 | 1.4932 | 1.5267 | 1.5826 | 1.647 | 1.7215 | 1.808 | 1.8966 | 1.9988 | 2.1026 | 2.2093 | 2.3323 | 2.4314 | 2.5129 | 2.589 | 2.6649 | 2.7996 | 2.9281 | 3.044 | 3.1511 | 3.2475 | 3.3335 | 3.4031 | 3.4651 | 3.5205 | 3.5708 | 3.6167 | 3.6585 | 3.6975 | 3.7338 | 3.7258 | 3.705 |  | 1.4822 | 1.4733 | 1.4866 | 1.5216 | 1.5667 | 1.6197 | 1.6846 | 1.7504 | 1.83 | 1.9108 | 2.005 | 2.1786 | 2.3512 | 2.5049 | 2.6497 | 2.7818 | 2.906 | 3.0235 | 3.1314 | 3.2307 | 3.3228 | 3.4038 | 3.4684 | 3.5268 | 3.5791 | 3.5454 | 3.5301 | 3.5122 | 3.4941 | 3.4736 | 3.4515 | 3.4297
Spring Garden St 6.6kV |  | 1.3507 | 1.3442 | 1.3472 | 1.3724 | 1.4033 | 1.4441 | 1.4968 | 1.5559 | 1.6277 | 1.7083 | 1.7983 | 1.8957 | 1.9694 | 2.0351 | 2.0993 | 2.1589 | 2.2243 | 2.2888 | 2.3473 | 2.4021 | 2.4513 | 2.4955 | 2.5306 | 2.5636 | 2.5931 | 2.6193 | 2.6406 | 2.6598 | 2.6778 | 2.6946 | 2.7106 | 2.7256 |  | 1.3505 | 1.3612 | 1.3811 | 1.418 | 1.46 | 1.5112 | 1.5737 | 1.6432 | 1.7233 | 1.8135 | 1.9163 | 2.0304 | 2.0644 | 2.0957 | 2.121 | 2.1452 | 2.1712 | 2.1996 | 2.2279 | 2.257 | 2.2864 | 2.3187 | 2.3466 | 2.3718 | 2.3948 | 2.4214 | 2.4466 | 2.4693 | 2.4901 | 2.5089 | 2.5247 | 2.5388 |  | 1.3507 | 1.344 | 1.3441 | 1.3647 | 1.3907 | 1.4257 | 1.4698 | 1.5184 | 1.5759 | 1.6411 | 1.7171 | 1.8053 | 1.86 | 1.9113 | 1.9627 | 2.0126 | 2.073 | 2.1319 | 2.1841 | 2.2316 | 2.2762 | 2.3168 | 2.3511 | 2.3843 | 2.4142 | 2.4415 | 2.4636 | 2.4826 | 2.5001 | 2.5162 | 2.5301 | 2.5428 |  | 1.3507 | 1.345 | 1.3488 | 1.3771 | 1.4143 | 1.4655 | 1.5335 | 1.6133 | 1.7155 | 1.8345 | 1.9719 | 2.1307 | 2.2441 | 2.3439 | 2.4412 | 2.5595 | 2.7708 | 2.9534 | 3.1231 | 3.2849 | 3.4355 | 3.5732 | 3.6936 | 3.8037 | 3.9061 | 4.0024 | 4.0933 | 4.1786 | 4.26 | 4.3373 | 4.3683 | 4.3667 |  | 1.3507 | 1.3317 | 1.3222 | 1.3367 | 1.3614 | 1.3988 | 1.4536 | 1.5194 | 1.6076 | 1.7127 | 1.8685 | 2.1354 | 2.3617 | 2.5524 | 2.7401 | 2.9173 | 3.0892 | 3.2586 | 3.4198 | 3.5729 | 3.7197 | 3.8515 | 3.9648 | 4.0708 | 4.1696 | 4.1884 | 4.1976 | 4.2028 | 4.2085 | 4.2095 | 4.2087 | 4.2072
Squires Gate |  | 2.8413 | 2.7652 | 2.7229 | 2.7645 | 2.8127 | 2.8735 | 2.9543 | 3.0468 | 3.1634 | 3.2958 | 3.4519 | 3.6562 | 3.8301 | 3.988 | 4.1445 | 4.2938 | 4.4588 | 4.62 | 4.7724 | 4.9182 | 5.0522 | 5.1694 | 5.2586 | 5.339 | 5.4096 | 5.4721 | 5.5239 | 5.5699 | 5.6127 | 5.6523 | 5.6893 | 5.724 |  | 2.8407 | 2.779 | 2.7441 | 2.7655 | 2.7869 | 2.8154 | 2.8539 | 2.8978 | 2.9509 | 3.0115 | 3.0833 | 3.1639 | 3.2054 | 3.2461 | 3.2885 | 3.3336 | 3.3857 | 3.4426 | 3.5033 | 3.5673 | 3.6343 | 3.7136 | 3.7828 | 3.8463 | 3.9057 | 3.9594 | 4.0097 | 4.0541 | 4.0944 | 4.1297 | 4.159 | 4.1863 |  | 2.8413 | 2.7648 | 2.7166 | 2.7498 | 2.7882 | 2.8371 | 2.8999 | 2.9702 | 3.0565 | 3.1556 | 3.2749 | 3.4214 | 3.5445 | 3.6638 | 3.7853 | 3.9079 | 4.0586 | 4.2034 | 4.3378 | 4.4632 | 4.5836 | 4.6897 | 4.7756 | 4.8553 | 4.9261 | 4.9903 | 5.043 | 5.0876 | 5.1281 | 5.1648 | 5.1954 | 5.2225 |  | 2.8413 | 2.7656 | 2.7225 | 2.7719 | 2.8384 | 2.9314 | 3.0604 | 3.2181 | 3.431 | 3.6817 | 3.9804 | 4.3694 | 4.6633 | 4.9051 | 5.0606 | 5.2069 | 5.3944 | 5.5697 | 5.7196 | 5.8522 | 5.9636 | 6.0549 | 6.1124 | 6.1548 | 6.1838 | 6.2032 | 6.2141 | 6.2176 | 6.2167 | 6.2113 | 6.0719 | 6.0272 |  | 2.8413 | 2.7545 | 2.7005 | 2.7384 | 2.7957 | 2.8804 | 3.0062 | 3.1595 | 3.3663 | 3.6128 | 3.959 | 4.3595 | 4.6217 | 4.8453 | 5.0546 | 5.2405 | 5.4116 | 5.5688 | 5.7079 | 5.8293 | 5.9359 | 6.0234 | 6.0751 | 6.1151 | 6.1427 | 5.9064 | 5.8777 | 5.842 | 5.8088 | 5.7657 | 5.7175 | 5.6709
St Annes |  | 1.9958 | 1.9437 | 1.9154 | 1.9584 | 2.0009 | 2.0401 | 2.0882 | 2.1396 | 2.2026 | 2.271 | 2.3495 | 2.448 | 2.5256 | 2.5929 | 2.6563 | 2.7146 | 2.7978 | 2.8768 | 2.9471 | 3.0131 | 3.0714 | 3.1241 | 3.1648 | 3.202 | 3.235 | 3.265 | 3.2925 | 3.3178 | 3.3418 | 3.3644 | 3.3859 | 3.3872 |  | 1.9963 | 1.9505 | 1.9238 | 1.9433 | 1.9614 | 1.9833 | 2.0118 | 2.0419 | 2.0794 | 2.1204 | 2.1684 | 2.2219 | 2.2603 | 2.2981 | 2.3366 | 2.371 | 2.4053 | 2.441 | 2.4773 | 2.5151 | 2.5518 | 2.5936 | 2.628 | 2.6586 | 2.6857 | 2.7066 | 2.725 | 2.74 | 2.753 | 2.7643 | 2.7732 | 2.779 |  | 1.9956 | 1.9434 | 1.9108 | 1.9469 | 1.9851 | 2.0174 | 2.0557 | 2.0959 | 2.1443 | 2.197 | 2.2583 | 2.3305 | 2.3875 | 2.4402 | 2.4911 | 2.5407 | 2.6002 | 2.6549 | 2.7006 | 2.7412 | 2.7771 | 2.8086 | 2.8312 | 2.8511 | 2.8672 | 2.881 | 2.8919 | 2.8999 | 2.9063 | 2.9113 | 2.9141 | 2.9158 |  | 1.9958 | 1.9438 | 1.9144 | 1.9636 | 1.9974 | 2.038 | 2.0883 | 2.1441 | 2.2157 | 2.2958 | 2.3891 | 2.4865 | 2.5505 | 2.6018 | 2.6484 | 2.6944 | 2.7797 | 2.8577 | 2.9268 | 2.99 | 3.045 | 3.0933 | 3.1306 | 3.1634 | 3.1913 | 3.2152 | 3.2358 | 3.2533 | 3.2686 | 3.2817 | 3.1632 | 3.1281 |  | 1.9958 | 1.9393 | 1.9056 | 1.9478 | 1.9767 | 2.0135 | 2.0626 | 2.1171 | 2.188 | 2.2685 | 2.3447 | 2.4595 | 2.5741 | 2.676 | 2.7708 | 2.8563 | 2.9357 | 3.0091 | 3.0755 | 3.1361 | 3.1902 | 3.237 | 3.2731 | 3.3055 | 3.3333 | 3.0983 | 3.0767 | 3.0523 | 3.0326 | 3.0043 | 2.9717 | 2.9017
St Marys |  | 2.5876 | 2.5162 | 2.4732 | 2.5246 | 2.5696 | 2.6164 | 2.6606 | 2.703 | 2.7469 | 2.7906 | 2.8354 | 2.8871 | 2.9264 | 2.962 | 2.9959 | 3.0276 | 3.0617 | 3.0936 | 3.1254 | 3.1553 | 3.183 | 3.205 | 3.2208 | 3.232 | 3.2412 | 3.249 | 3.256 | 3.2618 | 3.2667 | 3.2707 | 3.2738 | 3.2762 |  | 2.5879 | 2.5364 | 2.513 | 2.5467 | 2.5748 | 2.607 | 2.6432 | 2.6828 | 2.7273 | 2.7762 | 2.8304 | 2.89 | 2.907 | 2.9233 | 2.9393 | 2.9568 | 2.9809 | 3.0061 | 3.0259 | 3.0443 | 3.0637 | 3.0855 | 3.1053 | 3.1229 | 3.1398 | 3.1471 | 3.1531 | 3.1576 | 3.1611 | 3.1635 | 3.1649 | 3.1666 |  | 2.5876 | 2.5161 | 2.4711 | 2.5198 | 2.5622 | 2.606 | 2.6486 | 2.6869 | 2.7256 | 2.7641 | 2.8034 | 2.8465 | 2.8775 | 2.907 | 2.9356 | 2.9633 | 2.9956 | 3.0254 | 3.0548 | 3.082 | 3.1081 | 3.1288 | 3.1446 | 3.1562 | 3.166 | 3.1745 | 3.1822 | 3.1882 | 3.1932 | 3.1971 | 3.1996 | 3.2013 |  | 2.5876 | 2.5164 | 2.4685 | 2.5157 | 2.5574 | 2.6023 | 2.6458 | 2.6902 | 2.741 | 2.7937 | 2.8489 | 2.9129 | 2.9578 | 2.997 | 3.034 | 3.0698 | 3.1147 | 3.1575 | 3.1963 | 3.2312 | 3.2625 | 3.2892 | 3.3069 | 3.3209 | 3.3318 | 3.3404 | 3.3467 | 3.3512 | 3.3543 | 3.3561 | 3.3424 | 3.3358 |  | 2.5876 | 2.5067 | 2.4489 | 2.4856 | 2.5162 | 2.5506 | 2.5918 | 2.635 | 2.6844 | 2.7373 | 2.7969 | 2.8758 | 2.9429 | 3.0039 | 3.0621 | 3.116 | 3.1679 | 3.2169 | 3.2632 | 3.3053 | 3.343 | 3.3749 | 3.4 | 3.4218 | 3.4408 | 3.4219 | 3.4292 | 3.4344 | 3.4389 | 3.4413 | 3.4422 | 3.4422
St Marys St |  | 2.9785 | 2.8984 | 2.8453 | 2.8717 | 2.8983 | 2.9319 | 2.9751 | 3.0215 | 3.0776 | 3.1379 | 3.2057 | 3.2894 | 3.3503 | 3.402 | 3.4539 | 3.5015 | 3.5544 | 3.606 | 3.6527 | 3.6952 | 3.7327 | 3.7675 | 3.7907 | 3.8093 | 3.8245 | 3.8373 | 3.8487 | 3.858 | 3.8661 | 3.8727 | 3.8781 | 3.8828 |  | 2.9783 | 2.9216 | 2.8906 | 2.9176 | 2.9458 | 2.9823 | 3.0295 | 3.0831 | 3.147 | 3.2189 | 3.3012 | 3.3937 | 3.4081 | 3.4193 | 3.4322 | 3.4442 | 3.4568 | 3.4713 | 3.4872 | 3.5032 | 3.5197 | 3.5417 | 3.5593 | 3.574 | 3.5872 | 3.5937 | 3.5986 | 3.6011 | 3.6021 | 3.6014 | 3.599 | 3.5974 |  | 2.9785 | 2.8982 | 2.8429 | 2.8657 | 2.8885 | 2.9175 | 2.9539 | 2.992 | 3.0368 | 3.085 | 3.1395 | 3.2024 | 3.2447 | 3.2824 | 3.3217 | 3.3597 | 3.4077 | 3.4535 | 3.4939 | 3.5291 | 3.562 | 3.593 | 3.6153 | 3.6339 | 3.6494 | 3.6631 | 3.675 | 3.684 | 3.6914 | 3.6973 | 3.7005 | 3.7027 |  | 2.9785 | 2.898 | 2.8409 | 2.866 | 2.8947 | 2.935 | 2.9907 | 3.0552 | 3.1385 | 3.2337 | 3.3447 | 3.4869 | 3.5844 | 3.6667 | 3.7479 | 3.8267 | 3.9285 | 4.027 | 4.1161 | 4.1976 | 4.2698 | 4.3347 | 4.3811 | 4.4202 | 4.4525 | 4.4796 | 4.5018 | 4.5196 | 4.5347 | 4.5468 | 4.4938 | 4.4857 |  | 2.9785 | 2.8846 | 2.8141 | 2.8254 | 2.8417 | 2.869 | 2.9128 | 2.9655 | 3.0387 | 3.1249 | 3.2338 | 3.396 | 3.5289 | 3.6454 | 3.7591 | 3.8633 | 3.9628 | 4.0576 | 4.1461 | 4.2264 | 4.3004 | 4.3669 | 4.4151 | 4.4564 | 4.4915 | 4.3984 | 4.4048 | 4.4069 | 4.4096 | 4.4066 | 4.4003 | 4.3942
St Thomas Rd |  | 2.5059 | 2.4805 | 2.478 | 2.53 | 2.5896 | 2.6615 | 2.7499 | 2.8477 | 2.9683 | 3.1012 | 3.2521 | 3.4412 | 3.5869 | 3.718 | 3.8482 | 3.9725 | 4.1098 | 4.2438 | 4.3672 | 4.4847 | 4.5908 | 4.6878 | 4.7597 | 4.8236 | 4.8795 | 4.93 | 4.9766 | 5.0187 | 5.0584 | 5.0954 | 5.1298 | 5.1628 |  | 2.5055 | 2.5078 | 2.5322 | 2.5943 | 2.662 | 2.74 | 2.8305 | 2.924 | 3.0063 | 3.0964 | 3.1978 | 3.311 | 3.3504 | 3.388 | 3.4267 | 3.467 | 3.51 | 3.5559 | 3.6037 | 3.6546 | 3.7063 | 3.7681 | 3.8216 | 3.8712 | 3.9171 | 3.9514 | 3.9827 | 4.0096 | 4.0337 | 4.0547 | 4.0723 | 4.0906 |  | 2.5058 | 2.4802 | 2.4732 | 2.5179 | 2.5695 | 2.6316 | 2.7053 | 2.7849 | 2.8807 | 2.9863 | 3.1071 | 3.2489 | 3.3529 | 3.4525 | 3.554 | 3.6565 | 3.782 | 3.9026 | 4.0113 | 4.1119 | 4.2069 | 4.2949 | 4.3641 | 4.4275 | 4.4835 | 4.5354 | 4.5827 | 4.6237 | 4.6615 | 4.6961 | 4.7253 | 4.7521 |  | 2.5059 | 2.4803 | 2.4773 | 2.5355 | 2.6098 | 2.7067 | 2.8342 | 2.9847 | 3.1812 | 3.4082 | 3.674 | 4.0153 | 4.2598 | 4.4759 | 4.6884 | 4.8956 | 5.1469 | 5.3909 | 5.5931 | 5.7322 | 5.8363 | 5.9217 | 5.9755 | 6.0183 | 6.0496 | 6.0723 | 6.0875 | 6.0961 | 6.1006 | 6.1009 | 5.9556 | 5.9264 |  | 2.5059 | 2.4617 | 2.4398 | 2.4784 | 2.5347 | 2.6122 | 2.7217 | 2.8532 | 3.031 | 3.24 | 3.4979 | 3.8705 | 4.1715 | 4.4409 | 4.7035 | 4.9486 | 5.1383 | 5.2975 | 5.4401 | 5.5666 | 5.6783 | 5.773 | 5.8325 | 5.8723 | 5.9015 | 5.6286 | 5.6073 | 5.5841 | 5.5627 | 5.5332 | 5.4988 | 5.4661
Stainburn |  | 1.5309 | 1.4968 | 1.4827 | 1.5141 | 1.5534 | 1.6047 | 1.6722 | 1.7497 | 1.8502 | 1.9647 | 2.0489 | 2.156 | 2.2487 | 2.3275 | 2.4034 | 2.4715 | 2.5599 | 2.6451 | 2.7211 | 2.7911 | 2.8539 | 2.9071 | 2.945 | 2.978 | 3.0061 | 3.0302 | 3.0498 | 3.0667 | 3.0821 | 3.0959 | 3.1086 | 3.107 |  | 1.5304 | 1.5044 | 1.4925 | 1.5086 | 1.5263 | 1.5491 | 1.5776 | 1.609 | 1.6486 | 1.693 | 1.7441 | 1.8014 | 1.8355 | 1.8683 | 1.904 | 1.9402 | 1.9783 | 2.0213 | 2.0675 | 2.1158 | 2.167 | 2.2289 | 2.2815 | 2.3297 | 2.374 | 2.4135 | 2.4505 | 2.4833 | 2.5136 | 2.5415 | 2.5657 | 2.5823 |  | 1.5309 | 1.4964 | 1.4776 | 1.5013 | 1.5321 | 1.5729 | 1.6245 | 1.6821 | 1.7557 | 1.8405 | 1.9357 | 2.0126 | 2.0793 | 2.14 | 2.2004 | 2.2582 | 2.328 | 2.3939 | 2.4503 | 2.5 | 2.546 | 2.584 | 2.6106 | 2.6336 | 2.652 | 2.6673 | 2.6777 | 2.6846 | 2.6896 | 2.693 | 2.6939 | 2.6935 |  | 1.5309 | 1.4971 | 1.484 | 1.5238 | 1.5811 | 1.662 | 1.7748 | 1.8413 | 1.9218 | 2.0119 | 2.1153 | 2.2475 | 2.3528 | 2.4418 | 2.527 | 2.6168 | 2.767 | 2.9124 | 3.0463 | 3.1713 | 3.2859 | 3.3895 | 3.474 | 3.5507 | 3.6205 | 3.6854 | 3.724 | 3.7381 | 3.7504 | 3.7608 | 3.7303 | 3.6519 |  | 1.5309 | 1.4892 | 1.4684 | 1.5003 | 1.5512 | 1.6253 | 1.7326 | 1.798 | 1.8749 | 1.9626 | 2.0807 | 2.2962 | 2.4885 | 2.6665 | 2.8328 | 2.9872 | 3.1343 | 3.2757 | 3.4086 | 3.5328 | 3.6274 | 3.6773 | 3.7114 | 3.7409 | 3.7649 | 3.7559 | 3.7356 | 3.713 | 3.6741 | 3.6222 | 3.5697 | 3.5172
Standish |  | 4.164 | 4.0591 | 4.0063 | 4.0891 | 4.1844 | 4.305 | 4.4592 | 4.6365 | 4.861 | 5.1168 | 5.4133 | 5.7953 | 6.1194 | 6.4125 | 6.7058 | 6.9854 | 7.2152 | 7.3973 | 7.5593 | 7.7081 | 7.8405 | 7.9548 | 8.0408 | 8.1185 | 8.1812 | 8.205 | 8.2191 | 8.2263 | 8.2301 | 8.2303 | 8.2277 | 8.2053 |  | 4.1627 | 4.0796 | 4.0354 | 4.0779 | 4.1196 | 4.1726 | 4.2377 | 4.3114 | 4.4007 | 4.5019 | 4.6183 | 4.7487 | 4.8244 | 4.8977 | 4.9761 | 5.0564 | 5.1395 | 5.2321 | 5.331 | 5.435 | 5.5444 | 5.677 | 5.7914 | 5.8949 | 5.99 | 6.0808 | 6.1662 | 6.2423 | 6.3132 | 6.3786 | 6.4361 | 6.4874 |  | 4.1639 | 4.0584 | 3.996 | 4.063 | 4.1403 | 4.2386 | 4.3591 | 4.4941 | 4.6607 | 4.8521 | 5.0771 | 5.3467 | 5.5727 | 5.7912 | 6.0164 | 6.2439 | 6.5249 | 6.7977 | 6.9391 | 7.0562 | 7.16 | 7.2473 | 7.3033 | 7.3492 | 7.3814 | 7.4051 | 7.4176 | 7.4201 | 7.4176 | 7.411 | 7.3974 | 7.3811 |  | 4.164 | 4.0598 | 4.007 | 4.106 | 4.2384 | 4.4217 | 4.6732 | 4.9807 | 5.1969 | 5.3945 | 5.602 | 5.8489 | 6.0483 | 6.2074 | 6.355 | 6.4977 | 6.7114 | 6.9127 | 7.0898 | 7.2499 | 7.3895 | 7.5102 | 7.6001 | 7.6767 | 7.742 | 7.7992 | 7.8496 | 7.894 | 7.9349 | 7.9724 | 7.9642 | 7.9295 |  | 4.164 | 4.0411 | 3.97 | 4.0504 | 4.1679 | 4.3351 | 4.5729 | 4.6955 | 4.8419 | 4.9975 | 5.182 | 5.4841 | 5.7728 | 6.0225 | 6.2562 | 6.4655 | 6.6588 | 6.8387 | 7.0006 | 7.1458 | 7.2766 | 7.3879 | 7.4687 | 7.5388 | 7.5984 | 7.5708 | 7.5431 | 7.511 | 7.4776 | 7.4411 | 7.4026 | 7.364
Strangeways |  | 3.798 | 3.7315 | 3.6955 | 3.7604 | 3.8223 | 3.892 | 3.9706 | 4.0531 | 4.1445 | 4.2413 | 4.3457 | 4.4674 | 4.5553 | 4.634 | 4.7111 | 4.7836 | 4.8614 | 4.9375 | 5.0067 | 5.0721 | 5.1315 | 5.1861 | 5.2269 | 5.2624 | 5.2935 | 5.3222 | 5.3509 | 5.3771 | 5.402 | 5.4253 | 5.4468 | 5.4675 |  | 3.7978 | 3.7657 | 3.764 | 3.8358 | 3.9073 | 3.9899 | 4.0828 | 4.1628 | 4.2502 | 4.349 | 4.4568 | 4.5649 | 4.6168 | 4.6657 | 4.7135 | 4.7602 | 4.8125 | 4.8676 | 4.9215 | 4.976 | 5.0253 | 5.0652 | 5.1001 | 5.133 | 5.1638 | 5.1818 | 5.1973 | 5.2099 | 5.2204 | 5.2284 | 5.2347 | 5.2443 |  | 3.798 | 3.7313 | 3.6929 | 3.7541 | 3.8121 | 3.877 | 3.9486 | 4.0224 | 4.1023 | 4.1865 | 4.2772 | 4.3774 | 4.4461 | 4.5103 | 4.5744 | 4.6371 | 4.7097 | 4.7799 | 4.8425 | 4.9005 | 4.955 | 5.0058 | 5.0456 | 5.0811 | 5.1126 | 5.1422 | 5.1714 | 5.1974 | 5.2216 | 5.244 | 5.2634 | 5.2815 |  | 3.798 | 3.7315 | 3.6907 | 3.7535 | 3.8169 | 3.8926 | 3.9833 | 4.0834 | 4.2026 | 4.3348 | 4.4826 | 4.6625 | 4.7859 | 4.8938 | 4.9985 | 5.1019 | 5.2326 | 5.3595 | 5.4748 | 5.5828 | 5.6805 | 5.7688 | 5.8371 | 5.8987 | 5.9525 | 6.0003 | 6.0429 | 6.0807 | 6.1155 | 6.1471 | 6.0982 | 6.104 |  | 3.798 | 3.7114 | 3.6501 | 3.6917 | 3.7357 | 3.7912 | 3.8638 | 3.9463 | 4.0489 | 4.1659 | 4.3074 | 4.5078 | 4.675 | 4.826 | 4.9725 | 5.109 | 5.2401 | 5.3659 | 5.4835 | 5.5932 | 5.6952 | 5.7871 | 5.8597 | 5.9246 | 5.981 | 5.8573 | 5.8837 | 5.9052 | 5.9281 | 5.9433 | 5.9547 | 5.9658
Strawberry Bank |  | 2.7377 | 2.7294 | 2.7586 | 2.8089 | 2.8754 | 2.9595 | 3.0651 | 3.1779 | 3.3123 | 3.4581 | 3.6211 | 3.8238 | 3.9896 | 4.1246 | 4.2499 | 4.3574 | 4.5847 | 4.7991 | 4.997 | 5.1823 | 5.2962 | 5.3435 | 5.3753 | 5.4039 | 5.4234 | 5.4372 | 5.4473 | 5.4549 | 5.4607 | 5.4648 | 5.4674 | 5.4481 |  | 2.741 | 2.7502 | 2.7788 | 2.8205 | 2.8739 | 2.9403 | 3.0196 | 3.1101 | 3.2185 | 3.3392 | 3.4771 | 3.6285 | 3.7306 | 3.8243 | 3.9209 | 4.0147 | 4.1129 | 4.2174 | 4.3262 | 4.4266 | 4.4471 | 4.4709 | 4.4889 | 4.505 | 4.518 | 4.5298 | 4.5397 | 4.5468 | 4.552 | 4.5554 | 4.5563 | 4.5552 |  | 2.7376 | 2.7285 | 2.7393 | 2.7673 | 2.8125 | 2.8733 | 2.9472 | 3.0288 | 3.125 | 3.2327 | 3.3573 | 3.5046 | 3.6251 | 3.7308 | 3.8325 | 3.9262 | 4.0379 | 4.1377 | 4.2216 | 4.2932 | 4.3554 | 4.4015 | 4.4337 | 4.4633 | 4.4855 | 4.5005 | 4.5003 | 4.4945 | 4.4857 | 4.475 | 4.4619 | 4.4467 |  | 2.7377 | 2.7308 | 2.7598 | 2.8053 | 2.8616 | 2.9298 | 3.0074 | 3.0846 | 3.1735 | 3.2606 | 3.3511 | 3.4532 | 3.5495 | 3.6238 | 3.6919 | 3.8765 | 4.5568 | 5.1675 | 5.2897 | 5.3654 | 5.4361 | 5.4951 | 5.542 | 5.5839 | 5.6198 | 5.6428 | 5.6497 | 5.6537 | 5.6554 | 5.655 | 5.6383 | 5.58 |  | 2.7377 | 2.7041 | 2.7074 | 2.7274 | 2.7648 | 2.8117 | 2.8736 | 2.9325 | 3.0014 | 3.0698 | 3.2768 | 3.9891 | 4.7088 | 5.0125 | 5.1872 | 5.3468 | 5.4962 | 5.5831 | 5.6486 | 5.7073 | 5.763 | 5.8069 | 5.8393 | 5.8684 | 5.8923 | 5.8881 | 5.8568 | 5.8234 | 5.7821 | 5.7315 | 5.6798 | 5.6274
Stuart St |  | 3.8205 | 3.7242 | 3.6603 | 3.7193 | 3.773 | 3.8334 | 3.9018 | 3.9738 | 4.0542 | 4.1397 | 4.2326 | 4.3433 | 4.4395 | 4.5257 | 4.6101 | 4.6893 | 4.7746 | 4.8576 | 4.9333 | 5.005 | 5.0704 | 5.1305 | 5.1764 | 5.218 | 5.2548 | 5.2883 | 5.3198 | 5.3483 | 5.3748 | 5.3994 | 5.422 | 5.4435 |  | 3.8203 | 3.7404 | 3.6896 | 3.7234 | 3.7502 | 3.7827 | 3.8221 | 3.8653 | 3.9136 | 3.9663 | 4.0246 | 4.0882 | 4.1254 | 4.1597 | 4.1932 | 4.2255 | 4.2587 | 4.293 | 4.3278 | 4.3633 | 4.3987 | 4.4379 | 4.4722 | 4.5047 | 4.535 | 4.5577 | 4.5783 | 4.596 | 4.6117 | 4.6252 | 4.6365 | 4.6489 |  | 3.8205 | 3.724 | 3.6578 | 3.7131 | 3.7626 | 3.818 | 3.8788 | 3.9414 | 4.0091 | 4.0805 | 4.1579 | 4.2442 | 4.3188 | 4.3887 | 4.4583 | 4.5262 | 4.6054 | 4.6814 | 4.7495 | 4.8125 | 4.872 | 4.9273 | 4.9718 | 5.0132 | 5.0499 | 5.0841 | 5.1159 | 5.1439 | 5.1698 | 5.1935 | 5.2136 | 5.2318 |  | 3.8205 | 3.7242 | 3.6548 | 3.7115 | 3.767 | 3.8348 | 3.9179 | 4.0114 | 4.1252 | 4.2536 | 4.3999 | 4.5831 | 4.7237 | 4.8468 | 4.9663 | 5.0557 | 5.2317 | 5.3747 | 5.5049 | 5.6269 | 5.7368 | 5.8363 | 5.9126 | 5.9814 | 6.0411 | 6.0937 | 6.1403 | 6.1814 | 6.2189 | 6.2527 | 6.2259 | 6.2313 |  | 3.8205 | 3.7129 | 3.6326 | 3.678 | 3.7248 | 3.7841 | 3.8616 | 3.9511 | 4.0637 | 4.1935 | 4.3519 | 4.5785 | 4.7698 | 4.9426 | 5.1098 | 5.2654 | 5.4148 | 5.5576 | 5.6913 | 5.816 | 5.9323 | 6.0374 | 6.1197 | 6.1954 | 6.2624 | 6.2007 | 6.2296 | 6.2531 | 6.2762 | 6.2929 | 6.3057 | 6.3176
Stubbins |  | 6.3289 | 6.0885 | 5.9277 | 6.0303 | 6.1162 | 6.2004 | 6.2881 | 6.3702 | 6.4592 | 6.5455 | 6.6324 | 6.7325 | 6.8174 | 6.8913 | 6.9602 | 7.0239 | 7.0839 | 7.1282 | 7.1671 | 7.2022 | 7.2325 | 7.2585 | 7.2751 | 7.2882 | 7.2974 | 7.3032 | 7.3058 | 7.3056 | 7.3033 | 7.299 | 7.2926 | 7.2846 |  | 6.3288 | 6.1136 | 5.9713 | 6.0139 | 6.0421 | 6.0737 | 6.112 | 6.1512 | 6.2002 | 6.2533 | 6.3128 | 6.3793 | 6.4089 | 6.437 | 6.4645 | 6.4922 | 6.5164 | 6.5455 | 6.5754 | 6.6056 | 6.6362 | 6.6749 | 6.7038 | 6.7268 | 6.745 | 6.7489 | 6.7499 | 6.7487 | 6.7458 | 6.7413 | 6.7348 | 6.7268 |  | 6.3289 | 6.0881 | 5.9225 | 6.0182 | 6.0976 | 6.1743 | 6.2515 | 6.3215 | 6.3947 | 6.4651 | 6.5356 | 6.6098 | 6.6705 | 6.7273 | 6.7813 | 6.8345 | 6.8954 | 6.9541 | 7.0029 | 7.0444 | 7.0814 | 7.113 | 7.1335 | 7.1501 | 7.1602 | 7.1667 | 7.1696 | 7.1692 | 7.1649 | 7.1576 | 7.1465 | 7.1332 |  | 6.3289 | 6.0888 | 5.9136 | 6.0029 | 6.077 | 6.1513 | 6.2323 | 6.3092 | 6.3961 | 6.4829 | 6.5729 | 6.6813 | 6.7655 | 6.8363 | 6.9015 | 6.9587 | 7.0154 | 7.0698 | 7.1051 | 7.1265 | 7.14 | 7.1464 | 7.1406 | 7.1295 | 7.1132 | 7.0928 | 7.0687 | 7.0413 | 7.0114 | 6.9791 | 6.9325 | 6.8867 |  | 6.3289 | 6.081 | 5.8979 | 5.9792 | 6.0464 | 6.1173 | 6.1993 | 6.2812 | 6.3781 | 6.4791 | 6.5911 | 6.7407 | 6.8735 | 6.9909 | 7.0972 | 7.1811 | 7.2393 | 7.294 | 7.341 | 7.3806 | 7.4137 | 7.439 | 7.4516 | 7.4588 | 7.4604 | 7.4333 | 7.4149 | 7.3927 | 7.3682 | 7.3407 | 7.3106 | 7.2785
Swinton |  | 3.0868 | 3.0481 | 3.0339 | 3.0901 | 3.1512 | 3.2288 | 3.3297 | 3.4409 | 3.5741 | 3.7243 | 3.8997 | 4.1169 | 4.3012 | 4.4523 | 4.6024 | 4.7446 | 4.9004 | 5.0538 | 5.1922 | 5.3226 | 5.4415 | 5.5515 | 5.6351 | 5.7102 | 5.7766 | 5.8369 | 5.8928 | 5.9436 | 5.9916 | 6.0366 | 6.0786 | 6.1189 |  | 3.0864 | 3.0578 | 3.0512 | 3.0899 | 3.1274 | 3.175 | 3.2402 | 3.3104 | 3.3897 | 3.4799 | 3.5861 | 3.7022 | 3.781 | 3.8573 | 3.9336 | 3.9983 | 4.0533 | 4.113 | 4.1741 | 4.2375 | 4.3021 | 4.3765 | 4.441 | 4.5001 | 4.5549 | 4.6 | 4.6414 | 4.6776 | 4.7103 | 4.739 | 4.7636 | 4.79 |  | 3.0867 | 3.0477 | 3.0277 | 3.0758 | 3.1278 | 3.1944 | 3.2793 | 3.3704 | 3.4763 | 3.5971 | 3.7404 | 3.9071 | 4.044 | 4.1608 | 4.2798 | 4.3986 | 4.5419 | 4.6812 | 4.8039 | 4.9163 | 5.0235 | 5.1241 | 5.2052 | 5.2802 | 5.3471 | 5.4093 | 5.4663 | 5.5162 | 5.5625 | 5.6052 | 5.6418 | 5.6758 |  | 3.0868 | 3.0517 | 3.0386 | 3.1027 | 3.1803 | 3.2854 | 3.426 | 3.5907 | 3.8018 | 4.049 | 4.3424 | 4.7078 | 4.9759 | 5.2129 | 5.4458 | 5.6714 | 5.9428 | 6.2063 | 6.4448 | 6.6678 | 6.8694 | 7.0526 | 7.1915 | 7.3157 | 7.4239 | 7.5204 | 7.5896 | 7.6275 | 7.6608 | 7.6893 | 7.5983 | 7.5829 |  | 3.0868 | 3.0365 | 3.0084 | 3.0567 | 3.1214 | 3.2122 | 3.3419 | 3.4959 | 3.6981 | 3.9396 | 4.2191 | 4.6182 | 4.9483 | 5.2447 | 5.5341 | 5.8037 | 6.063 | 6.3113 | 6.543 | 6.7583 | 6.9603 | 7.1437 | 7.284 | 7.4111 | 7.4829 | 7.3009 | 7.3063 | 7.304 | 7.2965 | 7.2777 | 7.254 | 7.2313
Tame Valley |  | 4.8947 | 4.8123 | 4.8119 | 4.9674 | 5.1425 | 5.3486 | 5.5967 | 5.8647 | 6.1889 | 6.4172 | 6.6741 | 6.9985 | 7.2721 | 7.5166 | 7.7605 | 7.9922 | 8.2467 | 8.4973 | 8.7243 | 8.9393 | 9.1334 | 9.3112 | 9.4433 | 9.5602 | 9.6617 | 9.7519 | 9.8317 | 9.9022 | 9.9678 | 10.0278 | 10.0828 | 10.1346 |  | 4.8941 | 4.8515 | 4.8683 | 4.9896 | 5.1212 | 5.2762 | 5.4532 | 5.644 | 5.8425 | 6.0038 | 6.143 | 6.2974 | 6.3958 | 6.4792 | 6.5534 | 6.6294 | 6.7071 | 6.7942 | 6.8846 | 6.9804 | 7.0789 | 7.1997 | 7.3026 | 7.3941 | 7.478 | 7.5511 | 7.6184 | 7.6768 | 7.7299 | 7.7775 | 7.8179 | 7.8543 |  | 4.8946 | 4.8103 | 4.786 | 4.9067 | 5.048 | 5.2162 | 5.41 | 5.6148 | 5.8569 | 6.1205 | 6.3869 | 6.6201 | 6.8126 | 6.9961 | 7.1848 | 7.3748 | 7.6073 | 7.8329 | 8.0322 | 8.2156 | 8.389 | 8.5503 | 8.6782 | 8.7949 | 8.8976 | 8.9914 | 9.0733 | 9.1426 | 9.2051 | 9.2615 | 9.307 | 9.3477 |  | 4.8947 | 4.8125 | 4.8086 | 4.967 | 5.1536 | 5.3817 | 5.6659 | 5.983 | 6.3794 | 6.8174 | 7.3096 | 7.9332 | 8.3761 | 8.5968 | 8.8069 | 9.0234 | 9.2823 | 9.533 | 9.7589 | 9.9699 | 10.1581 | 10.328 | 10.4643 | 10.5837 | 10.6164 | 10.626 | 10.629 | 10.6262 | 10.5784 | 10.5098 | 10.325 | 10.1714 |  | 4.8947 | 4.7809 | 4.7453 | 4.8712 | 5.0296 | 5.2264 | 5.4809 | 5.7676 | 6.1381 | 6.5527 | 7.041 | 7.7388 | 8.3633 | 8.911 | 9.4198 | 9.6408 | 9.8457 | 10.0399 | 10.2148 | 10.3544 | 10.4431 | 10.5121 | 10.5557 | 10.5875 | 10.6094 | 10.4158 | 10.3359 | 10.2305 | 10.0863 | 9.9358 | 9.782 | 9.6296
Tardy Gate |  | 3.5658 | 3.4772 | 3.4248 | 3.4908 | 3.5619 | 3.6524 | 3.7642 | 3.8906 | 4.0489 | 4.2258 | 4.4316 | 4.6932 | 4.9144 | 5.1136 | 5.314 | 5.503 | 5.6738 | 5.7943 | 5.9038 | 6.0045 | 6.0952 | 6.1726 | 6.2326 | 6.2823 | 6.326 | 6.3646 | 6.3979 | 6.4276 | 6.455 | 6.4802 | 6.5035 | 6.5033 |  | 3.5651 | 3.4958 | 3.4521 | 3.4864 | 3.5173 | 3.5585 | 3.6076 | 3.6624 | 3.7288 | 3.8018 | 3.8846 | 3.9734 | 4.0346 | 4.0867 | 4.1435 | 4.1997 | 4.2585 | 4.3235 | 4.3936 | 4.4661 | 4.542 | 4.6336 | 4.7138 | 4.7848 | 4.8506 | 4.9075 | 4.9604 | 5.0068 | 5.0495 | 5.0881 | 5.1214 | 5.1518 |  | 3.5657 | 3.4767 | 3.4178 | 3.4729 | 3.5319 | 3.6073 | 3.6964 | 3.7944 | 3.9138 | 4.0476 | 4.205 | 4.3895 | 4.5464 | 4.6968 | 4.852 | 5.0063 | 5.1963 | 5.3802 | 5.5404 | 5.61 | 5.6741 | 5.7269 | 5.7669 | 5.7983 | 5.824 | 5.8457 | 5.8616 | 5.8725 | 5.8808 | 5.8867 | 5.8888 | 5.8892 |  | 3.5658 | 3.4777 | 3.4243 | 3.4999 | 3.5945 | 3.7254 | 3.9004 | 4.1117 | 4.3917 | 4.72 | 5.0011 | 5.203 | 5.3481 | 5.47 | 5.5863 | 5.7164 | 5.9581 | 6.1934 | 6.4138 | 6.6212 | 6.8128 | 6.9873 | 7.1401 | 7.2775 | 7.4058 | 7.4558 | 7.4956 | 7.5307 | 7.5626 | 7.5915 | 7.4678 | 7.3359 |  | 3.5658 | 3.4612 | 3.3915 | 3.4507 | 3.5321 | 3.6491 | 3.813 | 4.0137 | 4.286 | 4.6096 | 4.8908 | 5.2385 | 5.5372 | 5.8132 | 6.078 | 6.325 | 6.5618 | 6.7912 | 7.0095 | 7.1527 | 7.2556 | 7.3441 | 7.4146 | 7.4752 | 7.5285 | 7.4483 | 7.4287 | 7.405 | 7.3093 | 7.1783 | 7.0451 | 6.913
Tarleton |  | 4.5832 | 4.5108 | 4.4838 | 4.5885 | 4.7022 | 4.8432 | 5.0238 | 5.214 | 5.4342 | 5.678 | 5.9556 | 6.3069 | 6.592 | 6.8498 | 7.1058 | 7.3484 | 7.6158 | 7.8785 | 8.1224 | 8.3542 | 8.5663 | 8.7547 | 8.8962 | 9.0209 | 9.1295 | 9.2262 | 9.3115 | 9.3875 | 9.4581 | 9.5232 | 9.5831 | 9.6398 |  | 4.5831 | 4.5371 | 4.4969 | 4.5515 | 4.6068 | 4.6745 | 4.7658 | 4.8679 | 4.9864 | 5.1215 | 5.282 | 5.4596 | 5.5802 | 5.6975 | 5.8148 | 5.9415 | 6.1144 | 6.261 | 6.3548 | 6.4533 | 6.5565 | 6.6793 | 6.7871 | 6.8845 | 6.9741 | 7.0473 | 7.1151 | 7.1746 | 7.2292 | 7.2786 | 7.3211 | 7.3593 |  | 4.583 | 4.5082 | 4.4692 | 4.5522 | 4.6474 | 4.7644 | 4.9085 | 5.0666 | 5.2536 | 5.4488 | 5.6666 | 5.9238 | 6.1258 | 6.3206 | 6.5193 | 6.7184 | 6.9622 | 7.1981 | 7.4125 | 7.6107 | 7.8003 | 7.9707 | 8.1067 | 8.2303 | 8.339 | 8.4386 | 8.5252 | 8.5989 | 8.6656 | 8.7259 | 8.7752 | 8.8194 |  | 4.5832 | 4.5108 | 4.491 | 4.6097 | 4.7546 | 4.9478 | 5.1905 | 5.4743 | 5.8454 | 6.268 | 6.6165 | 7.0411 | 7.4305 | 7.7577 | 8.0684 | 8.3561 | 8.6109 | 8.7429 | 8.8326 | 8.8927 | 8.9206 | 8.9203 | 8.8773 | 8.8167 | 8.7419 | 8.6575 | 8.5654 | 8.4674 | 8.366 | 8.262 | 8.09 | 7.9342 |  | 4.5832 | 4.4831 | 4.4558 | 4.5561 | 4.6824 | 4.845 | 5.0698 | 5.3385 | 5.6946 | 6.0545 | 6.4006 | 6.8834 | 7.3606 | 7.7694 | 8.1556 | 8.3655 | 8.5077 | 8.6195 | 8.6985 | 8.7486 | 8.7703 | 8.7627 | 8.7173 | 8.6568 | 8.5829 | 8.3583 | 8.2148 | 8.066 | 7.9173 | 7.7639 | 7.6085 | 7.4539
The Height |  | 3.0596 | 3.0134 | 2.997 | 3.052 | 3.114 | 3.1928 | 3.2938 | 3.4081 | 3.5507 | 3.7122 | 3.8982 | 4.1349 | 4.341 | 4.5277 | 4.7143 | 4.8917 | 5.0869 | 5.2797 | 5.4548 | 5.6204 | 5.7723 | 5.9129 | 6.0194 | 6.1143 | 6.1984 | 6.2752 | 6.3478 | 6.4141 | 6.4771 | 6.5364 | 6.592 | 6.6458 |  | 3.0588 | 3.0257 | 3.0146 | 3.0478 | 3.0799 | 3.1193 | 3.1685 | 3.222 | 3.2852 | 3.3556 | 3.4355 | 3.5235 | 3.5854 | 3.6451 | 3.7078 | 3.7706 | 3.8356 | 3.9064 | 3.9795 | 4.0555 | 4.1335 | 4.2235 | 4.3024 | 4.3751 | 4.4432 | 4.4944 | 4.5411 | 4.5815 | 4.6178 | 4.6493 | 4.6763 | 4.7071 |  | 3.0595 | 3.0129 | 2.9904 | 3.036 | 3.0873 | 3.1528 | 3.2339 | 3.3232 | 3.4319 | 3.5557 | 3.7001 | 3.8714 | 4.0201 | 4.1635 | 4.3105 | 4.4577 | 4.6365 | 4.8107 | 4.9653 | 5.1077 | 5.2439 | 5.3719 | 5.4745 | 5.5685 | 5.6525 | 5.7312 | 5.8045 | 5.8692 | 5.9294 | 5.9853 | 6.0334 | 6.0785 |  | 3.0596 | 3.0135 | 2.9967 | 3.0607 | 3.1435 | 3.2577 | 3.4135 | 3.6013 | 3.8492 | 4.1417 | 4.4884 | 4.9389 | 5.2838 | 5.44 | 5.5872 | 5.7459 | 6.0139 | 6.273 | 6.4741 | 6.6319 | 6.7741 | 6.9017 | 7.0033 | 7.0941 | 7.1741 | 7.2458 | 7.3101 | 7.3335 | 7.3067 | 7.2764 | 7.0023 | 6.9084 |  | 3.0596 | 3.0007 | 2.9712 | 3.0219 | 3.0947 | 3.1977 | 3.3442 | 3.5228 | 3.764 | 4.0521 | 4.4082 | 4.9213 | 5.3404 | 5.716 | 6.0476 | 6.2845 | 6.4849 | 6.6752 | 6.8512 | 7.0143 | 7.1641 | 7.2964 | 7.3801 | 7.4369 | 7.4844 | 7.0814 | 6.9931 | 6.9029 | 6.8169 | 6.7226 | 6.6229 | 6.5276
Thornton |  | 3.9687 | 3.8779 | 3.8307 | 3.9 | 3.9801 | 4.0806 | 4.2091 | 4.3567 | 4.542 | 4.7502 | 4.9917 | 5.3011 | 5.568 | 5.8073 | 6.0472 | 6.2749 | 6.5262 | 6.7741 | 6.9997 | 7.2147 | 7.41 | 7.5889 | 7.7218 | 7.841 | 7.9449 | 8.0382 | 8.1225 | 8.1981 | 8.2441 | 8.257 | 8.2672 | 8.2612 |  | 3.9677 | 3.8969 | 3.8586 | 3.8966 | 3.9348 | 3.9821 | 4.0403 | 4.1039 | 4.177 | 4.2594 | 4.358 | 4.4658 | 4.5357 | 4.5983 | 4.6659 | 4.7343 | 4.8053 | 4.8846 | 4.9676 | 5.0564 | 5.1478 | 5.2587 | 5.3537 | 5.4406 | 5.5207 | 5.5863 | 5.6468 | 5.6994 | 5.7472 | 5.7896 | 5.8256 | 5.861 |  | 3.9687 | 3.8772 | 3.8218 | 3.8775 | 3.9426 | 4.0246 | 4.1253 | 4.2384 | 4.3766 | 4.5329 | 4.7172 | 4.9366 | 5.1242 | 5.3033 | 5.4886 | 5.6745 | 5.9031 | 6.1253 | 6.3226 | 6.5053 | 6.679 | 6.8405 | 6.968 | 7.0859 | 7.1897 | 7.2856 | 7.371 | 7.4443 | 7.5113 | 7.5724 | 7.623 | 7.6452 |  | 3.9687 | 3.8781 | 3.8299 | 3.9108 | 4.0191 | 4.1678 | 4.3714 | 4.6201 | 4.9502 | 5.3386 | 5.8013 | 6.4055 | 6.864 | 7.1349 | 7.2737 | 7.4209 | 7.6854 | 7.8972 | 8.0491 | 8.1877 | 8.3072 | 8.4118 | 8.4892 | 8.5561 | 8.6123 | 8.6604 | 8.7016 | 8.7366 | 8.7054 | 8.6071 | 8.3387 | 8.1771 |  | 3.9687 | 3.8607 | 3.7956 | 3.8593 | 3.9539 | 4.088 | 4.2799 | 4.517 | 4.8385 | 5.2213 | 5.6953 | 6.3772 | 6.9322 | 7.3317 | 7.5414 | 7.7297 | 7.9043 | 8.0668 | 8.2122 | 8.3444 | 8.4611 | 8.5615 | 8.6359 | 8.702 | 8.7578 | 8.4947 | 8.4557 | 8.3539 | 8.1984 | 8.0359 | 7.8693 | 7.7059
Townley St |  | 3.0921 | 3.0226 | 2.9832 | 3.0275 | 3.0735 | 3.1304 | 3.1988 | 3.2714 | 3.3569 | 3.4524 | 3.5635 | 3.7009 | 3.8261 | 3.9392 | 4.0452 | 4.1437 | 4.2497 | 4.3543 | 4.4471 | 4.5309 | 4.5922 | 4.6489 | 4.6896 | 4.726 | 4.757 | 4.7842 | 4.808 | 4.8285 | 4.8472 | 4.8638 | 4.8784 | 4.8918 |  | 3.0919 | 3.0336 | 3.0003 | 3.0235 | 3.0443 | 3.0732 | 3.115 | 3.1593 | 3.2107 | 3.2691 | 3.3371 | 3.4098 | 3.4631 | 3.5116 | 3.5601 | 3.6071 | 3.6563 | 3.7083 | 3.7594 | 3.8113 | 3.8604 | 3.9096 | 3.9521 | 3.9867 | 4.0181 | 4.0388 | 4.0571 | 4.072 | 4.0839 | 4.092 | 4.0969 | 4.1056 |  | 3.0921 | 3.0222 | 2.9776 | 3.0143 | 3.0526 | 3.1008 | 3.1624 | 3.2233 | 3.2916 | 3.3685 | 3.4595 | 3.5652 | 3.6615 | 3.7528 | 3.8438 | 3.9325 | 4.0348 | 4.1313 | 4.215 | 4.2923 | 4.3534 | 4.4047 | 4.4439 | 4.4802 | 4.5114 | 4.5396 | 4.564 | 4.584 | 4.6015 | 4.6168 | 4.6283 | 4.638 |  | 3.0921 | 3.0239 | 2.9827 | 3.0291 | 3.0821 | 3.1534 | 3.2443 | 3.3458 | 3.4753 | 3.6254 | 3.802 | 3.9883 | 4.1297 | 4.248 | 4.3519 | 4.4352 | 4.5615 | 4.6811 | 4.7868 | 4.8833 | 4.9676 | 5.0421 | 5.0974 | 5.1457 | 5.1865 | 5.222 | 5.2527 | 5.2791 | 5.3023 | 5.3228 | 5.2786 | 5.2573 |  | 3.0921 | 3.0107 | 2.9567 | 2.9903 | 3.0337 | 3.0937 | 3.1767 | 3.2705 | 3.3928 | 3.5379 | 3.7226 | 3.8847 | 4.0551 | 4.2048 | 4.3459 | 4.4739 | 4.5931 | 4.7047 | 4.8058 | 4.8977 | 4.9808 | 5.0541 | 5.1081 | 5.156 | 5.197 | 5.107 | 5.0962 | 5.0816 | 5.0677 | 5.0491 | 5.0277 | 5.0068
Trafford |  | 5.3438 | 5.1421 | 5.0029 | 5.0808 | 5.1358 | 5.187 | 5.2349 | 5.2753 | 5.3125 | 5.3458 | 5.374 | 5.4002 | 5.4175 | 5.4322 | 5.4452 | 5.4563 | 5.4652 | 5.4742 | 5.481 | 5.4843 | 5.4858 | 5.4871 | 5.4842 | 5.4805 | 5.4751 | 5.4683 | 5.4601 | 5.4506 | 5.4399 | 5.4282 | 5.4152 | 5.4013 |  | 5.344 | 5.1618 | 5.0402 | 5.0719 | 5.0846 | 5.0999 | 5.1184 | 5.1362 | 5.1574 | 5.1815 | 5.2076 | 5.2372 | 5.2421 | 5.2462 | 5.2499 | 5.2528 | 5.2536 | 5.2556 | 5.2572 | 5.2568 | 5.2559 | 5.2571 | 5.2549 | 5.252 | 5.2479 | 5.2428 | 5.2368 | 5.2296 | 5.2215 | 5.2124 | 5.2023 | 5.1914 |  | 5.3438 | 5.142 | 5.0023 | 5.0794 | 5.1336 | 5.1839 | 5.2305 | 5.2693 | 5.3046 | 5.3359 | 5.3619 | 5.3848 | 5.3993 | 5.4119 | 5.4232 | 5.4332 | 5.4417 | 5.4502 | 5.4564 | 5.4591 | 5.4602 | 5.4614 | 5.4588 | 5.4555 | 5.4505 | 5.4442 | 5.4365 | 5.4273 | 5.4169 | 5.4053 | 5.3924 | 5.3785 |  | 5.3438 | 5.1423 | 4.9891 | 5.0528 | 5.0935 | 5.1305 | 5.1645 | 5.1904 | 5.2126 | 5.2304 | 5.2425 | 5.2517 | 5.2518 | 5.249 | 5.2444 | 5.2385 | 5.2332 | 5.2277 | 5.2198 | 5.2083 | 5.1945 | 5.18 | 5.1611 | 5.1392 | 5.1136 | 5.0865 | 5.0581 | 5.0283 | 4.9973 | 4.965 | 4.9298 | 4.8948 |  | 5.3438 | 5.1401 | 4.9847 | 5.046 | 5.0842 | 5.1226 | 5.1618 | 5.1966 | 5.2313 | 5.265 | 5.2974 | 5.3335 | 5.3636 | 5.3898 | 5.4137 | 5.4345 | 5.451 | 5.4613 | 5.4687 | 5.4722 | 5.4736 | 5.4744 | 5.4709 | 5.466 | 5.459 | 5.4464 | 5.4351 | 5.422 | 5.4072 | 5.3906 | 5.3722 | 5.3523
Trafford Park North |  | 5.1984 | 5.0013 | 4.8731 | 4.9566 | 5.0181 | 5.0756 | 5.1294 | 5.1753 | 5.2181 | 5.256 | 5.288 | 5.3173 | 5.3436 | 5.3665 | 5.3876 | 5.4064 | 5.4775 | 5.4794 | 5.4799 | 5.4774 | 5.4737 | 5.4704 | 5.4639 | 5.4571 | 5.4489 | 5.4396 | 5.4292 | 5.4177 | 5.4051 | 5.3915 | 5.3769 | 5.3612 |  | 5.1999 | 5.019 | 4.8989 | 4.9289 | 4.9399 | 4.9516 | 4.9633 | 4.9751 | 4.9888 | 5.0035 | 5.018 | 5.0341 | 5.0439 | 5.0526 | 5.0611 | 5.0688 | 5.0744 | 5.0813 | 5.0878 | 5.0925 | 5.0968 | 5.1037 | 5.1067 | 5.1087 | 5.1092 | 5.1084 | 5.1064 | 5.1032 | 5.0989 | 5.0935 | 5.087 | 5.0796 |  | 5.1984 | 5.0012 | 4.8678 | 4.9458 | 5.0021 | 5.0541 | 5.1008 | 5.1411 | 5.1778 | 5.21 | 5.2365 | 5.2597 | 5.2798 | 5.2979 | 5.3148 | 5.3302 | 5.3448 | 5.3591 | 5.3706 | 5.3784 | 5.3844 | 5.3903 | 5.3918 | 5.3925 | 5.3913 | 5.3887 | 5.3846 | 5.3788 | 5.3718 | 5.3636 | 5.354 | 5.3432 |  | 5.1984 | 5.0015 | 4.8596 | 4.9293 | 4.9769 | 5.0205 | 5.0611 | 5.0928 | 5.1205 | 5.1427 | 5.158 | 5.1691 | 5.1774 | 5.1821 | 5.1849 | 5.1851 | 5.2264 | 5.2087 | 5.1893 | 5.167 | 5.1432 | 5.1195 | 5.0927 | 5.0653 | 5.0364 | 5.0063 | 4.9749 | 4.9424 | 4.9086 | 4.8737 | 4.8377 | 4.8006 |  | 5.1984 | 5.0012 | 4.8589 | 4.9283 | 4.9754 | 5.0233 | 5.0726 | 5.116 | 5.1588 | 5.1991 | 5.2354 | 5.3328 | 5.4167 | 5.4301 | 5.4415 | 5.4505 | 5.4556 | 5.4604 | 5.4631 | 5.462 | 5.4591 | 5.4559 | 5.4489 | 5.4408 | 5.4307 | 5.4188 | 5.4051 | 5.3897 | 5.3727 | 5.354 | 5.3336 | 5.3116
Trimpell |  | 0.84219 | 0.81947 | 0.80555 | 0.81787 | 0.83174 | 0.85016 | 0.87394 | 0.90114 | 0.9357 | 0.97458 | 1.0201 | 1.0794 | 1.1297 | 1.1747 | 1.2194 | 1.2592 | 1.3032 | 1.3468 | 1.387 | 1.4253 | 1.4607 | 1.4919 | 1.5151 | 1.5349 | 1.5521 | 1.5674 | 1.581 | 1.5932 | 1.6044 | 1.6147 | 1.6241 | 1.6331 |  | 0.84202 | 0.82311 | 0.81117 | 0.81692 | 0.8224 | 0.83054 | 0.84113 | 0.85313 | 0.86802 | 0.88452 | 0.90367 | 0.92492 | 0.93756 | 0.94928 | 0.96142 | 0.97364 | 0.98759 | 1.0024 | 1.0168 | 1.0322 | 1.0485 | 1.0679 | 1.0849 | 1.1001 | 1.1144 | 1.1243 | 1.1332 | 1.1406 | 1.1469 | 1.1518 | 1.1554 | 1.1602 |  | 0.84218 | 0.81937 | 0.80408 | 0.8141 | 0.82536 | 0.84052 | 0.85938 | 0.88037 | 0.90642 | 0.93579 | 0.97075 | 1.0134 | 1.0493 | 1.0834 | 1.1181 | 1.1526 | 1.1939 | 1.2329 | 1.262 | 1.2795 | 1.2958 | 1.3092 | 1.3186 | 1.3257 | 1.3313 | 1.3361 | 1.3399 | 1.3425 | 1.3444 | 1.3457 | 1.346 | 1.3459 |  | 0.84219 | 0.81948 | 0.80508 | 0.81923 | 0.83789 | 0.86476 | 0.90178 | 0.94721 | 1.009 | 1.0734 | 1.1097 | 1.1488 | 1.1805 | 1.2059 | 1.2293 | 1.2505 | 1.3104 | 1.3656 | 1.4141 | 1.4583 | 1.4983 | 1.5337 | 1.5639 | 1.591 | 1.6159 | 1.639 | 1.6507 | 1.6488 | 1.6459 | 1.6419 | 1.6006 | 1.5862 |  | 0.84219 | 0.81659 | 0.79938 | 0.81068 | 0.82705 | 0.85184 | 0.8881 | 0.93246 | 0.9927 | 1.0439 | 1.0743 | 1.1523 | 1.2279 | 1.2976 | 1.3627 | 1.423 | 1.4805 | 1.5354 | 1.5806 | 1.6091 | 1.6332 | 1.6521 | 1.6625 | 1.6698 | 1.6742 | 1.6042 | 1.594 | 1.5819 | 1.57 | 1.5562 | 1.5411 | 1.5264
Trinity |  | 3.6493 | 3.5667 | 3.5135 | 3.5604 | 3.599 | 3.6392 | 3.6818 | 3.7233 | 3.7665 | 3.809 | 3.8512 | 3.8981 | 3.9418 | 3.9811 | 4.0189 | 4.0544 | 4.0915 | 4.1276 | 4.1594 | 4.1893 | 4.2164 | 4.2418 | 4.2584 | 4.2699 | 4.2794 | 4.2886 | 4.3015 | 4.3134 | 4.3244 | 4.3336 | 4.3415 | 4.3491 |  | 3.6492 | 3.5804 | 3.5385 | 3.565 | 3.5837 | 3.6052 | 3.6307 | 3.6575 | 3.6873 | 3.719 | 3.7526 | 3.7888 | 3.8115 | 3.8327 | 3.8535 | 3.8737 | 3.8943 | 3.9156 | 3.9358 | 3.9561 | 3.9761 | 3.9976 | 4.0168 | 4.035 | 4.0523 | 4.0492 | 4.0439 | 4.0366 | 4.0278 | 4.017 | 4.006 | 4.0014 |  | 3.6492 | 3.5666 | 3.5121 | 3.5569 | 3.5936 | 3.6317 | 3.6713 | 3.7093 | 3.7479 | 3.7857 | 3.8231 | 3.8622 | 3.8984 | 3.9322 | 3.965 | 3.9969 | 4.0321 | 4.0661 | 4.0956 | 4.1227 | 4.1482 | 4.1723 | 4.1887 | 4.2003 | 4.2101 | 4.2198 | 4.2331 | 4.2451 | 4.2561 | 4.2661 | 4.2743 | 4.282 |  | 3.6493 | 3.5653 | 3.5049 | 3.5454 | 3.5788 | 3.6153 | 3.6564 | 3.6979 | 3.7445 | 3.7926 | 3.8419 | 3.8986 | 3.9458 | 3.9864 | 4.0244 | 4.0609 | 4.1051 | 4.1476 | 4.1843 | 4.2177 | 4.2466 | 4.2712 | 4.2856 | 4.2969 | 4.3043 | 4.3085 | 4.3097 | 4.3081 | 4.3045 | 4.2988 | 4.1624 | 4.1477 |  | 3.6493 | 3.5591 | 3.4927 | 3.5271 | 3.5557 | 3.5885 | 3.6285 | 3.6705 | 3.7192 | 3.7715 | 3.8293 | 3.9042 | 3.973 | 4.0352 | 4.0941 | 4.1488 | 4.2007 | 4.2504 | 4.2954 | 4.3365 | 4.3733 | 4.4053 | 4.4296 | 4.4508 | 4.4679 | 4.1932 | 4.1983 | 4.1998 | 4.2066 | 4.2024 | 4.1937 | 4.1866
Tulketh |  | 3.8142 | 3.7196 | 3.6684 | 3.7298 | 3.8047 | 3.9054 | 4.0446 | 4.2046 | 4.4087 | 4.6383 | 4.9053 | 5.246 | 5.5331 | 5.7894 | 6.046 | 6.2881 | 6.5575 | 6.8223 | 7.0636 | 7.2899 | 7.496 | 7.6867 | 7.8291 | 7.8984 | 7.9428 | 7.9787 | 8.0049 | 8.0251 | 8.0419 | 8.0554 | 8.0661 | 8.0574 |  | 3.8132 | 3.7441 | 3.7069 | 3.7428 | 3.783 | 3.8384 | 3.9137 | 3.9914 | 4.0872 | 4.1948 | 4.3148 | 4.4398 | 4.5122 | 4.5798 | 4.6535 | 4.7266 | 4.8019 | 4.8849 | 4.9713 | 5.0614 | 5.1554 | 5.2711 | 5.369 | 5.4563 | 5.5364 | 5.6096 | 5.6776 | 5.7369 | 5.7912 | 5.8402 | 5.8819 | 5.9196 |  | 3.814 | 3.7189 | 3.6588 | 3.7061 | 3.7649 | 3.8457 | 3.9548 | 4.0772 | 4.228 | 4.3997 | 4.6016 | 4.8403 | 5.0393 | 5.2289 | 5.4257 | 5.6224 | 5.8677 | 6.1048 | 6.3154 | 6.5063 | 6.6887 | 6.8603 | 6.9965 | 7.1227 | 7.2341 | 7.3093 | 7.3271 | 7.3367 | 7.3421 | 7.3438 | 7.3394 | 7.3322 |  | 3.8142 | 3.7203 | 3.6692 | 3.7462 | 3.8546 | 4.0118 | 4.2366 | 4.5064 | 4.8676 | 5.2949 | 5.801 | 6.4004 | 6.6222 | 6.8059 | 6.981 | 7.1824 | 7.5573 | 7.8375 | 8.0276 | 8.1978 | 8.3444 | 8.4709 | 8.5634 | 8.6401 | 8.7035 | 8.7568 | 8.8013 | 8.8378 | 8.869 | 8.8951 | 8.7892 | 8.721 |  | 3.8142 | 3.7011 | 3.6309 | 3.6892 | 3.7815 | 3.9212 | 4.1265 | 4.379 | 4.7269 | 5.1434 | 5.669 | 6.3968 | 6.797 | 7.078 | 7.3416 | 7.5752 | 7.7893 | 7.9877 | 8.1665 | 8.3251 | 8.4674 | 8.5886 | 8.6753 | 8.7488 | 8.81 | 8.6167 | 8.5638 | 8.5046 | 8.4477 | 8.3818 | 8.3114 | 8.2423
Ulverston |  | 2.177 | 2.1342 | 2.1213 | 2.1753 | 2.2382 | 2.3174 | 2.4163 | 2.5282 | 2.6675 | 2.8232 | 3.0016 | 3.2295 | 3.4178 | 3.5867 | 3.7552 | 3.9145 | 4.0912 | 4.2633 | 4.4216 | 4.5711 | 4.7048 | 4.8243 | 4.9127 | 4.9914 | 5.0598 | 5.1208 | 5.1743 | 5.222 | 5.2663 | 5.3073 | 5.3451 | 5.381 |  | 2.1763 | 2.155 | 2.1569 | 2.2032 | 2.2532 | 2.3145 | 2.3858 | 2.4656 | 2.5596 | 2.6646 | 2.7575 | 2.8454 | 2.8871 | 2.9277 | 2.971 | 3.0155 | 3.0651 | 3.119 | 3.1783 | 3.241 | 3.3027 | 3.3757 | 3.438 | 3.4935 | 3.5445 | 3.5887 | 3.6296 | 3.6652 | 3.6976 | 3.7265 | 3.7508 | 3.773 |  | 2.177 | 2.1336 | 2.1136 | 2.1564 | 2.2074 | 2.2724 | 2.3501 | 2.4361 | 2.5407 | 2.6586 | 2.796 | 2.9593 | 3.0897 | 3.2152 | 3.3444 | 3.4741 | 3.6351 | 3.7895 | 3.9282 | 4.0551 | 4.1755 | 4.2865 | 4.3734 | 4.4531 | 4.523 | 4.5868 | 4.6419 | 4.6883 | 4.7302 | 4.768 | 4.7985 | 4.8259 |  | 2.177 | 2.1347 | 2.1226 | 2.1856 | 2.2685 | 2.3808 | 2.5305 | 2.7101 | 2.9465 | 3.2218 | 3.5465 | 3.968 | 4.2829 | 4.5612 | 4.8361 | 5.0255 | 5.2686 | 5.5011 | 5.7167 | 5.9181 | 6.0462 | 6.1445 | 6.219 | 6.2314 | 6.2254 | 6.2137 | 6.1974 | 6.1769 | 6.1539 | 6.1286 | 6.0667 | 5.9932 |  | 2.177 | 2.1197 | 2.0925 | 2.1399 | 2.2087 | 2.3062 | 2.443 | 2.6087 | 2.8319 | 3.0954 | 3.4214 | 3.8973 | 4.2882 | 4.6373 | 4.9789 | 5.2965 | 5.6014 | 5.8885 | 5.9621 | 6.0215 | 6.0667 | 6.0983 | 6.1092 | 6.1117 | 6.1068 | 6.0293 | 5.9651 | 5.8978 | 5.83 | 5.7597 | 5.688 | 5.6164
Union Rd |  | 4.3118 | 4.2345 | 4.1935 | 4.2504 | 4.3149 | 4.398 | 4.5016 | 4.619 | 4.7651 | 4.9293 | 5.1172 | 5.3548 | 5.5437 | 5.7133 | 5.8825 | 6.0435 | 6.2213 | 6.3961 | 6.5568 | 6.7079 | 6.847 | 6.974 | 7.0695 | 7.1541 | 7.2282 | 7.295 | 7.3561 | 7.4111 | 7.4627 | 7.5107 | 7.5552 | 7.5977 |  | 4.3111 | 4.267 | 4.2531 | 4.3066 | 4.3628 | 4.4321 | 4.5142 | 4.607 | 4.7165 | 4.8395 | 4.9791 | 5.135 | 5.184 | 5.2306 | 5.28 | 5.3306 | 5.3834 | 5.4415 | 5.5036 | 5.5679 | 5.6358 | 5.7167 | 5.7872 | 5.8511 | 5.9104 | 5.9577 | 6.001 | 6.0384 | 6.0722 | 6.1021 | 6.1275 | 6.1524 |  | 4.3118 | 4.234 | 4.1875 | 4.2351 | 4.2892 | 4.3594 | 4.4437 | 4.537 | 4.6502 | 4.7779 | 4.9254 | 5.0995 | 5.233 | 5.3606 | 5.4916 | 5.6235 | 5.7856 | 5.9425 | 6.0835 | 6.2122 | 6.3363 | 6.4512 | 6.543 | 6.6269 | 6.7011 | 6.7697 | 6.8316 | 6.8851 | 6.9341 | 6.9789 | 7.0163 | 7.0505 |  | 4.3118 | 4.2341 | 4.1909 | 4.2542 | 4.3363 | 4.4511 | 4.6051 | 4.791 | 5.036 | 5.3241 | 5.6641 | 6.1054 | 6.4257 | 6.708 | 6.9858 | 7.2586 | 7.5968 | 7.9266 | 8.2276 | 8.5085 | 8.7637 | 8.9948 | 9.1706 | 9.3269 | 9.463 | 9.5845 | 9.6925 | 9.7885 | 9.8773 | 9.8955 | 9.6874 | 9.6346 |  | 4.3118 | 4.2088 | 4.1404 | 4.1779 | 4.2383 | 4.329 | 4.4609 | 4.6247 | 4.8503 | 5.1212 | 5.4614 | 5.9632 | 6.3695 | 6.734 | 7.0891 | 7.4197 | 7.7373 | 8.0428 | 8.3293 | 8.5946 | 8.844 | 9.0688 | 9.2399 | 9.3937 | 9.529 | 9.2997 | 9.2608 | 9.2161 | 9.1707 | 9.0525 | 8.9284 | 8.8086
Upholland |  | 2.7287 | 2.682 | 2.6717 | 2.7432 | 2.8332 | 2.9499 | 3.1025 | 3.2802 | 3.5083 | 3.7699 | 4.075 | 4.4704 | 4.8025 | 5.1035 | 5.3872 | 5.5301 | 5.6949 | 5.8513 | 5.9885 | 6.1138 | 6.2232 | 6.316 | 6.3785 | 6.4304 | 6.4722 | 6.5064 | 6.5321 | 6.5518 | 6.5689 | 6.5829 | 6.5944 | 6.5949 |  | 2.7274 | 2.7 | 2.6971 | 2.7432 | 2.7942 | 2.8571 | 2.9318 | 3.0056 | 3.0919 | 3.1818 | 3.2845 | 3.3988 | 3.4808 | 3.5605 | 3.6458 | 3.7332 | 3.8251 | 3.9269 | 4.0355 | 4.1499 | 4.2697 | 4.4127 | 4.5366 | 4.6491 | 4.7531 | 4.8468 | 4.9345 | 5.0127 | 5.0851 | 5.1513 | 5.2092 | 5.2635 |  | 2.7286 | 2.6812 | 2.6614 | 2.7167 | 2.7884 | 2.8824 | 3.0006 | 3.1351 | 3.3039 | 3.4994 | 3.7312 | 4.0112 | 4.2429 | 4.4675 | 4.6997 | 4.9343 | 5.2244 | 5.3744 | 5.4917 | 5.5949 | 5.6898 | 5.7709 | 5.8296 | 5.8801 | 5.921 | 5.9556 | 5.9806 | 5.9974 | 6.0106 | 6.0203 | 6.0241 | 6.0246 |  | 2.7287 | 2.6826 | 2.6759 | 2.7675 | 2.8992 | 3.0837 | 3.3395 | 3.6544 | 4.0767 | 4.4912 | 4.7339 | 5.0532 | 5.2743 | 5.4612 | 5.6392 | 5.8194 | 6.0812 | 6.3324 | 6.5594 | 6.7691 | 6.9573 | 7.1252 | 7.2554 | 7.286 | 7.2714 | 7.2495 | 7.2216 | 7.1886 | 7.1524 | 7.1136 | 7.0071 | 6.9012 |  | 2.7287 | 2.6647 | 2.6402 | 2.7137 | 2.8301 | 2.998 | 3.2391 | 3.5381 | 3.9471 | 4.3706 | 4.6395 | 5.0914 | 5.4579 | 5.7878 | 6.0881 | 6.3636 | 6.6238 | 6.8711 | 7.0994 | 7.2751 | 7.3344 | 7.3705 | 7.3792 | 7.3765 | 7.3639 | 7.2161 | 7.1166 | 7.0126 | 6.9071 | 6.8003 | 6.6917 | 6.584
Urmston |  | 2.5997 | 2.5737 | 2.5737 | 2.6356 | 2.7141 | 2.8165 | 2.9553 | 3.1125 | 3.3079 | 3.5325 | 3.7982 | 4.1372 | 4.4398 | 4.7156 | 4.9891 | 5.2468 | 5.5291 | 5.8081 | 6.0612 | 6.3007 | 6.5224 | 6.7228 | 6.8845 | 7.0373 | 7.1755 | 7.3004 | 7.4057 | 7.5022 | 7.5939 | 7.681 | 7.7647 | 7.8448 |  | 2.5987 | 2.5791 | 2.5774 | 2.6117 | 2.6499 | 2.7004 | 2.7698 | 2.8436 | 2.9283 | 3.025 | 3.1399 | 3.2656 | 3.3687 | 3.469 | 3.5712 | 3.6716 | 3.7774 | 3.8909 | 4.0088 | 4.1301 | 4.2504 | 4.3793 | 4.4929 | 4.5975 | 4.695 | 4.7998 | 4.8982 | 4.9865 | 5.0655 | 5.133 | 5.1884 | 5.2505 |  | 2.5996 | 2.573 | 2.5644 | 2.6123 | 2.6757 | 2.7595 | 2.8706 | 2.9934 | 3.1423 | 3.3157 | 3.5252 | 3.7758 | 4.0001 | 4.2166 | 4.4361 | 4.6529 | 4.9129 | 5.1668 | 5.3922 | 5.6001 | 5.8007 | 5.9842 | 6.1408 | 6.2925 | 6.4309 | 6.5586 | 6.6652 | 6.7596 | 6.8476 | 6.9303 | 7.0041 | 7.0725 |  | 2.5997 | 2.5775 | 2.5835 | 2.6639 | 2.7777 | 2.9382 | 3.1567 | 3.4183 | 3.7632 | 4.1712 | 4.6589 | 5.2881 | 5.7809 | 6.2214 | 6.6229 | 6.7995 | 7.0557 | 7.3013 | 7.5221 | 7.7247 | 7.9055 | 8.0675 | 8.192 | 8.3017 | 8.397 | 8.4821 | 8.5579 | 8.6251 | 8.687 | 8.7436 | 8.6865 | 8.534 |  | 2.5997 | 2.5617 | 2.5522 | 2.6171 | 2.7191 | 2.8663 | 3.0753 | 3.3255 | 3.6588 | 4.0575 | 4.6712 | 5.8382 | 6.415 | 6.7381 | 7.0333 | 7.3048 | 7.5608 | 7.8047 | 8.0303 | 8.2374 | 8.4295 | 8.6006 | 8.7337 | 8.8546 | 8.9622 | 8.918 | 8.9162 | 8.909 | 8.768 | 8.6205 | 8.4695 | 8.32
Victoria Park |  | 4.4099 | 4.2492 | 4.136 | 4.2193 | 4.2823 | 4.3421 | 4.3994 | 4.452 | 4.5007 | 4.5437 | 4.5832 | 4.6211 | 4.6566 | 4.6877 | 4.7159 | 4.7407 | 4.7647 | 4.7859 | 4.8063 | 4.8263 | 4.8434 | 4.8566 | 4.8661 | 4.8741 | 4.88 | 4.8845 | 4.8874 | 4.8889 | 4.8892 | 4.8883 | 4.8863 | 4.8831 |  | 4.4099 | 4.2635 | 4.1624 | 4.1969 | 4.214 | 4.2333 | 4.2556 | 4.2792 | 4.3043 | 4.3297 | 4.3568 | 4.3853 | 4.4054 | 4.4228 | 4.4382 | 4.4521 | 4.4673 | 4.4813 | 4.4941 | 4.5071 | 4.5189 | 4.5311 | 4.5413 | 4.5514 | 4.5604 | 4.5644 | 4.5673 | 4.5692 | 4.5699 | 4.5696 | 4.5682 | 4.5661 |  | 4.4099 | 4.2491 | 4.1354 | 4.218 | 4.2804 | 4.3395 | 4.3958 | 4.4474 | 4.4948 | 4.5366 | 4.5749 | 4.611 | 4.6445 | 4.6742 | 4.7011 | 4.7251 | 4.7488 | 4.7696 | 4.7895 | 4.8089 | 4.8257 | 4.8388 | 4.8484 | 4.8565 | 4.8626 | 4.8674 | 4.8705 | 4.8721 | 4.8725 | 4.8717 | 4.8696 | 4.8663 |  | 4.4099 | 4.2495 | 4.1254 | 4.1979 | 4.2501 | 4.2996 | 4.3474 | 4.3903 | 4.4304 | 4.4642 | 4.4932 | 4.5178 | 4.5391 | 4.5555 | 4.5687 | 4.5806 | 4.5977 | 4.6124 | 4.6239 | 4.6337 | 4.6403 | 4.6441 | 4.643 | 4.6404 | 4.6355 | 4.6288 | 4.6204 | 4.6103 | 4.5987 | 4.5855 | 4.5634 | 4.5399 |  | 4.4099 | 4.2481 | 4.1225 | 4.1935 | 4.2444 | 4.2966 | 4.3523 | 4.4062 | 4.4592 | 4.5095 | 4.5605 | 4.6173 | 4.6719 | 4.7209 | 4.766 | 4.8067 | 4.8447 | 4.8792 | 4.9105 | 4.9396 | 4.9644 | 4.9853 | 5.0023 | 5.018 | 5.0309 | 5.0277 | 5.0284 | 5.0271 | 5.0241 | 5.0189 | 5.0118 | 5.003
Warbreck |  | 2.2471 | 2.1982 | 2.1708 | 2.1953 | 2.226 | 2.2679 | 2.3264 | 2.3953 | 2.4844 | 2.5874 | 2.7089 | 2.8666 | 2.9988 | 3.1171 | 3.2339 | 3.3454 | 3.43 | 3.4966 | 3.5542 | 3.6062 | 3.6516 | 3.6913 | 3.7169 | 3.7378 | 3.7541 | 3.7674 | 3.7788 | 3.7877 | 3.7954 | 3.8016 | 3.8064 | 3.8028 |  | 2.2466 | 2.2115 | 2.1925 | 2.2069 | 2.2214 | 2.2423 | 2.2711 | 2.3045 | 2.3452 | 2.3924 | 2.4482 | 2.511 | 2.5415 | 2.571 | 2.6025 | 2.6349 | 2.6691 | 2.7069 | 2.7473 | 2.79 | 2.8348 | 2.8885 | 2.9345 | 2.9765 | 3.0149 | 3.0467 | 3.0753 | 3.0998 | 3.1218 | 3.141 | 3.1569 | 3.1722 |  | 2.2471 | 2.1979 | 2.1665 | 2.1843 | 2.2079 | 2.2406 | 2.2853 | 2.3369 | 2.4022 | 2.4788 | 2.5708 | 2.6824 | 2.7735 | 2.8595 | 2.9483 | 3.0384 | 3.1509 | 3.2594 | 3.3201 | 3.3581 | 3.3928 | 3.4232 | 3.4429 | 3.459 | 3.4708 | 3.4803 | 3.4874 | 3.4912 | 3.4933 | 3.4938 | 3.4916 | 3.4884 |  | 2.2471 | 2.1978 | 2.1701 | 2.2009 | 2.2475 | 2.3165 | 2.4153 | 2.5379 | 2.7023 | 2.8984 | 3.0261 | 3.1562 | 3.2446 | 3.3175 | 3.3865 | 3.4601 | 3.5833 | 3.702 | 3.8105 | 3.9114 | 4.0025 | 4.0838 | 4.1494 | 4.2076 | 4.2591 | 4.3056 | 4.3477 | 4.3855 | 4.4204 | 4.4524 | 4.3826 | 4.3618 |  | 2.2471 | 2.1861 | 2.147 | 2.1662 | 2.2035 | 2.2617 | 2.3508 | 2.4636 | 2.6207 | 2.8107 | 2.9348 | 3.1326 | 3.2959 | 3.4508 | 3.5895 | 3.7186 | 3.8416 | 3.96 | 4.0707 | 4.1738 | 4.2705 | 4.3554 | 4.4242 | 4.4872 | 4.5441 | 4.4021 | 4.3889 | 4.3709 | 4.3483 | 4.3286 | 4.306 | 4.2846
Wardleworth |  | 4.0576 | 3.9446 | 3.875 | 3.9346 | 3.9921 | 4.0609 | 4.1441 | 4.2344 | 4.3435 | 4.4643 | 4.6004 | 4.7707 | 4.9143 | 5.0427 | 5.1707 | 5.2926 | 5.4258 | 5.5564 | 5.6758 | 5.7895 | 5.892 | 5.9861 | 6.0558 | 6.1184 | 6.1728 | 6.2213 | 6.2644 | 6.3028 | 6.3383 | 6.3709 | 6.4008 | 6.4288 |  | 4.0571 | 3.9644 | 3.9091 | 3.9423 | 3.9694 | 4.0039 | 4.0471 | 4.0946 | 4.1515 | 4.2155 | 4.2883 | 4.3687 | 4.4067 | 4.4422 | 4.4799 | 4.5186 | 4.5582 | 4.6017 | 4.6474 | 4.696 | 4.7452 | 4.8049 | 4.8554 | 4.9015 | 4.944 | 4.9798 | 5.0128 | 5.0414 | 5.0673 | 5.0901 | 5.1092 | 5.1275 |  | 4.0576 | 3.9442 | 3.8703 | 3.9229 | 3.9726 | 4.0319 | 4.1008 | 4.1732 | 4.2581 | 4.3521 | 4.4588 | 4.5827 | 4.6854 | 4.783 | 4.8828 | 4.9834 | 5.1049 | 5.2224 | 5.3228 | 5.3876 | 5.4459 | 5.497 | 5.5349 | 5.5681 | 5.5959 | 5.6202 | 5.6399 | 5.6554 | 5.6686 | 5.6796 | 5.6875 | 5.6938 |  | 4.0576 | 3.945 | 3.8708 | 3.9322 | 3.9998 | 4.0889 | 4.2061 | 4.3436 | 4.5224 | 4.6741 | 4.8104 | 4.9812 | 5.1041 | 5.2076 | 5.3055 | 5.4136 | 5.657 | 5.8941 | 6.1137 | 6.2479 | 6.3689 | 6.4794 | 6.5698 | 6.6518 | 6.7257 | 6.7937 | 6.8562 | 6.9134 | 6.967 | 7.0169 | 7.0164 | 6.9959 |  | 4.0576 | 3.9301 | 3.8413 | 3.8879 | 3.9436 | 4.0206 | 4.1288 | 4.2584 | 4.4323 | 4.5702 | 4.7283 | 5.0761 | 5.3776 | 5.6641 | 5.885 | 6.0641 | 6.2339 | 6.397 | 6.5497 | 6.6937 | 6.8255 | 6.9434 | 7.0414 | 7.133 | 7.2168 | 7.183 | 7.1718 | 7.1604 | 7.1401 | 7.1269 | 7.111 | 7.0949
Warton |  | 3.5047 | 3.3803 | 3.302 | 3.3605 | 3.4126 | 3.4665 | 3.5269 | 3.5873 | 3.6596 | 3.7337 | 3.8149 | 3.9144 | 3.9983 | 4.0735 | 4.145 | 4.2151 | 4.2917 | 4.3634 | 4.425 | 4.4666 | 4.4999 | 4.5271 | 4.5464 | 4.5648 | 4.5793 | 4.5907 | 4.5976 | 4.6023 | 4.6057 | 4.6079 | 4.609 | 4.6032 |  | 3.5044 | 3.3941 | 3.326 | 3.352 | 3.3703 | 3.3903 | 3.4153 | 3.4405 | 3.4737 | 3.5079 | 3.5468 | 3.5904 | 3.6125 | 3.6332 | 3.6521 | 3.6734 | 3.6955 | 3.7167 | 3.739 | 3.765 | 3.7888 | 3.8177 | 3.8417 | 3.864 | 3.8832 | 3.9013 | 3.9176 | 3.9313 | 3.9434 | 3.9538 | 3.962 | 3.9681 |  | 3.5047 | 3.3801 | 3.2994 | 3.3541 | 3.4017 | 3.4503 | 3.5028 | 3.5531 | 3.6118 | 3.6708 | 3.7354 | 3.8086 | 3.8696 | 3.9274 | 3.9831 | 4.0412 | 4.1112 | 4.1755 | 4.2325 | 4.2871 | 4.3357 | 4.3619 | 4.3766 | 4.3911 | 4.4019 | 4.4098 | 4.413 | 4.4136 | 4.4125 | 4.4101 | 4.4058 | 4.4001 |  | 3.5047 | 3.3807 | 3.2962 | 3.352 | 3.406 | 3.4675 | 3.5436 | 3.6267 | 3.734 | 3.8529 | 3.9572 | 4.0456 | 4.1055 | 4.1549 | 4.1981 | 4.2478 | 4.3341 | 4.4139 | 4.4871 | 4.5576 | 4.6183 | 4.6717 | 4.7145 | 4.7533 | 4.7821 | 4.7945 | 4.804 | 4.8108 | 4.8158 | 4.819 | 4.812 | 4.7909 |  | 3.5047 | 3.3741 | 3.283 | 3.3322 | 3.3807 | 3.4383 | 3.5131 | 3.5968 | 3.7074 | 3.8322 | 3.9485 | 4.0976 | 4.2213 | 4.3341 | 4.4385 | 4.5381 | 4.6328 | 4.72 | 4.8017 | 4.881 | 4.9511 | 5.0125 | 5.0635 | 5.1024 | 5.1322 | 5.1378 | 5.1316 | 5.1213 | 5.1092 | 5.0958 | 5.0808 | 5.0648
Waterhead |  | 2.4544 | 2.4025 | 2.3751 | 2.4184 | 2.4646 | 2.5231 | 2.5975 | 2.6813 | 2.7848 | 2.9021 | 3.0368 | 3.2056 | 3.3468 | 3.4743 | 3.6015 | 3.7226 | 3.8565 | 3.9876 | 4.1086 | 4.223 | 4.3283 | 4.4248 | 4.4991 | 4.5666 | 4.6264 | 4.6804 | 4.7287 | 4.7724 | 4.8136 | 4.8521 | 4.8882 | 4.9226 |  | 2.4539 | 2.417 | 2.3995 | 2.4273 | 2.4542 | 2.4879 | 2.5298 | 2.576 | 2.6301 | 2.6912 | 2.7491 | 2.8123 | 2.851 | 2.8882 | 2.9273 | 2.967 | 3.0086 | 3.0536 | 3.1014 | 3.1511 | 3.2031 | 3.2647 | 3.3183 | 3.3672 | 3.4124 | 3.4545 | 3.494 | 3.5294 | 3.5623 | 3.5925 | 3.6191 | 3.6439 |  | 2.4543 | 2.4022 | 2.3708 | 2.4074 | 2.4466 | 2.496 | 2.5566 | 2.6231 | 2.703 | 2.794 | 2.8978 | 3.0204 | 3.1212 | 3.2181 | 3.3175 | 3.4172 | 3.5395 | 3.6575 | 3.764 | 3.8619 | 3.9562 | 4.0437 | 4.1152 | 4.1819 | 4.2417 | 4.297 | 4.3457 | 4.3882 | 4.4274 | 4.4634 | 4.4942 | 4.5224 |  | 2.4544 | 2.4029 | 2.3749 | 2.424 | 2.4861 | 2.5703 | 2.684 | 2.8194 | 2.9968 | 3.2055 | 3.452 | 3.7724 | 4.0119 | 4.2239 | 4.3429 | 4.441 | 4.6353 | 4.8247 | 5.0036 | 5.1291 | 5.2151 | 5.2912 | 5.3537 | 5.4092 | 5.4592 | 5.505 | 5.5472 | 5.5862 | 5.6229 | 5.6574 | 5.6607 | 5.6428 |  | 2.4544 | 2.3896 | 2.3486 | 2.3845 | 2.4353 | 2.5077 | 2.6116 | 2.737 | 2.9066 | 3.1091 | 3.3641 | 3.7428 | 4.0533 | 4.3328 | 4.6063 | 4.7513 | 4.8662 | 4.9746 | 5.0745 | 5.166 | 5.2507 | 5.3245 | 5.3846 | 5.4392 | 5.4886 | 5.4783 | 5.4668 | 5.4528 | 5.438 | 5.4215 | 5.4035 | 5.3853
Waterswallows |  | 1.9792 | 1.9206 | 1.8883 | 1.9226 | 1.9583 | 2.0002 | 2.0532 | 2.1099 | 2.18 | 2.2569 | 2.3454 | 2.4623 | 2.5695 | 2.6683 | 2.7648 | 2.8559 | 2.9546 | 3.0511 | 3.1465 | 3.2397 | 3.3248 | 3.3951 | 3.4456 | 3.4881 | 3.5251 | 3.5577 | 3.5851 | 3.6099 | 3.6323 | 3.6528 | 3.6718 | 3.6901 |  | 1.979 | 1.9271 | 1.8967 | 1.9108 | 1.9231 | 1.9384 | 1.9597 | 1.9821 | 2.0105 | 2.0422 | 2.0782 | 2.1173 | 2.1491 | 2.1803 | 2.2115 | 2.2443 | 2.2853 | 2.3291 | 2.377 | 2.4271 | 2.4787 | 2.5384 | 2.591 | 2.6389 | 2.683 | 2.7106 | 2.7357 | 2.7571 | 2.7756 | 2.7909 | 2.8025 | 2.8146 |  | 1.9792 | 1.9203 | 1.8842 | 1.9126 | 1.9422 | 1.9769 | 2.0193 | 2.0633 | 2.1164 | 2.1752 | 2.2441 | 2.3302 | 2.4092 | 2.4867 | 2.564 | 2.6406 | 2.7318 | 2.8196 | 2.9054 | 2.9877 | 3.0657 | 3.1303 | 3.1794 | 3.2219 | 3.2594 | 3.2934 | 3.3216 | 3.3459 | 3.3673 | 3.3866 | 3.4023 | 3.4168 |  | 1.9792 | 1.9211 | 1.8871 | 1.9233 | 1.9657 | 2.02 | 2.093 | 2.1789 | 2.2966 | 2.4308 | 2.5851 | 2.7813 | 2.9408 | 3.084 | 3.2238 | 3.3758 | 3.6039 | 3.8284 | 3.894 | 3.91 | 3.9172 | 3.9173 | 3.9057 | 3.8895 | 3.8692 | 3.8457 | 3.8197 | 3.7916 | 3.762 | 3.731 | 3.6765 | 3.6224 |  | 1.9792 | 1.9155 | 1.8761 | 1.9068 | 1.945 | 1.9974 | 2.0758 | 2.1653 | 2.282 | 2.4166 | 2.5949 | 2.8856 | 3.1452 | 3.3823 | 3.616 | 3.8364 | 3.9952 | 4.032 | 4.0618 | 4.0838 | 4.0977 | 4.1037 | 4.099 | 4.09 | 4.0769 | 4.012 | 3.9671 | 3.9209 | 3.8733 | 3.8253 | 3.7761 | 3.7268
Weaste |  | 4.844 | 4.7097 | 4.6225 | 4.6977 | 4.7591 | 4.8249 | 4.9013 | 4.977 | 5.0558 | 5.1396 | 5.2336 | 5.339 | 5.4343 | 5.5226 | 5.6062 | 5.6835 | 5.764 | 5.8411 | 5.9128 | 5.9801 | 6.0395 | 6.0901 | 6.133 | 6.172 | 6.2076 | 6.2395 | 6.2657 | 6.2897 | 6.3121 | 6.3329 | 6.3527 | 6.3709 |  | 4.8438 | 4.7247 | 4.6512 | 4.6885 | 4.7123 | 4.7422 | 4.7859 | 4.832 | 4.882 | 4.9395 | 5.0076 | 5.0815 | 5.1369 | 5.1903 | 5.2404 | 5.2884 | 5.3396 | 5.3935 | 5.4433 | 5.4925 | 5.5379 | 5.5787 | 5.6164 | 5.6517 | 5.6856 | 5.7155 | 5.7427 | 5.7667 | 5.7865 | 5.8011 | 5.8111 | 5.8268 |  | 4.8439 | 4.7096 | 4.6208 | 4.6934 | 4.7521 | 4.8147 | 4.8862 | 4.956 | 5.0269 | 5.1021 | 5.1868 | 5.2793 | 5.3618 | 5.4406 | 5.5157 | 5.5867 | 5.6638 | 5.7398 | 5.8074 | 5.87 | 5.9264 | 5.9746 | 6.017 | 6.056 | 6.0918 | 6.1244 | 6.1511 | 6.1749 | 6.1969 | 6.2173 | 6.2357 | 6.2523 |  | 4.844 | 4.7116 | 4.6166 | 4.6852 | 4.7423 | 4.8072 | 4.8856 | 4.9677 | 5.0637 | 5.1691 | 5.2838 | 5.4173 | 5.5259 | 5.6235 | 5.7155 | 5.8289 | 6.0431 | 6.2103 | 6.2727 | 6.3295 | 6.379 | 6.4218 | 6.4512 | 6.4753 | 6.4937 | 6.5077 | 6.5175 | 6.5235 | 6.5268 | 6.5274 | 6.4912 | 6.476 |  | 4.844 | 4.7031 | 4.5997 | 4.6598 | 4.7104 | 4.7713 | 4.852 | 4.9373 | 5.0352 | 5.1454 | 5.3046 | 5.5854 | 5.8363 | 6.0455 | 6.1489 | 6.2448 | 6.3359 | 6.4224 | 6.5012 | 6.5735 | 6.6401 | 6.6994 | 6.7453 | 6.786 | 6.821 | 6.7792 | 6.7931 | 6.8028 | 6.8114 | 6.815 | 6.8154 | 6.8141
Werneth |  | 2.6283 | 2.5776 | 2.5491 | 2.5859 | 2.6263 | 2.6776 | 2.7409 | 2.8119 | 2.8988 | 2.9967 | 3.1081 | 3.2481 | 3.3616 | 3.4636 | 3.5652 | 3.662 | 3.7687 | 3.8732 | 3.9693 | 4.0599 | 4.1435 | 4.2205 | 4.2801 | 4.3343 | 4.3826 | 4.4263 | 4.4658 | 4.5016 | 4.5355 | 4.5672 | 4.5914 | 4.5985 |  | 2.6279 | 2.5946 | 2.5799 | 2.61 | 2.6401 | 2.6773 | 2.7217 | 2.7712 | 2.8292 | 2.8943 | 2.9679 | 3.05 | 3.0826 | 3.1135 | 3.1458 | 3.1783 | 3.2122 | 3.2485 | 3.287 | 3.3268 | 3.3683 | 3.4168 | 3.4593 | 3.4982 | 3.5343 | 3.5678 | 3.5993 | 3.6275 | 3.6538 | 3.6781 | 3.6996 | 3.7196 |  | 2.6283 | 2.5773 | 2.5459 | 2.5777 | 2.6123 | 2.6565 | 2.709 | 2.7663 | 2.8345 | 2.9115 | 2.9997 | 3.1031 | 3.185 | 3.263 | 3.3428 | 3.4228 | 3.5204 | 3.6146 | 3.6993 | 3.777 | 3.8519 | 3.9218 | 3.9792 | 4.0329 | 4.081 | 4.1162 | 4.1356 | 4.1517 | 4.1643 | 4.1752 | 4.1835 | 4.1907 |  | 2.6283 | 2.5777 | 2.5481 | 2.5887 | 2.6395 | 2.7094 | 2.8024 | 2.9132 | 3.0575 | 3.2272 | 3.427 | 3.5896 | 3.6907 | 3.776 | 3.8566 | 3.9496 | 4.0974 | 4.2306 | 4.354 | 4.4694 | 4.5756 | 4.6719 | 4.7539 | 4.8283 | 4.8964 | 4.9598 | 5.0188 | 5.0737 | 5.1256 | 5.1747 | 5.1774 | 5.1687 |  | 2.6283 | 2.5624 | 2.5177 | 2.5429 | 2.5813 | 2.6371 | 2.7171 | 2.8155 | 2.9495 | 3.1106 | 3.3145 | 3.5779 | 3.7575 | 3.9262 | 4.0821 | 4.2277 | 4.3673 | 4.5016 | 4.6284 | 4.7472 | 4.8595 | 4.9598 | 5.0451 | 5.1245 | 5.1979 | 5.1803 | 5.1729 | 5.1676 | 5.1577 | 5.1506 | 5.1416 | 5.1326
Wesley Place Bacup |  | 2.6794 | 2.6268 | 2.6015 | 2.6466 | 2.7008 | 2.7679 | 2.853 | 2.9476 | 3.0676 | 3.2019 | 3.3576 | 3.5545 | 3.7164 | 3.8618 | 4.0073 | 4.1451 | 4.2965 | 4.4465 | 4.5834 | 4.7129 | 4.8313 | 4.9402 | 5.0227 | 5.0979 | 5.1641 | 5.2236 | 5.2767 | 5.3245 | 5.3694 | 5.4112 | 5.4502 | 5.4874 |  | 2.6788 | 2.645 | 2.6332 | 2.6676 | 2.7055 | 2.7504 | 2.8048 | 2.8637 | 2.935 | 3.0138 | 3.1046 | 3.205 | 3.2464 | 3.2857 | 3.3275 | 3.3694 | 3.4117 | 3.4594 | 3.5101 | 3.5634 | 3.6187 | 3.6848 | 3.7417 | 3.7935 | 3.8413 | 3.8859 | 3.9277 | 3.965 | 3.9997 | 4.0316 | 4.0597 | 4.0853 |  | 2.6793 | 2.6264 | 2.5965 | 2.6338 | 2.6792 | 2.7354 | 2.804 | 2.8781 | 2.9699 | 3.0729 | 3.194 | 3.3364 | 3.4508 | 3.5601 | 3.6727 | 3.7853 | 3.923 | 4.0575 | 4.1773 | 4.2873 | 4.3926 | 4.4909 | 4.5701 | 4.6444 | 4.7104 | 4.7714 | 4.825 | 4.8713 | 4.8977 | 4.9087 | 4.9169 | 4.9237 |  | 2.6794 | 2.6273 | 2.6019 | 2.6544 | 2.726 | 2.8228 | 2.954 | 3.1104 | 3.3183 | 3.5622 | 3.8528 | 4.2302 | 4.444 | 4.5415 | 4.6338 | 4.7395 | 4.9739 | 5.189 | 5.3021 | 5.4059 | 5.4981 | 5.5792 | 5.6452 | 5.7038 | 5.7559 | 5.8033 | 5.8464 | 5.8857 | 5.9223 | 5.9562 | 5.9549 | 5.9259 |  | 2.6794 | 2.6111 | 2.5695 | 2.6057 | 2.6638 | 2.7454 | 2.8626 | 3.0052 | 3.2019 | 3.4364 | 3.7329 | 4.17 | 4.5251 | 4.7248 | 4.873 | 5.0071 | 5.1314 | 5.2493 | 5.3574 | 5.4564 | 5.547 | 5.6254 | 5.6884 | 5.7456 | 5.7967 | 5.7803 | 5.7581 | 5.7334 | 5.7078 | 5.6805 | 5.6518 | 5.6228
West Didsbury |  | 4.5689 | 4.465 | 4.402 | 4.481 | 4.5587 | 4.6518 | 4.7648 | 4.8884 | 5.0328 | 5.1921 | 5.3686 | 5.5852 | 5.7698 | 5.9362 | 6.1009 | 6.2565 | 6.4259 | 6.5917 | 6.7441 | 6.8882 | 7.0196 | 7.1411 | 7.2348 | 7.3207 | 7.3969 | 7.4665 | 7.5307 | 7.5895 | 7.645 | 7.6971 | 7.7458 | 7.7925 |  | 4.5683 | 4.4876 | 4.4404 | 4.4885 | 4.5317 | 4.5849 | 4.6514 | 4.7246 | 4.8069 | 4.8982 | 5.0013 | 5.1145 | 5.183 | 5.248 | 5.3133 | 5.3774 | 5.4391 | 5.5043 | 5.5707 | 5.639 | 5.7083 | 5.7876 | 5.857 | 5.9222 | 5.9832 | 6.0352 | 6.0836 | 6.1268 | 6.1668 | 6.2032 | 6.2356 | 6.2671 |  | 4.5688 | 4.4647 | 4.397 | 4.4688 | 4.5381 | 4.6207 | 4.718 | 4.8217 | 4.9389 | 5.0667 | 5.2091 | 5.3726 | 5.5109 | 5.6422 | 5.7749 | 5.906 | 6.0622 | 6.2129 | 6.3487 | 6.4739 | 6.5926 | 6.7039 | 6.7943 | 6.8794 | 6.9556 | 7.0266 | 7.0914 | 7.1487 | 7.2019 | 7.2512 | 7.2939 | 7.3335 |  | 4.5689 | 4.4653 | 4.3979 | 4.4805 | 4.5715 | 4.6894 | 4.8432 | 5.0216 | 5.2462 | 5.5056 | 5.8074 | 6.193 | 6.4337 | 6.5635 | 6.6853 | 6.8231 | 7.0806 | 7.2824 | 7.4178 | 7.5424 | 7.6539 | 7.7532 | 7.8343 | 7.9087 | 7.9753 | 8.0359 | 8.0913 | 8.142 | 8.1894 | 8.2336 | 8.1483 | 8.1306 |  | 4.5689 | 4.4476 | 4.3628 | 4.4277 | 4.5053 | 4.6088 | 4.7501 | 4.9177 | 5.1357 | 5.3917 | 5.7063 | 6.1576 | 6.5302 | 6.7217 | 6.9015 | 7.0657 | 7.2208 | 7.3675 | 7.5031 | 7.6276 | 7.7419 | 7.8427 | 7.9254 | 8.0029 | 8.0728 | 7.8678 | 7.8665 | 7.8608 | 7.8587 | 7.8471 | 7.8313 | 7.8165
Westgate |  | 3.1243 | 3.0869 | 3.0849 | 3.1512 | 3.2347 | 3.345 | 3.487 | 3.6472 | 3.842 | 4.0614 | 4.3145 | 4.6384 | 4.9098 | 5.1529 | 5.3953 | 5.6243 | 5.8783 | 6.1286 | 6.3581 | 6.5758 | 6.7755 | 6.9566 | 7.0926 | 7.2137 | 7.3199 | 7.4153 | 7.5006 | 7.5771 | 7.649 | 7.7159 | 7.7782 | 7.8376 |  | 3.1234 | 3.1169 | 3.1258 | 3.1807 | 3.2429 | 3.3208 | 3.4139 | 3.5172 | 3.639 | 3.7682 | 3.9145 | 4.0766 | 4.1459 | 4.211 | 4.2798 | 4.3488 | 4.4227 | 4.505 | 4.5917 | 4.6832 | 4.7798 | 4.8957 | 4.996 | 5.0866 | 5.1709 | 5.2429 | 5.31 | 5.3692 | 5.4239 | 5.4738 | 5.5171 | 5.5569 |  | 3.1242 | 3.086 | 3.0738 | 3.1239 | 3.1902 | 3.2795 | 3.3907 | 3.5144 | 3.668 | 3.8396 | 4.0347 | 4.2674 | 4.4584 | 4.6406 | 4.8276 | 5.0143 | 5.2455 | 5.47 | 5.6709 | 5.8561 | 6.0341 | 6.1977 | 6.3284 | 6.4484 | 6.5548 | 6.653 | 6.7395 | 6.8138 | 6.8819 | 6.9442 | 6.9962 | 7.0437 |  | 3.1243 | 3.0873 | 3.0876 | 3.1686 | 3.2828 | 3.4433 | 3.6616 | 3.9249 | 4.2737 | 4.6774 | 5.1555 | 5.7773 | 6.2434 | 6.6547 | 7.0602 | 7.2703 | 7.6894 | 8.0977 | 8.4759 | 8.7044 | 8.9 | 9.0664 | 9.1745 | 9.2615 | 9.3282 | 9.3806 | 9.4204 | 9.449 | 9.4713 | 9.4872 | 9.398 | 9.3524 |  | 3.1243 | 3.0611 | 3.0372 | 3.0976 | 3.1918 | 3.3299 | 3.5286 | 3.7707 | 4.1005 | 4.4909 | 4.9741 | 5.6781 | 6.26 | 6.7729 | 7.2741 | 7.6639 | 7.9893 | 8.2839 | 8.529 | 8.747 | 8.9383 | 9.0965 | 9.1991 | 9.2841 | 9.3506 | 9.2024 | 9.1687 | 9.1286 | 9.0769 | 9.031 | 8.98 | 8.9293
Westhoughton |  | 5.1218 | 5.0166 | 4.9663 | 5.0512 | 5.1534 | 5.2871 | 5.4591 | 5.6568 | 5.9094 | 6.1958 | 6.5266 | 6.9531 | 7.322 | 7.6545 | 7.9873 | 8.3042 | 8.6552 | 9.0003 | 9.3173 | 9.6163 | 9.8732 | 10.0025 | 10.0959 | 10.1755 | 10.2432 | 10.3025 | 10.3548 | 10.4006 | 10.4428 | 10.481 | 10.5158 | 10.5181 |  | 5.1204 | 5.0402 | 4.9985 | 5.0415 | 5.0856 | 5.1433 | 5.2136 | 5.2926 | 5.3901 | 5.4991 | 5.6236 | 5.7617 | 5.8526 | 5.9403 | 6.0343 | 6.1305 | 6.2307 | 6.3414 | 6.4599 | 6.5836 | 6.7143 | 6.8723 | 7.0089 | 7.1327 | 7.2472 | 7.3465 | 7.4386 | 7.5198 | 7.5943 | 7.6616 | 7.7199 | 7.7756 |  | 5.1217 | 5.0156 | 4.9537 | 5.0195 | 5.1005 | 5.2082 | 5.3413 | 5.4906 | 5.6774 | 5.8911 | 6.1419 | 6.4424 | 6.7004 | 6.9488 | 7.205 | 7.4636 | 7.7829 | 8.0921 | 8.3696 | 8.6235 | 8.8681 | 9.0955 | 9.2779 | 9.3546 | 9.4006 | 9.4399 | 9.4712 | 9.4935 | 9.5112 | 9.5245 | 9.5308 | 9.534 |  | 5.1218 | 5.0165 | 4.9663 | 5.0689 | 5.2118 | 5.4142 | 5.6929 | 6.0335 | 6.4892 | 7.0281 | 7.6688 | 8.3488 | 8.601 | 8.8123 | 9.0125 | 9.2175 | 9.5415 | 9.8537 | 10.1389 | 10.4023 | 10.6414 | 10.855 | 11.0268 | 11.1791 | 11.3147 | 11.4377 | 11.5495 | 11.6507 | 11.7451 | 11.8324 | 11.7701 | 11.7362 |  | 5.1218 | 4.9913 | 4.9165 | 4.9944 | 5.1183 | 5.2992 | 5.5595 | 5.8818 | 6.3246 | 6.8547 | 7.5126 | 8.3226 | 8.7642 | 9.19 | 9.5632 | 9.9097 | 10.239 | 10.5555 | 10.8424 | 11.1014 | 11.3408 | 11.5497 | 11.7153 | 11.865 | 11.9986 | 11.7705 | 11.7508 | 11.7201 | 11.6656 | 11.6341 | 11.5471 | 11.3246
Westlinton |  | 0.56348 | 0.56394 | 0.57847 | 0.61136 | 0.65201 | 0.70083 | 0.76169 | 0.82866 | 0.91201 | 1.0031 | 1.1149 | 1.2833 | 1.4402 | 1.5757 | 1.6615 | 1.7436 | 1.8333 | 1.9216 | 2.0094 | 2.0955 | 2.1746 | 2.2404 | 2.2871 | 2.3252 | 2.3585 | 2.3882 | 2.4149 | 2.4388 | 2.4611 | 2.4817 | 2.5008 | 2.5192 |  | 0.5632 | 0.56796 | 0.58072 | 0.60346 | 0.62988 | 0.66053 | 0.69537 | 0.73251 | 0.77696 | 0.82557 | 0.87964 | 0.93821 | 0.97832 | 1.0169 | 1.0578 | 1.1089 | 1.1945 | 1.2893 | 1.3929 | 1.5034 | 1.5555 | 1.6075 | 1.6547 | 1.6981 | 1.7389 | 1.7614 | 1.7823 | 1.8007 | 1.8178 | 1.8334 | 1.8469 | 1.8594 |  | 0.56344 | 0.56341 | 0.57183 | 0.5957 | 0.6274 | 0.66607 | 0.71227 | 0.76202 | 0.82278 | 0.89042 | 0.97772 | 1.1072 | 1.227 | 1.347 | 1.469 | 1.5392 | 1.6214 | 1.7012 | 1.7796 | 1.8549 | 1.9268 | 1.9868 | 2.0319 | 2.0698 | 2.1032 | 2.1339 | 2.1611 | 2.1843 | 2.2055 | 2.2247 | 2.2404 | 2.2548 |  | 0.56348 | 0.56416 | 0.58022 | 0.61827 | 0.66897 | 0.73382 | 0.81867 | 0.92683 | 1.0929 | 1.2763 | 1.4819 | 1.7073 | 1.7993 | 1.8746 | 1.9439 | 2.0056 | 2.1022 | 2.1943 | 2.2742 | 2.3454 | 2.4065 | 2.4578 | 2.4834 | 2.5027 | 2.5172 | 2.5283 | 2.5367 | 2.5428 | 2.5476 | 2.5512 | 2.5409 | 2.5134 |  | 0.56348 | 0.5602 | 0.57228 | 0.60624 | 0.65332 | 0.72385 | 0.84332 | 0.9753 | 1.1366 | 1.3158 | 1.4995 | 1.6633 | 1.7983 | 1.9152 | 2.0234 | 2.12 | 2.208 | 2.2897 | 2.363 | 2.4283 | 2.4747 | 2.5091 | 2.5314 | 2.5491 | 2.5626 | 2.5392 | 2.5155 | 2.4904 | 2.4647 | 2.4382 | 2.411 | 2.3839
Whalley |  | 3.9105 | 3.8294 | 3.7932 | 3.8774 | 3.9683 | 4.0768 | 4.2045 | 4.3453 | 4.516 | 4.7037 | 4.9158 | 5.1792 | 5.3989 | 5.5991 | 5.798 | 5.9824 | 6.1891 | 6.3882 | 6.5744 | 6.7482 | 6.9064 | 7.0485 | 7.1555 | 7.2479 | 7.3289 | 7.4011 | 7.465 | 7.522 | 7.5751 | 7.6239 | 7.669 | 7.7118 |  | 3.9098 | 3.8591 | 3.8459 | 3.9144 | 3.972 | 4.0367 | 4.1133 | 4.1979 | 4.2961 | 4.4054 | 4.5307 | 4.6687 | 4.7372 | 4.8029 | 4.8641 | 4.9234 | 4.991 | 5.0614 | 5.1393 | 5.2179 | 5.2995 | 5.3971 | 5.4833 | 5.559 | 5.6288 | 5.6858 | 5.7384 | 5.7841 | 5.8257 | 5.8628 | 5.8943 | 5.9238 |  | 3.9104 | 3.8287 | 3.7848 | 3.8569 | 3.9348 | 4.0277 | 4.1323 | 4.2449 | 4.3776 | 4.5241 | 4.6914 | 4.8841 | 5.0404 | 5.1926 | 5.3482 | 5.4997 | 5.6889 | 5.8682 | 6.0324 | 6.181 | 6.3227 | 6.4517 | 6.5551 | 6.6471 | 6.7287 | 6.8035 | 6.869 | 6.9247 | 6.9752 | 7.0209 | 7.0583 | 7.0921 |  | 3.9105 | 3.83 | 3.7921 | 3.8839 | 3.9948 | 4.1382 | 4.3213 | 4.5376 | 4.8184 | 5.1426 | 5.5212 | 6.0025 | 6.3643 | 6.6861 | 7.0032 | 7.3054 | 7.6644 | 8.0086 | 8.3226 | 8.6126 | 8.7754 | 8.9009 | 8.9765 | 9.034 | 9.0752 | 9.1042 | 9.123 | 9.1328 | 9.1376 | 9.1373 | 9.0887 | 9.0542 |  | 3.9105 | 3.8083 | 3.7485 | 3.8179 | 3.909 | 4.0321 | 4.199 | 4.3984 | 4.6632 | 4.9737 | 5.3507 | 5.8845 | 6.3191 | 6.7092 | 7.0899 | 7.4406 | 7.7802 | 8.1009 | 8.4029 | 8.6534 | 8.8204 | 8.9618 | 9.053 | 9.1262 | 9.1828 | 9.1328 | 9.134 | 9.1188 | 9.0917 | 9.0593 | 9.0233 | 8.9863
Whalley Range |  | 4.8882 | 4.8205 | 4.7977 | 4.8937 | 5.0034 | 5.14 | 5.31 | 5.5015 | 5.7348 | 5.9969 | 6.2959 | 6.6714 | 6.9105 | 7.1074 | 7.2962 | 7.4675 | 7.6839 | 7.8915 | 8.0761 | 8.2459 | 8.3971 | 8.5349 | 8.6368 | 8.7265 | 8.8054 | 8.878 | 8.9481 | 9.0127 | 9.0746 | 9.1332 | 9.1885 | 9.2105 |  | 4.8883 | 4.8519 | 4.8481 | 4.924 | 5.0042 | 5.1002 | 5.2138 | 5.3415 | 5.4884 | 5.6519 | 5.8358 | 6.0402 | 6.1422 | 6.2396 | 6.3407 | 6.4411 | 6.5392 | 6.6441 | 6.7507 | 6.8604 | 6.9719 | 7.0982 | 7.2088 | 7.3118 | 7.4079 | 7.4899 | 7.5651 | 7.6306 | 7.6874 | 7.733 | 7.769 | 7.8186 |  | 4.8882 | 4.8198 | 4.7856 | 4.8647 | 4.956 | 5.07 | 5.2069 | 5.3591 | 5.5396 | 5.7434 | 5.9779 | 6.254 | 6.4786 | 6.6914 | 6.8459 | 6.9942 | 7.17 | 7.3352 | 7.476 | 7.5996 | 7.7125 | 7.8149 | 7.8895 | 7.9542 | 8.0086 | 8.058 | 8.1038 | 8.1418 | 8.1758 | 8.206 | 8.2295 | 8.2508 |  | 4.8882 | 4.8206 | 4.7967 | 4.9037 | 5.0402 | 5.2227 | 5.4643 | 5.7524 | 5.9623 | 6.1937 | 6.4591 | 6.7963 | 7.0421 | 7.2519 | 7.4514 | 7.653 | 7.9642 | 8.2635 | 8.5359 | 8.789 | 9.0182 | 9.2255 | 9.394 | 9.5468 | 9.6836 | 9.8083 | 9.922 | 10.0253 | 10.1216 | 10.2107 | 10.0941 | 10.0749 |  | 4.8882 | 4.7941 | 4.7441 | 4.8243 | 4.9384 | 5.0969 | 5.3183 | 5.5776 | 5.7638 | 5.9793 | 6.2604 | 6.7596 | 7.1703 | 7.5506 | 7.9042 | 8.2317 | 8.5443 | 8.8436 | 9.1228 | 9.3821 | 9.6219 | 9.8347 | 10.009 | 10.1708 | 10.3175 | 10.0371 | 10.0236 | 10.0143 | 10.0019 | 9.9857 | 9.9628 | 9.9418
Whasset |  | 3.4188 | 3.3426 | 3.3117 | 3.3782 | 3.4512 | 3.5402 | 3.6484 | 3.7645 | 3.9052 | 4.0548 | 4.2241 | 4.4094 | 4.5598 | 4.7005 | 4.8395 | 4.9713 | 5.1101 | 5.2482 | 5.3697 | 5.4565 | 5.5326 | 5.6001 | 5.6462 | 5.684 | 5.7154 | 5.7419 | 5.7638 | 5.7819 | 5.7976 | 5.811 | 5.8223 | 5.8321 |  | 3.4185 | 3.3616 | 3.3398 | 3.3848 | 3.4321 | 3.4921 | 3.5628 | 3.64 | 3.733 | 3.835 | 3.9504 | 4.032 | 4.0647 | 4.0959 | 4.1277 | 4.1676 | 4.2386 | 4.3156 | 4.4025 | 4.4952 | 4.5904 | 4.6995 | 4.8025 | 4.864 | 4.8927 | 4.9112 | 4.9274 | 4.94 | 4.9505 | 4.9588 | 4.9642 | 4.9679 |  | 3.4187 | 3.3416 | 3.2996 | 3.3499 | 3.4072 | 3.4789 | 3.5624 | 3.6499 | 3.7536 | 3.8656 | 3.9964 | 4.1594 | 4.3029 | 4.4387 | 4.5749 | 4.7081 | 4.84 | 4.9672 | 5.0767 | 5.1497 | 5.2168 | 5.2769 | 5.3209 | 5.3583 | 5.3899 | 5.4177 | 5.4403 | 5.4574 | 5.4717 | 5.4832 | 5.4902 | 5.4951 |  | 3.4188 | 3.3425 | 3.3082 | 3.3737 | 3.4495 | 3.5459 | 3.6675 | 3.8073 | 3.9953 | 4.2003 | 4.429 | 4.7146 | 4.9559 | 5.1659 | 5.3458 | 5.4638 | 5.6835 | 5.8888 | 6.0694 | 6.236 | 6.3841 | 6.5136 | 6.6035 | 6.6265 | 6.6185 | 6.605 | 6.5867 | 6.5505 | 6.5104 | 6.4686 | 6.4002 | 6.3215 |  | 3.4188 | 3.328 | 3.2794 | 3.3302 | 3.3938 | 3.4814 | 3.6088 | 3.7501 | 3.9287 | 4.1259 | 4.3686 | 4.7405 | 5.0813 | 5.3869 | 5.6728 | 5.8571 | 6.03 | 6.1925 | 6.3452 | 6.4852 | 6.5676 | 6.6133 | 6.6267 | 6.6322 | 6.6304 | 6.5616 | 6.5333 | 6.5001 | 6.4659 | 6.4285 | 6.3891 | 6.3261
Whinfell |  | 0.01 | 0.0099987 | 0.0099947 | 0.0099876 | 0.0099792 | 0.009969 | 0.00996 | 0.0099514 | 0.0099437 | 0.0099369 | 0.0099312 | 0.0099264 | 0.0099226 | 0.0099194 | 0.0099169 | 0.0099148 | 0.009913 | 0.0099114 | 0.0099099 | 0.0099085 | 0.009907 | 0.0099055 | 0.0099042 | 0.0099028 | 0.0099014 | 0.0099 | 0.0098986 | 0.0098974 | 0.0098963 | 0.0098951 | 0.0098939 | 0.0098927 |  | 0.01 | 0.0099997 | 0.0099987 | 0.009997 | 0.0099949 | 0.0099936 | 0.0099922 | 0.0099908 | 0.0099892 | 0.0099876 | 0.009986 | 0.0099845 | 0.009983 | 0.0099816 | 0.0099802 | 0.009979 | 0.0099778 | 0.0099767 | 0.0099757 | 0.0099748 | 0.0099739 | 0.0099731 | 0.0099723 | 0.0099715 | 0.0099707 | 0.0099699 | 0.0099692 | 0.0099684 | 0.0099676 | 0.0099668 | 0.009966 | 0.0099652 |  | 0.01 | 0.0099987 | 0.0099947 | 0.0099876 | 0.0099792 | 0.009969 | 0.00996 | 0.0099514 | 0.0099437 | 0.0099369 | 0.0099312 | 0.0099264 | 0.0099226 | 0.0099194 | 0.0099169 | 0.0099148 | 0.009913 | 0.0099114 | 0.0099099 | 0.0099085 | 0.009907 | 0.0099055 | 0.0099042 | 0.0099028 | 0.0099014 | 0.0099 | 0.0098986 | 0.0098974 | 0.0098963 | 0.0098951 | 0.0098939 | 0.0098927 |  | 0.01 | 0.009997 | 0.0099882 | 0.0099725 | 0.0099538 | 0.0099297 | 0.0098998 | 0.0098751 | 0.0098543 | 0.0098377 | 0.0098264 | 0.0098239 | 0.0098215 | 0.0098196 | 0.0098178 | 0.0098162 | 0.0098162 | 0.0098162 | 0.0098162 | 0.0098162 | 0.0098162 | 0.0098162 | 0.0098162 | 0.0098162 | 0.0098162 | 0.0098162 | 0.0098162 | 0.0098162 | 0.0098162 | 0.0098162 | 0.0098162 | 0.0098162 |  | 0.01 | 0.009997 | 0.0099882 | 0.0099725 | 0.0099538 | 0.0099297 | 0.0098998 | 0.0098751 | 0.0098543 | 0.0098377 | 0.0098264 | 0.0098239 | 0.0098215 | 0.0098196 | 0.0098178 | 0.0098162 | 0.0098162 | 0.0098162 | 0.0098162 | 0.0098162 | 0.0098162 | 0.0098162 | 0.0098162 | 0.0098162 | 0.0098162 | 0.0098162 | 0.0098162 | 0.0098162 | 0.0098162 | 0.0098162 | 0.0098162 | 0.0098162
Whittle Le Woods |  | 2.9022 | 2.8602 | 2.8472 | 2.9174 | 2.9953 | 3.0909 | 3.2094 | 3.3419 | 3.505 | 3.6874 | 3.8975 | 4.1615 | 4.3845 | 4.5861 | 4.7867 | 4.9782 | 5.1872 | 5.3936 | 5.5814 | 5.7581 | 5.9208 | 6.0701 | 6.1844 | 6.2879 | 6.3793 | 6.4624 | 6.5385 | 6.6076 | 6.673 | 6.7343 | 6.7918 | 6.847 |  | 2.9014 | 2.8766 | 2.874 | 2.9245 | 2.9749 | 3.0344 | 3.1047 | 3.181 | 3.2695 | 3.3666 | 3.4772 | 3.5982 | 3.6636 | 3.7263 | 3.7911 | 3.857 | 3.923 | 3.9951 | 4.071 | 4.1492 | 4.2301 | 4.3229 | 4.404 | 4.4785 | 4.5475 | 4.6069 | 4.6623 | 4.7114 | 4.7568 | 4.7981 | 4.8345 | 4.8701 |  | 2.9022 | 2.8597 | 2.8406 | 2.9004 | 2.9668 | 3.0481 | 3.1451 | 3.2505 | 3.3768 | 3.5181 | 3.6828 | 3.8753 | 4.036 | 4.1904 | 4.3479 | 4.5065 | 4.6975 | 4.8836 | 5.0491 | 5.2003 | 5.3459 | 5.4815 | 5.5914 | 5.6937 | 5.7851 | 5.8701 | 5.9469 | 6.0141 | 6.0763 | 6.1339 | 6.1832 | 6.2288 |  | 2.9022 | 2.8611 | 2.8488 | 2.9295 | 3.0312 | 3.1664 | 3.3458 | 3.5596 | 3.8382 | 4.164 | 4.5504 | 5.05 | 5.426 | 5.7594 | 6.0877 | 6.2728 | 6.4619 | 6.6414 | 6.8044 | 6.9534 | 7.0889 | 7.2093 | 7.3058 | 7.3923 | 7.4687 | 7.5376 | 7.6 | 7.6559 | 7.7077 | 7.7551 | 7.7214 | 7.7075 |  | 2.9022 | 2.8454 | 2.8174 | 2.8822 | 2.9705 | 3.0911 | 3.2574 | 3.4581 | 3.7265 | 4.0443 | 4.4362 | 4.9942 | 5.4468 | 5.8516 | 6.2476 | 6.6173 | 6.8689 | 7.0557 | 7.2303 | 7.3907 | 7.5409 | 7.6729 | 7.7815 | 7.8819 | 7.9729 | 7.895 | 7.8999 | 7.8959 | 7.8753 | 7.8702 | 7.8248 | 7.7699
Whitworth |  | 0.57424 | 0.57387 | 0.5786 | 0.59143 | 0.60911 | 0.63306 | 0.66601 | 0.70271 | 0.74823 | 0.79993 | 0.8626 | 0.92867 | 0.98099 | 1.0282 | 1.0754 | 1.1202 | 1.1695 | 1.2182 | 1.2633 | 1.3063 | 1.3456 | 1.3812 | 1.4079 | 1.4318 | 1.4529 | 1.4718 | 1.4887 | 1.5039 | 1.5174 | 1.5253 | 1.5327 | 1.5325 |  | 0.57406 | 0.57529 | 0.57963 | 0.58794 | 0.59824 | 0.61161 | 0.63024 | 0.6499 | 0.67279 | 0.69863 | 0.72915 | 0.76244 | 0.78879 | 0.80133 | 0.81472 | 0.82836 | 0.84282 | 0.85907 | 0.8764 | 0.89466 | 0.91373 | 0.93666 | 0.95655 | 0.97471 | 0.99152 | 1.0058 | 1.0191 | 1.0309 | 1.0417 | 1.0516 | 1.0602 | 1.0683 |  | 0.57422 | 0.57366 | 0.57596 | 0.58503 | 0.59881 | 0.61815 | 0.64434 | 0.67287 | 0.70747 | 0.74748 | 0.79759 | 0.85785 | 0.89477 | 0.93029 | 0.96689 | 1.0036 | 1.0484 | 1.0922 | 1.1318 | 1.1685 | 1.2036 | 1.2358 | 1.2615 | 1.2852 | 1.3062 | 1.3256 | 1.3409 | 1.3438 | 1.3463 | 1.3482 | 1.349 | 1.3492 |  | 0.57424 | 0.57491 | 0.58143 | 0.59814 | 0.62285 | 0.65773 | 0.70609 | 0.76507 | 0.84736 | 0.93918 | 1.0306 | 1.1494 | 1.1916 | 1.2214 | 1.2497 | 1.2778 | 1.3237 | 1.368 | 1.4084 | 1.4459 | 1.4798 | 1.5103 | 1.5346 | 1.5564 | 1.5663 | 1.5694 | 1.5713 | 1.572 | 1.5719 | 1.5711 | 1.5506 | 1.5253 |  | 0.57424 | 0.56984 | 0.57147 | 0.58327 | 0.6043 | 0.63656 | 0.68834 | 0.7483 | 0.82583 | 0.91479 | 1.0086 | 1.1411 | 1.1978 | 1.2484 | 1.2962 | 1.3398 | 1.3808 | 1.4197 | 1.4557 | 1.4888 | 1.5189 | 1.5452 | 1.5662 | 1.5854 | 1.6026 | 1.5833 | 1.58 | 1.5693 | 1.5428 | 1.5166 | 1.4901 | 1.4639
Wigton |  | 9.3782 | 9.0378 | 8.8199 | 8.9399 | 9.0454 | 9.1622 | 9.2948 | 9.4278 | 9.5904 | 9.7581 | 9.9433 | 10.1829 | 10.3846 | 10.5628 | 10.7397 | 10.9049 | 11.0814 | 11.2592 | 11.4284 | 11.5848 | 11.7296 | 11.8478 | 11.9172 | 11.973 | 12.0148 | 12.0476 | 12.073 | 12.0912 | 12.1047 | 12.1134 | 12.1177 | 12.1197 |  | 9.3776 | 9.0832 | 8.9001 | 8.9536 | 8.9923 | 9.0448 | 9.1113 | 9.1829 | 9.2788 | 9.3837 | 9.5041 | 9.641 | 9.6771 | 9.7089 | 9.7444 | 9.7825 | 9.8274 | 9.8853 | 9.9483 | 10.0104 | 10.0817 | 10.1725 | 10.2426 | 10.3072 | 10.3626 | 10.3823 | 10.3965 | 10.3962 | 10.3897 | 10.379 | 10.3634 | 10.3464 |  | 9.3782 | 9.0371 | 8.8104 | 8.9171 | 9.009 | 9.1097 | 9.2188 | 9.3235 | 9.4485 | 9.5761 | 9.7185 | 9.8903 | 10.0294 | 10.1605 | 10.2948 | 10.4278 | 10.5874 | 10.746 | 10.8938 | 11.0258 | 11.1547 | 11.2602 | 11.3264 | 11.3822 | 11.4249 | 11.4606 | 11.4877 | 11.5049 | 11.5162 | 11.5221 | 11.5192 | 11.5125 |  | 9.3782 | 9.038 | 8.8032 | 8.9141 | 9.0208 | 9.1512 | 9.3153 | 9.4982 | 9.7464 | 10.0209 | 10.3345 | 10.7376 | 11.0417 | 11.3055 | 11.5653 | 11.7387 | 11.8871 | 12.0286 | 12.1417 | 12.2306 | 12.3013 | 12.3506 | 12.3475 | 12.334 | 12.3054 | 12.2665 | 12.2189 | 12.164 | 12.1049 | 12.0416 | 11.923 | 11.8398 |  | 9.3782 | 9.0177 | 8.7625 | 8.8525 | 8.941 | 9.0593 | 9.2263 | 9.4128 | 9.6616 | 9.9421 | 10.2737 | 10.7353 | 11.1219 | 11.4633 | 11.7054 | 11.8963 | 12.064 | 12.2216 | 12.3579 | 12.4687 | 12.5559 | 12.6171 | 12.6364 | 12.6467 | 12.6422 | 12.4835 | 12.4371 | 12.3801 | 12.3212 | 12.2551 | 12.1845 | 12.1121
Willow Hey |  | 4.2186 | 4.1251 | 4.0499 | 4.1115 | 4.1678 | 4.2332 | 4.3119 | 4.3968 | 4.4974 | 4.608 | 4.73 | 4.8803 | 4.9994 | 5.1058 | 5.2095 | 5.3065 | 5.4136 | 5.5182 | 5.6125 | 5.7009 | 5.7807 | 5.8514 | 5.9033 | 5.9475 | 5.9846 | 6.0169 | 6.0459 | 6.0707 | 6.0931 | 6.1129 | 6.1301 | 6.1459 |  | 4.2183 | 4.1383 | 4.0906 | 4.1202 | 4.1482 | 4.1866 | 4.2313 | 4.2792 | 4.3345 | 4.3993 | 4.478 | 4.5653 | 4.6253 | 4.6828 | 4.7377 | 4.7841 | 4.8204 | 4.8601 | 4.8998 | 4.9363 | 4.9741 | 5.0182 | 5.0569 | 5.0907 | 5.1209 | 5.1411 | 5.1582 | 5.1712 | 5.1813 | 5.1884 | 5.1923 | 5.197 |  | 4.2186 | 4.1245 | 4.046 | 4.1017 | 4.1514 | 4.2088 | 4.2754 | 4.3453 | 4.4254 | 4.5135 | 4.6111 | 4.7224 | 4.8075 | 4.8882 | 4.9686 | 5.0479 | 5.1457 | 5.2395 | 5.322 | 5.3969 | 5.4678 | 5.5313 | 5.5813 | 5.6252 | 5.6626 | 5.6963 | 5.726 | 5.7501 | 5.7711 | 5.7892 | 5.8023 | 5.8131 |  | 4.2186 | 4.1268 | 4.0436 | 4.1046 | 4.1677 | 4.2479 | 4.3524 | 4.4729 | 4.6259 | 4.8025 | 5.0078 | 5.2719 | 5.4621 | 5.6284 | 5.7896 | 5.9454 | 6.1378 | 6.324 | 6.4915 | 6.6469 | 6.7858 | 6.9088 | 6.9991 | 7.0771 | 7.1422 | 7.198 | 7.2453 | 7.2849 | 7.3198 | 7.3498 | 7.2931 | 7.2918 |  | 4.2186 | 4.1114 | 4.0161 | 4.063 | 4.1147 | 4.1838 | 4.2781 | 4.3899 | 4.5376 | 4.7112 | 4.9238 | 5.2303 | 5.4787 | 5.7005 | 5.9145 | 6.1124 | 6.3021 | 6.4829 | 6.6508 | 6.8056 | 6.9493 | 7.0764 | 7.1719 | 7.256 | 7.328 | 7.2294 | 7.2561 | 7.275 | 7.2936 | 7.3033 | 7.3077 | 7.3115
Willowbank |  | 5.1136 | 4.9575 | 4.8577 | 4.9404 | 5.0156 | 5.0999 | 5.1952 | 5.2961 | 5.4122 | 5.5381 | 5.678 | 5.849 | 5.9876 | 6.1129 | 6.2361 | 6.3526 | 6.4809 | 6.6048 | 6.7198 | 6.8272 | 6.9262 | 7.0148 | 7.0824 | 7.1419 | 7.1938 | 7.2398 | 7.2802 | 7.3158 | 7.3485 | 7.3781 | 7.4049 | 7.4297 |  | 5.1131 | 4.9816 | 4.9004 | 4.9454 | 4.9804 | 5.0232 | 5.074 | 5.1302 | 5.1952 | 5.268 | 5.3506 | 5.4423 | 5.4839 | 5.5242 | 5.5649 | 5.6062 | 5.6518 | 5.6997 | 5.751 | 5.8032 | 5.8578 | 5.9201 | 5.971 | 6.0166 | 6.0586 | 6.095 | 6.1285 | 6.1579 | 6.1847 | 6.2088 | 6.2293 | 6.2475 |  | 5.1135 | 4.9572 | 4.8534 | 4.9297 | 4.9976 | 5.0731 | 5.1551 | 5.2396 | 5.3332 | 5.4343 | 5.5468 | 5.6751 | 5.7762 | 5.8731 | 5.9706 | 6.0676 | 6.1854 | 6.2975 | 6.3993 | 6.4918 | 6.5808 | 6.6615 | 6.7268 | 6.786 | 6.8382 | 6.8856 | 6.9268 | 6.9615 | 6.9926 | 7.0202 | 7.0424 | 7.0618 |  | 5.1136 | 4.958 | 4.8508 | 4.9316 | 5.0122 | 5.1115 | 5.2341 | 5.3744 | 5.5493 | 5.7488 | 5.9793 | 6.2739 | 6.4901 | 6.6806 | 6.8665 | 7.0483 | 7.2754 | 7.495 | 7.6952 | 7.8807 | 8.0487 | 8.1994 | 8.3127 | 8.412 | 8.4975 | 8.5729 | 8.639 | 8.6967 | 8.7493 | 8.7967 | 8.8214 | 8.8306 |  | 5.1136 | 4.9428 | 4.8205 | 4.8869 | 4.9553 | 5.0435 | 5.158 | 5.2916 | 5.4637 | 5.6646 | 5.9106 | 6.2647 | 6.5542 | 6.8153 | 7.0684 | 7.3041 | 7.5311 | 7.7475 | 7.9508 | 8.1384 | 8.3145 | 8.4723 | 8.5938 | 8.7025 | 8.7982 | 8.8497 | 8.8925 | 8.9271 | 8.9574 | 8.9827 | 9.0037 | 9.0219
Willowholme |  | 2.4068 | 2.3849 | 2.3904 | 2.4433 | 2.5092 | 2.5972 | 2.7195 | 2.8576 | 3.0234 | 3.2167 | 3.4222 | 3.6686 | 3.8869 | 4.0869 | 4.2838 | 4.4693 | 4.6699 | 4.8691 | 5.0544 | 5.2327 | 5.3971 | 5.5361 | 5.6437 | 5.7221 | 5.7739 | 5.82 | 5.861 | 5.8976 | 5.9317 | 5.9631 | 5.9921 | 5.9848 |  | 2.4089 | 2.3909 | 2.3892 | 2.4161 | 2.4471 | 2.4907 | 2.5558 | 2.6306 | 2.7139 | 2.8125 | 2.9335 | 3.0661 | 3.1729 | 3.2737 | 3.3458 | 3.4182 | 3.5006 | 3.5892 | 3.6835 | 3.7808 | 3.8764 | 3.9733 | 4.0611 | 4.1417 | 4.2183 | 4.2719 | 4.3208 | 4.3626 | 4.3896 | 4.4092 | 4.4244 | 4.4397 |  | 2.4068 | 2.3844 | 2.3767 | 2.4128 | 2.4612 | 2.5285 | 2.6219 | 2.7289 | 2.8547 | 3.0045 | 3.1936 | 3.4265 | 3.5923 | 3.7526 | 3.9134 | 4.0714 | 4.2571 | 4.4395 | 4.6062 | 4.7634 | 4.9136 | 4.9966 | 5.0345 | 5.0636 | 5.086 | 5.1041 | 5.1167 | 5.1238 | 5.1279 | 5.1294 | 5.1265 | 5.1217 |  | 2.4068 | 2.389 | 2.3986 | 2.4639 | 2.5531 | 2.6792 | 2.8528 | 3.0637 | 3.3466 | 3.618 | 3.8441 | 4.1161 | 4.3451 | 4.5488 | 4.7423 | 4.9632 | 5.1997 | 5.4276 | 5.6388 | 5.8358 | 6.0161 | 6.1792 | 6.3167 | 6.4398 | 6.5528 | 6.658 | 6.7284 | 6.7022 | 6.6728 | 6.6406 | 6.4857 | 6.402 |  | 2.4068 | 2.3755 | 2.372 | 2.4242 | 2.5036 | 2.623 | 2.804 | 3.0151 | 3.2849 | 3.5243 | 3.8425 | 4.508 | 4.8064 | 5.0798 | 5.3387 | 5.5813 | 5.8111 | 6.0307 | 6.2384 | 6.4318 | 6.6115 | 6.7712 | 6.8544 | 6.8555 | 6.8492 | 6.5973 | 6.5273 | 6.4533 | 6.3827 | 6.3036 | 6.2207 | 6.1395
Wilmslow |  | 4.0048 | 3.9013 | 3.838 | 3.9039 | 3.9693 | 4.0466 | 4.1394 | 4.2398 | 4.3597 | 4.4916 | 4.6401 | 4.8236 | 4.9751 | 5.1107 | 5.2461 | 5.3734 | 5.5128 | 5.6494 | 5.7724 | 5.8879 | 5.9929 | 6.0893 | 6.1609 | 6.2231 | 6.277 | 6.3251 | 6.3691 | 6.4081 | 6.4442 | 6.4772 | 6.5071 | 6.5353 |  | 4.0044 | 3.923 | 3.8765 | 3.9184 | 3.9566 | 4.0035 | 4.0605 | 4.1231 | 4.196 | 4.2777 | 4.3704 | 4.4723 | 4.5149 | 4.5549 | 4.5976 | 4.6394 | 4.6815 | 4.7276 | 4.7755 | 4.8254 | 4.8769 | 4.9379 | 4.9906 | 5.0371 | 5.0797 | 5.1115 | 5.1397 | 5.163 | 5.1831 | 5.1994 | 5.2119 | 5.2261 |  | 4.0047 | 3.9009 | 3.8329 | 3.8912 | 3.9484 | 4.0155 | 4.093 | 4.1745 | 4.2687 | 4.3723 | 4.4897 | 4.6242 | 4.7327 | 4.8359 | 4.9418 | 5.0467 | 5.174 | 5.2971 | 5.4051 | 5.5034 | 5.5971 | 5.6844 | 5.7534 | 5.8152 | 5.8694 | 5.9191 | 5.964 | 6.002 | 6.0363 | 6.0671 | 6.0917 | 6.1137 |  | 4.0048 | 3.9011 | 3.8335 | 3.9016 | 3.978 | 4.0766 | 4.205 | 4.354 | 4.5447 | 4.7659 | 5.0245 | 5.3563 | 5.6024 | 5.8183 | 6.0311 | 6.2352 | 6.4797 | 6.7165 | 6.9145 | 7.0577 | 7.1804 | 7.2849 | 7.3542 | 7.4093 | 7.451 | 7.4826 | 7.5054 | 7.5203 | 7.5306 | 7.536 | 7.397 | 7.3642 |  | 4.0048 | 3.8867 | 3.8048 | 3.8583 | 3.9222 | 4.0085 | 4.1265 | 4.2664 | 4.4513 | 4.6692 | 4.9354 | 5.3131 | 5.6206 | 5.8948 | 6.1625 | 6.4102 | 6.6237 | 6.7938 | 6.9458 | 7.0806 | 7.2014 | 7.3036 | 7.3714 | 7.4263 | 7.4687 | 7.2189 | 7.2081 | 7.1895 | 7.1744 | 7.1468 | 7.1135 | 7.0813
Windermere |  | 2.3573 | 2.3637 | 2.3858 | 2.4322 | 2.4905 | 2.5651 | 2.659 | 2.7643 | 2.8952 | 3.0405 | 3.2059 | 3.4154 | 3.5786 | 3.7249 | 3.8708 | 4.0088 | 4.1617 | 4.3111 | 4.4501 | 4.5821 | 4.7019 | 4.8092 | 4.8879 | 4.9577 | 5.0185 | 5.0726 | 5.1201 | 5.1624 | 5.2021 | 5.2389 | 5.2732 | 5.3059 |  | 2.3591 | 2.3931 | 2.445 | 2.5125 | 2.5877 | 2.6767 | 2.7793 | 2.8931 | 3.0251 | 3.1522 | 3.2938 | 3.4511 | 3.496 | 3.5391 | 3.5849 | 3.6328 | 3.6889 | 3.7505 | 3.8168 | 3.8865 | 3.959 | 4.0456 | 4.1213 | 4.183 | 4.2383 | 4.2848 | 4.3281 | 4.3661 | 4.4013 | 4.4334 | 4.4613 | 4.4864 |  | 2.3572 | 2.3628 | 2.3788 | 2.4153 | 2.4631 | 2.5253 | 2.6009 | 2.6839 | 2.785 | 2.8982 | 3.029 | 3.1838 | 3.2977 | 3.4068 | 3.5192 | 3.632 | 3.7716 | 3.906 | 4.0284 | 4.1413 | 4.2487 | 4.3461 | 4.4225 | 4.4924 | 4.554 | 4.6105 | 4.6595 | 4.7012 | 4.7392 | 4.7739 | 4.8026 | 4.8287 |  | 2.3573 | 2.3628 | 2.3857 | 2.4398 | 2.5151 | 2.6177 | 2.7549 | 2.9187 | 3.1346 | 3.385 | 3.6782 | 4.0555 | 4.3279 | 4.5683 | 4.8053 | 5.035 | 5.3129 | 5.5833 | 5.8292 | 6.059 | 6.2666 | 6.4551 | 6.5945 | 6.7186 | 6.8265 | 6.9229 | 7.0089 | 7.0857 | 7.1575 | 7.224 | 7.2656 | 7.2976 |  | 2.3573 | 2.3421 | 2.3421 | 2.3735 | 2.4277 | 2.5076 | 2.6238 | 2.7647 | 2.9565 | 3.1831 | 3.4623 | 3.8675 | 4.1977 | 4.4922 | 4.7798 | 5.0471 | 5.3038 | 5.5498 | 5.7801 | 5.9934 | 6.191 | 6.3695 | 6.5023 | 6.6215 | 6.7261 | 6.7788 | 6.8326 | 6.8781 | 6.9197 | 6.9567 | 6.9897 | 7.0209
Winifred Rd |  | 2.7166 | 2.6907 | 2.6895 | 2.7423 | 2.8074 | 2.8927 | 3.0041 | 3.1319 | 3.2925 | 3.4752 | 3.6867 | 3.9552 | 4.1746 | 4.3727 | 4.5679 | 4.7524 | 4.9572 | 5.1162 | 5.2518 | 5.3757 | 5.4859 | 5.5858 | 5.6592 | 5.7237 | 5.7793 | 5.829 | 5.8737 | 5.9138 | 5.9513 | 5.9863 | 6.0189 | 6.0256 |  | 2.716 | 2.7165 | 2.7339 | 2.7857 | 2.8408 | 2.9081 | 2.989 | 3.0799 | 3.1868 | 3.3064 | 3.4431 | 3.5954 | 3.6685 | 3.7368 | 3.7983 | 3.8602 | 3.9238 | 3.9931 | 4.0661 | 4.1422 | 4.221 | 4.3139 | 4.3944 | 4.4677 | 4.5351 | 4.6027 | 4.6656 | 4.7211 | 4.7707 | 4.8127 | 4.8474 | 4.8877 |  | 2.7165 | 2.6902 | 2.6824 | 2.7246 | 2.7778 | 2.8484 | 2.9376 | 3.0377 | 3.1605 | 3.3012 | 3.4663 | 3.6617 | 3.8172 | 3.9659 | 4.1154 | 4.2663 | 4.4528 | 4.6331 | 4.7514 | 4.8383 | 4.9183 | 4.9906 | 5.0432 | 5.0892 | 5.127 | 5.1599 | 5.1871 | 5.2079 | 5.2253 | 5.2398 | 5.2492 | 5.2566 |  | 2.7166 | 2.6906 | 2.6906 | 2.7557 | 2.846 | 2.973 | 3.1477 | 3.3597 | 3.639 | 3.8764 | 4.0767 | 4.336 | 4.5225 | 4.6797 | 4.8298 | 4.9824 | 5.2223 | 5.4527 | 5.6627 | 5.8578 | 6.0343 | 6.1938 | 6.3234 | 6.4394 | 6.543 | 6.6376 | 6.7238 | 6.7527 | 6.7394 | 6.7225 | 6.5605 | 6.4563 |  | 2.7166 | 2.6692 | 2.6477 | 2.6921 | 2.7639 | 2.8697 | 3.0232 | 3.2132 | 3.4735 | 3.6828 | 3.8886 | 4.2658 | 4.5754 | 4.8629 | 5.1264 | 5.3704 | 5.6029 | 5.825 | 6.0321 | 6.2241 | 6.4043 | 6.5654 | 6.6957 | 6.8147 | 6.8313 | 6.5519 | 6.4405 | 6.3316 | 6.22 | 6.1102 | 5.9976 | 5.8877
Withington |  | 3.7393 | 3.6797 | 3.6537 | 3.73 | 3.8155 | 3.922 | 4.0565 | 4.2073 | 4.3895 | 4.5945 | 4.8297 | 5.1251 | 5.3713 | 5.5946 | 5.8162 | 6.0259 | 6.2512 | 6.4692 | 6.6692 | 6.8583 | 7.0311 | 7.1906 | 7.3126 | 7.4239 | 7.5225 | 7.6124 | 7.695 | 7.7704 | 7.8418 | 7.9089 | 7.9721 | 8.0328 |  | 3.7384 | 3.7059 | 3.7001 | 3.7629 | 3.8283 | 3.9072 | 4.0035 | 4.11 | 4.2313 | 4.367 | 4.521 | 4.6915 | 4.7723 | 4.8499 | 4.9294 | 5.0083 | 5.0918 | 5.1817 | 5.2735 | 5.3681 | 5.4642 | 5.5731 | 5.6686 | 5.7578 | 5.8411 | 5.9158 | 5.985 | 6.0463 | 6.1007 | 6.1464 | 6.1841 | 6.2307 |  | 3.7392 | 3.6792 | 3.6469 | 3.7125 | 3.7862 | 3.878 | 3.9902 | 4.1131 | 4.2572 | 4.4198 | 4.6081 | 4.8295 | 5.0115 | 5.1861 | 5.3634 | 5.5392 | 5.7447 | 5.942 | 6.1192 | 6.2822 | 6.4377 | 6.5833 | 6.7011 | 6.8114 | 6.9102 | 7.0023 | 7.0859 | 7.1595 | 7.228 | 7.291 | 7.3187 | 7.3441 |  | 3.7393 | 3.6804 | 3.6543 | 3.7404 | 3.8492 | 3.9955 | 4.1912 | 4.4246 | 4.7261 | 5.0791 | 5.495 | 5.8733 | 6.1095 | 6.3122 | 6.5049 | 6.7063 | 7.0563 | 7.3961 | 7.7115 | 8.0089 | 8.2836 | 8.5363 | 8.7539 | 8.9562 | 9.1441 | 9.3213 | 9.4884 | 9.5715 | 9.6487 | 9.7202 | 9.6844 | 9.6716 |  | 3.7393 | 3.6585 | 3.6106 | 3.6743 | 3.7642 | 3.8899 | 4.0676 | 4.2823 | 4.5667 | 4.905 | 5.341 | 5.8656 | 6.2945 | 6.6921 | 7.0694 | 7.4226 | 7.7623 | 8.0902 | 8.4 | 8.6507 | 8.8283 | 8.9857 | 9.1094 | 9.2233 | 9.3249 | 9.0816 | 9.0866 | 9.0849 | 9.0868 | 9.0774 | 9.0628 | 9.0496
Withyfold Drive |  | 4.6064 | 4.5483 | 4.5301 | 4.6086 | 4.7018 | 4.82 | 4.9696 | 5.1367 | 5.344 | 5.5759 | 5.8402 | 6.1736 | 6.4496 | 6.6918 | 6.9329 | 7.1607 | 7.4117 | 7.6586 | 7.8826 | 8.094 | 8.2872 | 8.4642 | 8.5953 | 8.7094 | 8.809 | 8.899 | 8.983 | 9.0587 | 9.13 | 9.1962 | 9.2574 | 9.3162 |  | 4.6055 | 4.5832 | 4.5916 | 4.6645 | 4.7442 | 4.8398 | 4.9537 | 5.0791 | 5.2257 | 5.3892 | 5.5737 | 5.7775 | 5.858 | 5.934 | 6.0149 | 6.0931 | 6.1725 | 6.2599 | 6.3514 | 6.4471 | 6.5464 | 6.6637 | 6.7656 | 6.8573 | 6.9422 | 7.0021 | 7.0558 | 7.1008 | 7.1404 | 7.1739 | 7.2014 | 7.2314 |  | 4.6063 | 4.5475 | 4.5199 | 4.5833 | 4.6604 | 4.7591 | 4.8796 | 5.0111 | 5.1701 | 5.3495 | 5.5565 | 5.7997 | 5.9955 | 6.1819 | 6.3735 | 6.5647 | 6.7977 | 7.0202 | 7.2171 | 7.3976 | 7.5704 | 7.7311 | 7.8577 | 7.9712 | 8.0714 | 8.1646 | 8.2504 | 8.3244 | 8.3925 | 8.4547 | 8.5065 | 8.5542 |  | 4.6064 | 4.5476 | 4.5291 | 4.6189 | 4.7387 | 4.9019 | 5.1213 | 5.382 | 5.723 | 6.1209 | 6.5879 | 7.1901 | 7.6411 | 8.0381 | 8.4295 | 8.8055 | 9.2528 | 9.6868 | 10.0788 | 10.4445 | 10.7727 | 11.07 | 11.2905 | 11.4374 | 11.4979 | 11.5482 | 11.5901 | 11.6243 | 11.6523 | 11.6749 | 11.2745 | 11.1367 |  | 4.6064 | 4.5187 | 4.4714 | 4.5317 | 4.6264 | 4.7616 | 4.9553 | 5.1894 | 5.5065 | 5.8827 | 6.3443 | 7.0047 | 7.5455 | 8.0269 | 8.4979 | 8.9347 | 9.3535 | 9.7537 | 10.126 | 10.4701 | 10.7908 | 11.0805 | 11.2957 | 11.4181 | 11.4696 | 10.6831 | 10.5515 | 10.414 | 10.2948 | 10.1489 | 9.9946 | 9.8483
Woodbine St |  | 2.104 | 2.1037 | 2.1325 | 2.2005 | 2.2863 | 2.3943 | 2.5349 | 2.6873 | 2.8738 | 3.0778 | 3.2522 | 3.4712 | 3.6654 | 3.8429 | 4.0169 | 4.1793 | 4.3557 | 4.5306 | 4.6884 | 4.8374 | 4.9734 | 5.0958 | 5.2001 | 5.2978 | 5.3614 | 5.4184 | 5.4682 | 5.5129 | 5.5548 | 5.593 | 5.6272 | 5.6597 |  | 2.1037 | 2.1109 | 2.1359 | 2.1828 | 2.2381 | 2.3064 | 2.3931 | 2.4846 | 2.5933 | 2.7133 | 2.851 | 2.9998 | 3.1059 | 3.1826 | 3.2582 | 3.3302 | 3.4058 | 3.4851 | 3.5679 | 3.6523 | 3.7322 | 3.8081 | 3.8752 | 3.9372 | 3.995 | 4.0738 | 4.1432 | 4.178 | 4.2085 | 4.2333 | 4.2528 | 4.2769 |  | 2.1039 | 2.1025 | 2.1174 | 2.1652 | 2.2314 | 2.3175 | 2.4266 | 2.5426 | 2.6816 | 2.8371 | 3.018 | 3.2278 | 3.4202 | 3.5644 | 3.7081 | 3.8474 | 4.011 | 4.1717 | 4.3137 | 4.4448 | 4.5687 | 4.6814 | 4.7826 | 4.8796 | 4.9431 | 5.0014 | 5.0517 | 5.0951 | 5.1348 | 5.1701 | 5.1986 | 5.2245 |  | 2.104 | 2.1072 | 2.1404 | 2.2155 | 2.3135 | 2.4405 | 2.6059 | 2.7911 | 3.0248 | 3.2868 | 3.5866 | 3.9643 | 4.292 | 4.5682 | 4.8038 | 5.0979 | 5.3208 | 5.5365 | 5.7376 | 5.9283 | 6.1038 | 6.266 | 6.4066 | 6.5314 | 6.5947 | 6.6517 | 6.7029 | 6.7487 | 6.7909 | 6.8294 | 6.829 | 6.7536 |  | 2.104 | 2.0881 | 2.1029 | 2.1595 | 2.2434 | 2.3534 | 2.5034 | 2.6722 | 2.8913 | 3.1403 | 3.5058 | 4.1862 | 4.7518 | 5.0382 | 5.3183 | 5.5796 | 5.83 | 6.07 | 6.2945 | 6.5035 | 6.6757 | 6.788 | 6.8778 | 6.9606 | 7.0014 | 6.88 | 6.8026 | 6.722 | 6.6412 | 6.5574 | 6.4718 | 6.3867
Woodfield Rd |  | 5.2611 | 5.1875 | 5.1491 | 5.2727 | 5.4001 | 5.5479 | 5.7239 | 5.9141 | 6.1409 | 6.3884 | 6.6678 | 7.0117 | 7.302 | 7.5638 | 7.8217 | 8.0688 | 8.3346 | 8.5974 | 8.8358 | 9.0586 | 9.2646 | 9.4517 | 9.594 | 9.7232 | 9.8366 | 9.9394 | 10.0332 | 10.1182 | 10.1982 | 10.2728 | 10.3422 | 10.4085 |  | 5.2602 | 5.2181 | 5.2027 | 5.2941 | 5.3811 | 5.4807 | 5.5969 | 5.7212 | 5.8631 | 6.0171 | 6.1904 | 6.3784 | 6.4716 | 6.5601 | 6.6498 | 6.7418 | 6.8316 | 6.93 | 7.0326 | 7.1369 | 7.2453 | 7.3674 | 7.4735 | 7.5717 | 7.6621 | 7.7378 | 7.8079 | 7.8697 | 7.9264 | 7.9776 | 8.0222 | 8.0658 |  | 5.261 | 5.1868 | 5.14 | 5.2498 | 5.362 | 5.4914 | 5.6398 | 5.7959 | 5.9763 | 6.1728 | 6.3962 | 6.6518 | 6.8644 | 7.0674 | 7.272 | 7.4787 | 7.7227 | 7.9609 | 8.1722 | 8.3639 | 8.5493 | 8.72 | 8.8575 | 8.986 | 9.0999 | 9.2056 | 9.301 | 9.3842 | 9.4608 | 9.5313 | 9.5911 | 9.6461 |  | 5.2611 | 5.1887 | 5.1473 | 5.2796 | 5.431 | 5.6216 | 5.8653 | 6.1475 | 6.5073 | 6.9212 | 7.406 | 8.0252 | 8.4906 | 8.9019 | 9.3045 | 9.6958 | 10.1583 | 10.6074 | 11.009 | 11.241 | 11.4401 | 11.6089 | 11.7202 | 11.8115 | 11.8813 | 11.9357 | 11.9767 | 12.0057 | 12.0276 | 12.0422 | 11.9053 | 11.8684 |  | 5.2611 | 5.1591 | 5.0979 | 5.2048 | 5.3347 | 5.5029 | 5.7275 | 5.9914 | 6.3375 | 6.7415 | 7.2356 | 7.9315 | 8.5024 | 9.0099 | 9.5009 | 9.9223 | 10.312 | 10.6759 | 10.9681 | 11.1918 | 11.3912 | 11.5582 | 11.6695 | 11.7632 | 11.837 | 11.5939 | 11.5777 | 11.5537 | 11.5235 | 11.49 | 11.4497 | 11.4099
Woodhill Lane |  | 2.0902 | 2.0602 | 2.0498 | 2.0908 | 2.135 | 2.1885 | 2.2512 | 2.3188 | 2.3983 | 2.483 | 2.5755 | 2.6863 | 2.7657 | 2.8348 | 2.9024 | 2.9649 | 3.0341 | 3.1016 | 3.1602 | 3.2151 | 3.265 | 3.3095 | 3.3419 | 3.3699 | 3.3938 | 3.4147 | 3.433 | 3.4488 | 3.4632 | 3.4762 | 3.4879 | 3.4987 |  | 2.09 | 2.0893 | 2.1075 | 2.1647 | 2.227 | 2.301 | 2.352 | 2.3989 | 2.4542 | 2.5143 | 2.5821 | 2.6562 | 2.6819 | 2.7046 | 2.7275 | 2.7494 | 2.7733 | 2.8004 | 2.8275 | 2.8558 | 2.8858 | 2.9205 | 2.9462 | 2.9683 | 2.9883 | 3.0047 | 3.0193 | 3.0313 | 3.0418 | 3.0504 | 3.057 | 3.0629 |  | 2.0902 | 2.0598 | 2.046 | 2.0816 | 2.1204 | 2.1678 | 2.2216 | 2.2785 | 2.3441 | 2.4141 | 2.491 | 2.5772 | 2.6338 | 2.6858 | 2.7382 | 2.7894 | 2.8528 | 2.914 | 2.9674 | 3.0157 | 3.0618 | 3.1035 | 3.136 | 3.1649 | 3.1899 | 3.2121 | 3.2311 | 3.2468 | 3.2607 | 3.2729 | 3.2822 | 3.2903 |  | 2.0902 | 2.0602 | 2.0487 | 2.0915 | 2.1413 | 2.2051 | 2.2846 | 2.3745 | 2.4864 | 2.6113 | 2.7527 | 2.9282 | 3.0495 | 3.1544 | 3.2565 | 3.3551 | 3.4778 | 3.5974 | 3.7047 | 3.8045 | 3.8945 | 3.9749 | 4.0346 | 4.0867 | 4.1312 | 4.1702 | 4.2031 | 4.23 | 4.254 | 4.2752 | 4.2704 | 4.2715 |  | 2.0902 | 2.042 | 2.012 | 2.0355 | 2.0673 | 2.1115 | 2.1718 | 2.2421 | 2.3348 | 2.4408 | 2.5693 | 2.7538 | 2.9081 | 3.0446 | 3.1767 | 3.2982 | 3.4144 | 3.526 | 3.629 | 3.724 | 3.8129 | 3.8919 | 3.9507 | 4.0026 | 4.0476 | 4.0364 | 4.0539 | 4.0671 | 4.0791 | 4.0877 | 4.0939 | 4.0994
Woodhouse Park |  | 4.2397 | 4.1422 | 4.0833 | 4.1599 | 4.2353 | 4.3234 | 4.4269 | 4.5386 | 4.668 | 4.8087 | 4.9644 | 5.1534 | 5.3128 | 5.4556 | 5.5961 | 5.7282 | 5.8717 | 6.0115 | 6.1386 | 6.2581 | 6.3667 | 6.4672 | 6.545 | 6.6175 | 6.6818 | 6.74 | 6.7921 | 6.8395 | 6.884 | 6.9256 | 6.9644 | 7.0013 |  | 4.2392 | 4.1641 | 4.1222 | 4.173 | 4.2193 | 4.2744 | 4.3347 | 4.4009 | 4.4761 | 4.5488 | 4.6287 | 4.7162 | 4.7728 | 4.8257 | 4.879 | 4.9307 | 4.983 | 5.0379 | 5.094 | 5.1517 | 5.2096 | 5.2752 | 5.3319 | 5.3848 | 5.4336 | 5.4814 | 5.5262 | 5.5665 | 5.6039 | 5.6382 | 5.6685 | 5.6962 |  | 4.2397 | 4.1418 | 4.0786 | 4.148 | 4.2156 | 4.2942 | 4.3835 | 4.4777 | 4.5833 | 4.6978 | 4.8248 | 4.9686 | 5.0884 | 5.2013 | 5.3148 | 5.4264 | 5.559 | 5.6865 | 5.8 | 5.904 | 6.0024 | 6.0947 | 6.1703 | 6.2428 | 6.3075 | 6.3674 | 6.4206 | 6.4672 | 6.5102 | 6.5499 | 6.5841 | 6.6155 |  | 4.2397 | 4.1429 | 4.08 | 4.1578 | 4.242 | 4.3483 | 4.4824 | 4.6361 | 4.8268 | 5.045 | 5.2968 | 5.6161 | 5.8581 | 6.0709 | 6.2787 | 6.4807 | 6.7286 | 6.964 | 7.1321 | 7.2882 | 7.4289 | 7.5561 | 7.6594 | 7.754 | 7.8388 | 7.9168 | 7.9884 | 8.0542 | 8.116 | 8.174 | 8.1767 | 8.1696 |  | 4.2397 | 4.1254 | 4.0452 | 4.1054 | 4.1751 | 4.266 | 4.3868 | 4.5288 | 4.7118 | 4.9252 | 5.186 | 5.5584 | 5.8689 | 6.1482 | 6.4195 | 6.6719 | 6.9145 | 7.1462 | 7.3637 | 7.5664 | 7.7569 | 7.9304 | 8.065 | 8.1888 | 8.276 | 8.2286 | 8.2361 | 8.2384 | 8.2398 | 8.2361 | 8.2291 | 8.2215
Woodley |  | 6.0551 | 5.8947 | 5.7891 | 5.8536 | 5.9098 | 5.9762 | 6.0542 | 6.137 | 6.2312 | 6.3336 | 6.4492 | 6.5896 | 6.7069 | 6.7992 | 6.8894 | 6.9752 | 7.0691 | 7.1592 | 7.2413 | 7.3167 | 7.3845 | 7.4473 | 7.4925 | 7.5306 | 7.5627 | 7.5905 | 7.615 | 7.6357 | 7.654 | 7.6698 | 7.6832 | 7.6949 |  | 6.0548 | 5.9195 | 5.8351 | 5.8698 | 5.8945 | 5.9284 | 5.9732 | 6.0236 | 6.0814 | 6.1468 | 6.2232 | 6.3072 | 6.348 | 6.386 | 6.4231 | 6.4604 | 6.5014 | 6.536 | 6.5671 | 6.5982 | 6.6304 | 6.6706 | 6.7043 | 6.7331 | 6.7592 | 6.778 | 6.7939 | 6.806 | 6.8155 | 6.8223 | 6.8262 | 6.8299 |  | 6.055 | 5.8945 | 5.7857 | 5.8455 | 5.8962 | 5.956 | 6.024 | 6.0944 | 6.1718 | 6.2555 | 6.3506 | 6.4586 | 6.5423 | 6.6127 | 6.683 | 6.7537 | 6.8396 | 6.9205 | 6.9926 | 7.0565 | 7.1167 | 7.1735 | 7.2171 | 7.255 | 7.2875 | 7.3165 | 7.3417 | 7.3618 | 7.3789 | 7.3933 | 7.4031 | 7.4108 |  | 6.0551 | 5.8958 | 5.7779 | 5.8429 | 5.9005 | 5.9763 | 6.0724 | 6.1821 | 6.3201 | 6.4749 | 6.6482 | 6.8681 | 7.0251 | 7.1607 | 7.2901 | 7.3689 | 7.583 | 7.7385 | 7.8791 | 8.0079 | 8.1222 | 8.2248 | 8.2983 | 8.3603 | 8.4114 | 8.4542 | 8.4812 | 8.487 | 8.4889 | 8.4871 | 8.3335 | 8.2825 |  | 6.0551 | 5.8784 | 5.7485 | 5.7913 | 5.8355 | 5.898 | 5.9856 | 6.0885 | 6.222 | 6.3797 | 6.5786 | 6.8454 | 7.0631 | 7.2576 | 7.4452 | 7.6201 | 7.7872 | 7.9454 | 8.0934 | 8.2285 | 8.354 | 8.4673 | 8.5516 | 8.625 | 8.688 | 8.4466 | 8.417 | 8.3824 | 8.3514 | 8.3098 | 8.2631 | 8.2177
Woolfold |  | 2.0309 | 1.9834 | 1.9644 | 2.0185 | 2.0826 | 2.1624 | 2.2645 | 2.3814 | 2.5299 | 2.6992 | 2.895 | 3.1474 | 3.3611 | 3.5549 | 3.749 | 3.9343 | 4.1392 | 4.3413 | 4.526 | 4.7006 | 4.8607 | 4.9774 | 5.042 | 5.101 | 5.1533 | 5.2005 | 5.2419 | 5.2796 | 5.315 | 5.3483 | 5.3797 | 5.3819 |  | 2.03 | 1.9947 | 1.9795 | 2.01 | 2.0418 | 2.0804 | 2.1267 | 2.1779 | 2.2397 | 2.3095 | 2.3889 | 2.478 | 2.5294 | 2.5798 | 2.6339 | 2.6892 | 2.7458 | 2.8088 | 2.8758 | 2.9463 | 3.0202 | 3.1098 | 3.1868 | 3.2569 | 3.3214 | 3.3822 | 3.4394 | 3.4904 | 3.5381 | 3.5821 | 3.621 | 3.6564 |  | 2.0308 | 1.9829 | 1.9575 | 2.001 | 2.0531 | 2.1181 | 2.1978 | 2.2866 | 2.3968 | 2.5235 | 2.672 | 2.8502 | 2.999 | 3.1436 | 3.2929 | 3.4439 | 3.6301 | 3.8111 | 3.9724 | 4.1205 | 4.2627 | 4.3961 | 4.5037 | 4.557 | 4.5857 | 4.6103 | 4.6286 | 4.6419 | 4.6525 | 4.6606 | 4.665 | 4.6675 |  | 2.0309 | 1.9839 | 1.966 | 2.0318 | 2.1213 | 2.2433 | 2.4098 | 2.6122 | 2.8814 | 3.2004 | 3.4027 | 3.58 | 3.746 | 3.8848 | 4.0134 | 4.2567 | 4.7284 | 4.9587 | 5.1731 | 5.3756 | 5.5624 | 5.6733 | 5.7272 | 5.7721 | 5.8092 | 5.8405 | 5.867 | 5.889 | 5.9081 | 5.9245 | 5.901 | 5.8645 |  | 2.0309 | 1.974 | 1.9463 | 2.0021 | 2.0833 | 2.1963 | 2.3546 | 2.5487 | 2.8127 | 3.0729 | 3.3484 | 4.0961 | 4.3919 | 4.6662 | 4.9243 | 5.1295 | 5.2592 | 5.3805 | 5.4893 | 5.5866 | 5.6744 | 5.7485 | 5.8025 | 5.8483 | 5.8856 | 5.8464 | 5.8199 | 5.7899 | 5.759 | 5.7252 | 5.6895 | 5.6534
Wordsworth St |  | 3.8536 | 3.7782 | 3.7418 | 3.8049 | 3.8804 | 3.979 | 4.1057 | 4.2518 | 4.4379 | 4.6498 | 4.8952 | 5.2104 | 5.4739 | 5.7121 | 5.9508 | 6.1785 | 6.4308 | 6.6637 | 6.7907 | 6.9066 | 7.0107 | 7.0988 | 7.1629 | 7.2183 | 7.2656 | 7.3072 | 7.3441 | 7.3764 | 7.4063 | 7.4335 | 7.4582 | 7.4602 |  | 3.8525 | 3.8013 | 3.7788 | 3.8203 | 3.8639 | 3.9192 | 3.9861 | 4.0618 | 4.1531 | 4.2559 | 4.3736 | 4.4967 | 4.5639 | 4.6293 | 4.6953 | 4.7623 | 4.8318 | 4.9086 | 4.9908 | 5.0766 | 5.1674 | 5.2764 | 5.3712 | 5.4573 | 5.537 | 5.6079 | 5.674 | 5.7325 | 5.7866 | 5.8359 | 5.879 | 5.9195 |  | 3.8535 | 3.7776 | 3.7335 | 3.7838 | 3.8447 | 3.9253 | 4.0248 | 4.1367 | 4.2761 | 4.436 | 4.6238 | 4.8481 | 5.0325 | 5.2104 | 5.394 | 5.5796 | 5.8087 | 6.031 | 6.2303 | 6.4126 | 6.5095 | 6.5732 | 6.6191 | 6.6582 | 6.6898 | 6.717 | 6.7385 | 6.7541 | 6.7664 | 6.7758 | 6.7804 | 6.7829 |  | 3.8536 | 3.7782 | 3.7418 | 3.8179 | 3.9235 | 4.073 | 4.2786 | 4.5303 | 4.8663 | 5.2648 | 5.6968 | 5.9529 | 6.131 | 6.2809 | 6.4226 | 6.5841 | 6.8313 | 7.07 | 7.2899 | 7.4939 | 7.6802 | 7.8471 | 7.986 | 8.11 | 8.2216 | 8.3239 | 8.4176 | 8.503 | 8.5827 | 8.6566 | 8.4785 | 8.3309 |  | 3.8536 | 3.7574 | 3.7006 | 3.7559 | 3.8446 | 3.9751 | 4.1632 | 4.3974 | 4.7199 | 5.1076 | 5.5242 | 5.995 | 6.3272 | 6.638 | 6.9196 | 7.1819 | 7.4318 | 7.6728 | 7.8993 | 8.11 | 8.308 | 8.4823 | 8.6276 | 8.6835 | 8.6907 | 8.3602 | 8.2709 | 8.1774 | 8.0893 | 7.9908 | 7.8882 | 7.7884
Worsley Mesnes |  | 1.6586 | 1.644 | 1.6479 | 1.6869 | 1.7374 | 1.8056 | 1.8985 | 2.0072 | 2.147 | 2.3081 | 2.4948 | 2.7364 | 2.9415 | 3.1266 | 3.2285 | 3.3187 | 3.428 | 3.5324 | 3.6239 | 3.7076 | 3.7818 | 3.847 | 3.8933 | 3.9332 | 3.9668 | 3.9961 | 4.0212 | 4.0429 | 4.0629 | 4.081 | 4.0975 | 4.1025 |  | 1.6578 | 1.6552 | 1.6634 | 1.6898 | 1.7187 | 1.7557 | 1.8025 | 1.8544 | 1.9163 | 1.9865 | 2.0681 | 2.1586 | 2.2149 | 2.2676 | 2.3206 | 2.3747 | 2.4311 | 2.4934 | 2.5597 | 2.6295 | 2.7026 | 2.7906 | 2.8668 | 2.9363 | 3.0008 | 3.0592 | 3.1141 | 3.1631 | 3.2088 | 3.2507 | 3.2878 | 3.3228 |  | 1.6585 | 1.6435 | 1.6413 | 1.6701 | 1.71 | 1.7643 | 1.8362 | 1.9186 | 2.0212 | 2.1407 | 2.2826 | 2.4536 | 2.597 | 2.7354 | 2.8786 | 3.0232 | 3.1342 | 3.2213 | 3.2947 | 3.359 | 3.4185 | 3.4709 | 3.5093 | 3.5428 | 3.5705 | 3.5947 | 3.6141 | 3.6289 | 3.6413 | 3.6516 | 3.6584 | 3.6637 |  | 1.6586 | 1.6444 | 1.6514 | 1.7034 | 1.7816 | 1.8933 | 2.0486 | 2.24 | 2.4965 | 2.6839 | 2.8348 | 3.0321 | 3.1726 | 3.2911 | 3.4044 | 3.5215 | 3.7014 | 3.875 | 4.0337 | 4.1819 | 4.3165 | 4.4385 | 4.5382 | 4.6278 | 4.7089 | 4.7839 | 4.8533 | 4.9175 | 4.9785 | 5.0362 | 5.0445 | 5.0381 |  | 1.6586 | 1.6308 | 1.6244 | 1.6629 | 1.7298 | 1.8286 | 1.9725 | 2.1511 | 2.397 | 2.5644 | 2.7262 | 3.0103 | 3.2457 | 3.4712 | 3.6712 | 3.8571 | 4.0342 | 4.2045 | 4.3639 | 4.5129 | 4.6516 | 4.7747 | 4.8756 | 4.969 | 5.0546 | 5.0269 | 5.024 | 5.0159 | 4.9945 | 4.9869 | 4.9772 | 4.9677
Wrightington |  | 3.0142 | 2.9745 | 2.9695 | 3.053 | 3.1468 | 3.2601 | 3.3998 | 3.5546 | 3.7446 | 3.9545 | 4.1924 | 4.4933 | 4.7516 | 4.9846 | 5.2159 | 5.4363 | 5.677 | 5.914 | 6.1333 | 6.3414 | 6.5325 | 6.7036 | 6.8324 | 6.9479 | 7.0494 | 7.1409 | 7.2232 | 7.2976 | 7.3677 | 7.4332 | 7.4945 | 7.5533 |  | 3.0133 | 2.9958 | 3.0044 | 3.0697 | 3.1372 | 3.2155 | 3.3068 | 3.4055 | 3.5142 | 3.625 | 3.7514 | 3.8841 | 3.9633 | 4.039 | 4.1174 | 4.1981 | 4.2824 | 4.3748 | 4.4697 | 4.5678 | 4.6699 | 4.7884 | 4.8919 | 4.987 | 5.0744 | 5.1468 | 5.2143 | 5.2741 | 5.3295 | 5.3802 | 5.4247 | 5.4662 |  | 3.0142 | 2.9738 | 2.9604 | 3.0303 | 3.1096 | 3.2052 | 3.3187 | 3.4413 | 3.5876 | 3.7503 | 3.9371 | 4.1573 | 4.3432 | 4.5217 | 4.7035 | 4.8865 | 5.1072 | 5.3215 | 5.5157 | 5.6952 | 5.8674 | 6.0234 | 6.1481 | 6.2631 | 6.3653 | 6.4598 | 6.5436 | 6.6166 | 6.6837 | 6.7456 | 6.7982 | 6.8467 |  | 3.0142 | 2.9754 | 2.9713 | 3.0662 | 3.1857 | 3.3416 | 3.5471 | 3.7912 | 4.1108 | 4.4796 | 4.9111 | 5.4665 | 5.8907 | 6.2667 | 6.6367 | 6.9932 | 7.4114 | 7.8179 | 8.0746 | 8.2861 | 8.4667 | 8.6199 | 8.7157 | 8.7929 | 8.8509 | 8.8955 | 8.9285 | 8.9514 | 8.9687 | 8.9803 | 8.9287 | 8.9027 |  | 3.0142 | 2.957 | 2.9344 | 3.0104 | 3.1135 | 3.2527 | 3.4458 | 3.6761 | 3.9799 | 4.3356 | 4.7684 | 5.3803 | 5.8844 | 6.3346 | 6.7738 | 7.1834 | 7.5754 | 7.8538 | 8.1038 | 8.3261 | 8.523 | 8.6902 | 8.7994 | 8.8909 | 8.963 | 8.905 | 8.9149 | 8.9147 | 8.9116 | 8.8838 | 8.8509 | 8.8176
Yealand |  | 0.61032 | 0.60193 | 0.60343 | 0.62183 | 0.64341 | 0.66958 | 0.70173 | 0.73577 | 0.7772 | 0.81467 | 0.84742 | 0.88956 | 0.92436 | 0.95539 | 0.98621 | 1.0152 | 1.0474 | 1.0788 | 1.1084 | 1.1367 | 1.1625 | 1.185 | 1.2014 | 1.2154 | 1.2275 | 1.2381 | 1.2473 | 1.2554 | 1.2629 | 1.2696 | 1.2758 | 1.2816 |  | 0.61027 | 0.60495 | 0.60628 | 0.61861 | 0.63255 | 0.64902 | 0.66703 | 0.68611 | 0.70943 | 0.7346 | 0.76291 | 0.79341 | 0.81653 | 0.83083 | 0.83856 | 0.84654 | 0.85579 | 0.86609 | 0.87726 | 0.88914 | 0.90165 | 0.917 | 0.93036 | 0.9423 | 0.95326 | 0.96143 | 0.96895 | 0.97543 | 0.98131 | 0.98658 | 0.99099 | 0.9948 |  | 0.61029 | 0.60161 | 0.5995 | 0.61276 | 0.62948 | 0.65033 | 0.67495 | 0.70042 | 0.73086 | 0.76358 | 0.80185 | 0.8419 | 0.8664 | 0.88964 | 0.91338 | 0.93703 | 0.96625 | 0.99441 | 1.0204 | 1.0446 | 1.0676 | 1.0879 | 1.1036 | 1.1175 | 1.1297 | 1.1407 | 1.1502 | 1.158 | 1.165 | 1.1712 | 1.1761 | 1.1803 |  | 0.61032 | 0.60223 | 0.60364 | 0.62219 | 0.64435 | 0.67166 | 0.70551 | 0.74338 | 0.79434 | 0.84826 | 0.90689 | 0.97829 | 1.043 | 1.0989 | 1.1527 | 1.2085 | 1.2885 | 1.3502 | 1.4006 | 1.4476 | 1.4898 | 1.5278 | 1.5549 | 1.5785 | 1.5986 | 1.6162 | 1.6316 | 1.6449 | 1.6571 | 1.6681 | 1.6746 | 1.6795 |  | 0.61032 | 0.59845 | 0.59619 | 0.61103 | 0.63025 | 0.65569 | 0.69251 | 0.73169 | 0.77999 | 0.83167 | 0.89565 | 0.99698 | 1.088 | 1.151 | 1.2124 | 1.2692 | 1.3236 | 1.3757 | 1.4243 | 1.4692 | 1.5103 | 1.5471 | 1.5741 | 1.598 | 1.6187 | 1.6296 | 1.6406 | 1.6496 | 1.6576 | 1.6646 | 1.6705 | 1.676
BSP | (Years as financial years, ie 2051 is FY2050/51) | 2020 | 2021 | 2022 | 2023 | 2024 | 2025 | 2026 | 2027 | 2028 | 2029 | 2030 | 2031 | 2032 | 2033 | 2034 | 2035 | 2036 | 2037 | 2038 | 2039 | 2040 | 2041 | 2042 | 2043 | 2044 | 2045 | 2046 | 2047 | 2048 | 2049 | 2050 | 2051 | (Years as financial years, ie 2051 is FY2050/51) | 2020 | 2021 | 2022 | 2023 | 2024 | 2025 | 2026 | 2027 | 2028 | 2029 | 2030 | 2031 | 2032 | 2033 | 2034 | 2035 | 2036 | 2037 | 2038 | 2039 | 2040 | 2041 | 2042 | 2043 | 2044 | 2045 | 2046 | 2047 | 2048 | 2049 | 2050 | 2051 | (Years as financial years, ie 2051 is FY2050/51) | 2020 | 2021 | 2022 | 2023 | 2024 | 2025 | 2026 | 2027 | 2028 | 2029 | 2030 | 2031 | 2032 | 2033 | 2034 | 2035 | 2036 | 2037 | 2038 | 2039 | 2040 | 2041 | 2042 | 2043 | 2044 | 2045 | 2046 | 2047 | 2048 | 2049 | 2050 | 2051 | (Years as financial years, ie 2051 is FY2050/51) | 2020 | 2021 | 2022 | 2023 | 2024 | 2025 | 2026 | 2027 | 2028 | 2029 | 2030 | 2031 | 2032 | 2033 | 2034 | 2035 | 2036 | 2037 | 2038 | 2039 | 2040 | 2041 | 2042 | 2043 | 2044 | 2045 | 2046 | 2047 | 2048 | 2049 | 2050 | 2051 | (Years as financial years, ie 2051 is FY2050/51) | 2020 | 2021 | 2022 | 2023 | 2024 | 2025 | 2026 | 2027 | 2028 | 2029 | 2030 | 2031 | 2032 | 2033 | 2034 | 2035 | 2036 | 2037 | 2038 | 2039 | 2040 | 2041 | 2042 | 2043 | 2044 | 2045 | 2046 | 2047 | 2048 | 2049 | 2050 | 2051
Adswood |  | 15.7806 | 15.4449 | 15.278 | 15.5404 | 15.8256 | 16.1779 | 16.613 | 17.0996 | 17.698 | 18.3643 | 19.1215 | 20.0752 | 20.8638 | 21.5714 | 22.2771 | 22.9489 | 23.6924 | 24.4189 | 25.0822 | 25.7056 | 26.2752 | 26.8026 | 27.1972 | 27.5481 | 27.8552 | 28.1314 | 28.382 | 28.6068 | 28.8174 | 29.0124 | 29.1928 | 29.3645 |  | 15.7777 | 15.5484 | 15.4573 | 15.6574 | 15.8571 | 16.1004 | 16.388 | 16.7084 | 17.039 | 17.3802 | 17.7698 | 18.2016 | 18.4148 | 18.6187 | 18.8333 | 19.0518 | 19.279 | 19.5251 | 19.7865 | 20.0577 | 20.3394 | 20.6784 | 20.9707 | 21.2337 | 21.4765 | 21.6901 | 21.8862 | 22.0559 | 22.2064 | 22.3337 | 22.4373 | 22.5529 |  | 15.7804 | 15.4428 | 15.2502 | 15.4708 | 15.7104 | 16.0072 | 16.3595 | 16.7434 | 17.2026 | 17.7162 | 18.3059 | 18.9957 | 19.5509 | 20.0821 | 20.6274 | 21.1774 | 21.8553 | 22.5076 | 23.0889 | 23.6187 | 24.1262 | 24.6038 | 24.9838 | 25.3322 | 25.6404 | 25.9252 | 26.1802 | 26.3993 | 26.5995 | 26.7819 | 26.9331 | 27.0706 |  | 15.7806 | 15.4436 | 15.2656 | 15.553 | 15.9103 | 16.3921 | 17.0345 | 17.8007 | 18.8001 | 19.9679 | 21.344 | 23.1292 | 24.4552 | 25.6235 | 26.7747 | 27.8935 | 29.2521 | 30.5714 | 31.4243 | 32.1323 | 32.7599 | 33.3184 | 33.7415 | 34.1051 | 34.4158 | 34.6649 | 34.8553 | 35.0171 | 35.158 | 35.2797 | 34.5962 | 34.1728 |  | 15.7806 | 15.3689 | 15.1166 | 15.3277 | 15.6201 | 16.0316 | 16.6091 | 17.312 | 18.2619 | 19.3894 | 20.7838 | 22.8043 | 24.4507 | 25.9211 | 27.3576 | 28.6965 | 29.9831 | 31.2145 | 32.3656 | 33.3491 | 33.8853 | 34.315 | 34.638 | 34.911 | 35.1398 | 33.8183 | 33.4198 | 33.0021 | 32.6098 | 32.1722 | 31.7186 | 31.2778
Agecroft |  | 18.6119 | 18.5327 | 18.6813 | 19.0111 | 19.3685 | 19.8012 | 20.3329 | 20.9151 | 21.6031 | 22.3371 | 23.1658 | 24.2045 | 25.066 | 25.8447 | 26.6194 | 27.356 | 28.1633 | 28.9591 | 29.6825 | 30.3658 | 30.9904 | 31.567 | 32.0003 | 32.3859 | 32.7247 | 33.0324 | 33.3197 | 33.58 | 33.8254 | 34.0539 | 34.2662 | 34.4694 |  | 18.6116 | 18.6763 | 18.8476 | 19.075 | 19.3008 | 19.5723 | 19.8971 | 20.2504 | 20.6643 | 21.1222 | 21.6336 | 22.1972 | 22.5088 | 22.8056 | 23.1159 | 23.4263 | 23.7376 | 24.0261 | 24.3234 | 24.6325 | 24.9505 | 25.3216 | 25.6444 | 25.9411 | 26.2171 | 26.4256 | 26.6153 | 26.7786 | 26.9255 | 27.054 | 27.1637 | 27.2788 |  | 18.6112 | 18.525 | 18.5906 | 18.9202 | 19.2212 | 19.5869 | 20.0197 | 20.4815 | 21.027 | 21.632 | 22.317 | 23.1044 | 23.7273 | 24.3252 | 24.9354 | 25.5469 | 26.2864 | 27.0053 | 27.6441 | 28.2307 | 28.791 | 29.3157 | 29.7334 | 30.1155 | 30.4548 | 30.7705 | 31.0616 | 31.3153 | 31.5494 | 31.7644 | 31.946 | 32.1136 |  | 18.6119 | 18.5283 | 18.6653 | 19.0174 | 19.4443 | 20.0043 | 20.7407 | 21.6008 | 22.7098 | 23.9679 | 25.0916 | 26.4276 | 27.6373 | 28.6569 | 29.6286 | 30.5905 | 31.8929 | 33.1345 | 33.8938 | 34.5922 | 35.215 | 35.7691 | 36.1968 | 36.5728 | 36.8974 | 37.1824 | 37.4321 | 37.6487 | 37.8429 | 38.0147 | 37.1181 | 36.9963 |  | 18.6119 | 18.3942 | 18.399 | 18.7344 | 19.1269 | 19.613 | 20.2857 | 21.0551 | 21.9263 | 22.8487 | 23.9454 | 25.6115 | 27.2696 | 28.715 | 30.1052 | 31.3688 | 32.556 | 33.4087 | 34.1458 | 34.8132 | 35.4191 | 35.9474 | 36.3414 | 36.6893 | 36.9852 | 35.0377 | 34.9889 | 34.9078 | 34.864 | 34.7428 | 34.5898 | 34.4524
Altrincham |  | 16.6477 | 16.2917 | 16.1183 | 16.4293 | 16.7714 | 17.1934 | 17.7182 | 18.3024 | 19.0255 | 19.8378 | 20.7626 | 21.9352 | 22.9073 | 23.7839 | 24.6619 | 25.4966 | 26.4152 | 27.3205 | 28.1475 | 28.9269 | 29.6407 | 30.302 | 30.7981 | 31.2448 | 31.6369 | 31.9911 | 32.314 | 32.6054 | 32.8796 | 33.1347 | 33.3721 | 33.599 |  | 16.6441 | 16.3949 | 16.2926 | 16.5146 | 16.7365 | 17.0056 | 17.3255 | 17.6747 | 18.0855 | 18.5203 | 19.0108 | 19.5569 | 19.8263 | 20.0858 | 20.3609 | 20.6384 | 20.9251 | 21.2413 | 21.5667 | 21.8975 | 22.2428 | 22.6603 | 23.0191 | 23.347 | 23.6501 | 23.9068 | 24.1443 | 24.353 | 24.5445 | 24.7174 | 24.8679 | 25.0126 |  | 16.6475 | 16.2894 | 16.087 | 16.3501 | 16.6388 | 16.9948 | 17.4206 | 17.881 | 18.4352 | 19.0606 | 19.7786 | 20.6258 | 21.3136 | 21.9747 | 22.6566 | 23.3419 | 24.1794 | 24.9929 | 25.7187 | 26.3826 | 27.0194 | 27.6186 | 28.0956 | 28.5381 | 28.9303 | 29.2939 | 29.6211 | 29.9044 | 30.1648 | 30.4035 | 30.6042 | 30.7883 |  | 16.6477 | 16.2911 | 16.1085 | 16.4558 | 16.893 | 17.4819 | 18.2709 | 19.2104 | 20.4413 | 21.8874 | 23.5937 | 25.8154 | 27.4653 | 28.9237 | 30.2271 | 30.9457 | 32.8605 | 34.0697 | 35.0955 | 35.8371 | 36.498 | 37.0894 | 37.5407 | 37.9367 | 38.2779 | 38.5785 | 38.8425 | 38.9244 | 38.739 | 38.5382 | 37.6321 | 37.1122 |  | 16.6477 | 16.2162 | 15.9592 | 16.2299 | 16.602 | 17.1214 | 17.8481 | 18.7265 | 19.9115 | 21.3222 | 23.0587 | 25.5566 | 27.5783 | 29.3853 | 31.1545 | 32.8017 | 34.2402 | 35.3579 | 36.3643 | 37.262 | 38.0724 | 38.7693 | 39.2386 | 39.6343 | 39.952 | 38.4336 | 38.148 | 37.8396 | 37.4726 | 36.9738 | 36.4571 | 35.9504
Atherton |  | 30.4961 | 29.8785 | 29.5461 | 29.9555 | 30.4003 | 30.9654 | 31.6799 | 32.4956 | 33.5176 | 34.6753 | 36.0092 | 37.7204 | 39.173 | 40.4798 | 41.7846 | 43.027 | 44.3988 | 45.7499 | 46.9838 | 48.1464 | 49.2115 | 50.1879 | 50.9212 | 51.5794 | 52.1551 | 52.6709 | 53.1303 | 53.5412 | 53.9257 | 54.2814 | 54.6109 | 54.9239 |  | 30.4908 | 29.9996 | 29.7304 | 29.9463 | 30.1508 | 30.408 | 30.7251 | 31.0857 | 31.5205 | 32.0128 | 32.5777 | 33.208 | 33.5604 | 33.8985 | 34.2589 | 34.6285 | 35.0091 | 35.4337 | 35.8853 | 36.3576 | 36.8547 | 37.4567 | 37.9733 | 38.4388 | 38.8674 | 39.2496 | 39.6043 | 39.9155 | 40.2003 | 40.4562 | 40.6755 | 40.8826 |  | 30.4958 | 29.8744 | 29.4956 | 29.8302 | 30.1974 | 30.6616 | 31.2244 | 31.8505 | 32.6139 | 33.4853 | 34.5025 | 35.7154 | 36.7324 | 37.7088 | 38.7129 | 39.7261 | 40.9733 | 42.1836 | 43.2621 | 44.2475 | 45.1942 | 46.075 | 46.7789 | 47.4302 | 48.0059 | 48.5358 | 49.0014 | 49.3997 | 49.7628 | 50.0931 | 50.3661 | 50.6133 |  | 30.4961 | 29.8813 | 29.5393 | 30.0094 | 30.6056 | 31.4325 | 32.5582 | 33.9261 | 35.7372 | 37.8786 | 40.423 | 43.7392 | 46.0808 | 47.0877 | 48.0395 | 49.0729 | 51.0345 | 52.9396 | 54.7079 | 56.14 | 57.1799 | 58.1073 | 58.8381 | 59.479 | 60.0427 | 60.5486 | 61.0029 | 61.4079 | 61.7811 | 62.1218 | 62.0267 | 61.8397 |  | 30.4961 | 29.7707 | 29.3195 | 29.676 | 30.184 | 30.9156 | 31.9616 | 33.2534 | 35.013 | 37.1217 | 39.7503 | 43.5824 | 46.6969 | 49.4839 | 52.1855 | 54.0657 | 55.5396 | 56.9498 | 58.2602 | 59.4692 | 60.5898 | 61.5741 | 62.3611 | 62.8484 | 63.2254 | 62.5217 | 62.3339 | 62.1029 | 61.4734 | 60.5997 | 59.7076 | 58.824
Barrow & Sandgate |  | 27.2425 | 26.6163 | 26.1865 | 26.3362 | 26.4935 | 26.6818 | 26.9493 | 27.2549 | 27.6379 | 28.0773 | 28.6104 | 29.315 | 29.9157 | 30.453 | 30.9795 | 31.4754 | 32.0126 | 32.5548 | 33.0545 | 33.5305 | 33.9788 | 34.3413 | 34.6289 | 34.8774 | 35.0971 | 35.2831 | 35.4119 | 35.5195 | 35.6135 | 35.6957 | 35.7696 | 35.833 |  | 27.2404 | 26.6922 | 26.3091 | 26.3158 | 26.3106 | 26.318 | 26.3833 | 26.471 | 26.5909 | 26.741 | 26.9411 | 27.1675 | 27.2885 | 27.4006 | 27.5123 | 27.6352 | 27.791 | 27.9794 | 28.1697 | 28.3676 | 28.5858 | 28.8169 | 29.0314 | 29.2081 | 29.3757 | 29.5551 | 29.7213 | 29.8562 | 29.9703 | 30.0627 | 30.1263 | 30.1749 |  | 27.2424 | 26.6148 | 26.1658 | 26.2915 | 26.4179 | 26.5676 | 26.7769 | 27.0089 | 27.2914 | 27.6186 | 28.0268 | 28.535 | 28.9656 | 29.3735 | 29.7787 | 30.1788 | 30.6669 | 31.1535 | 31.592 | 31.9982 | 32.3998 | 32.7246 | 33.0005 | 33.2461 | 33.4657 | 33.6571 | 33.7883 | 33.8908 | 33.9763 | 34.0484 | 34.0999 | 34.1373 |  | 27.2425 | 26.6229 | 26.1812 | 26.3481 | 26.5586 | 26.8515 | 27.276 | 27.8004 | 28.5232 | 29.38 | 30.408 | 31.7286 | 32.4443 | 32.8741 | 33.2709 | 34.323 | 37.0519 | 37.7657 | 38.3984 | 38.9665 | 39.4827 | 39.8409 | 39.9562 | 40.0116 | 40.0334 | 40.0275 | 39.9973 | 39.9447 | 39.8768 | 39.7944 | 39.5366 | 39.1928 |  | 27.2425 | 26.543 | 26.0248 | 26.1216 | 26.2835 | 26.5265 | 26.9348 | 27.441 | 28.1373 | 28.9776 | 30.4751 | 33.0948 | 34.343 | 35.4537 | 36.5313 | 37.5318 | 38.4841 | 38.9513 | 39.3325 | 39.6516 | 39.9386 | 40.1361 | 40.2531 | 40.3177 | 40.3504 | 40.0603 | 39.7767 | 39.4751 | 39.1689 | 38.8489 | 38.5203 | 38.1893
Barton |  | 27.2485 | 26.7303 | 26.4698 | 26.9398 | 27.4126 | 27.9739 | 28.6645 | 29.3906 | 30.2324 | 31.1507 | 32.1913 | 33.4759 | 34.4316 | 35.1907 | 35.94 | 36.6466 | 37.4118 | 38.163 | 38.8416 | 39.4747 | 40.0491 | 40.5765 | 40.9671 | 41.3147 | 41.6157 | 41.8837 | 42.1247 | 42.3379 | 42.5348 | 42.7138 | 42.8761 | 43.0274 |  | 27.2461 | 26.8227 | 26.6213 | 26.9046 | 27.1609 | 27.4814 | 27.901 | 28.3429 | 28.8472 | 29.4114 | 30.0619 | 30.767 | 31.1919 | 31.452 | 31.7209 | 31.9881 | 32.2571 | 32.5509 | 32.8515 | 33.1582 | 33.4722 | 33.8439 | 34.1584 | 34.4432 | 34.7031 | 34.9157 | 35.1084 | 35.273 | 35.4193 | 35.5456 | 35.6497 | 35.7527 |  | 27.2482 | 26.7267 | 26.4242 | 26.8312 | 27.2405 | 27.7288 | 28.3135 | 28.9138 | 29.5894 | 30.3333 | 31.1896 | 32.1826 | 33.1052 | 33.7424 | 34.3397 | 34.9322 | 35.6381 | 36.3215 | 36.9251 | 37.4722 | 37.991 | 38.4745 | 38.8551 | 39.2039 | 39.5094 | 39.7889 | 40.0373 | 40.2482 | 40.4382 | 40.6083 | 40.7459 | 40.8678 |  | 27.2485 | 26.7453 | 26.4683 | 26.95 | 27.4735 | 28.1381 | 28.9843 | 29.9313 | 31.1233 | 32.4723 | 34.0231 | 35.852 | 37.1116 | 38.218 | 39.3007 | 40.3441 | 41.5958 | 42.8109 | 43.9029 | 44.9135 | 45.8187 | 46.6359 | 47.2325 | 47.7568 | 48.2012 | 48.5875 | 48.9204 | 49.2056 | 49.4621 | 49.6885 | 49.65 | 49.7039 |  | 27.2485 | 26.6426 | 26.2654 | 26.6457 | 27.0909 | 27.6777 | 28.4832 | 29.387 | 30.5299 | 31.8484 | 33.7116 | 35.9534 | 37.5782 | 39.0329 | 40.446 | 41.7584 | 43.0098 | 44.2083 | 45.3209 | 46.3452 | 47.2995 | 48.1638 | 48.8114 | 49.3925 | 49.8982 | 49.8627 | 50.1136 | 50.3172 | 50.5035 | 50.6516 | 50.7714 | 50.8791
Belfield |  | 12.0124 | 11.8247 | 11.7378 | 11.8848 | 12.0529 | 12.2737 | 12.555 | 12.8662 | 13.2477 | 13.6771 | 14.1701 | 14.7938 | 15.2648 | 15.6622 | 16.0415 | 16.3833 | 16.8553 | 17.3071 | 17.7104 | 18.0856 | 18.4197 | 18.717 | 18.9427 | 19.1442 | 19.3221 | 19.483 | 19.6277 | 19.7598 | 19.885 | 20.0032 | 20.1152 | 20.1223 |  | 12.015 | 11.8902 | 11.8426 | 11.9587 | 12.0836 | 12.2446 | 12.4494 | 12.6816 | 12.9641 | 13.2849 | 13.6557 | 14.0713 | 14.3142 | 14.5363 | 14.7653 | 14.9893 | 15.2177 | 15.463 | 15.7154 | 15.9741 | 16.2316 | 16.5315 | 16.7767 | 16.9908 | 17.181 | 17.3341 | 17.4699 | 17.5819 | 17.6801 | 17.7654 | 17.8332 | 17.8855 |  | 12.0123 | 11.8233 | 11.7128 | 11.827 | 11.961 | 12.1413 | 12.3644 | 12.6087 | 12.9019 | 13.2348 | 13.6222 | 14.0835 | 14.4312 | 14.7438 | 15.0513 | 15.3456 | 15.6954 | 16.022 | 16.298 | 16.5419 | 16.762 | 16.9521 | 17.0884 | 17.2059 | 17.3015 | 17.3834 | 17.4471 | 17.4941 | 17.5323 | 17.5628 | 17.5809 | 17.5934 |  | 12.0124 | 11.8276 | 11.7319 | 11.8698 | 12.0283 | 12.2407 | 12.5117 | 12.8119 | 13.1879 | 13.6129 | 14.0999 | 14.716 | 15.1663 | 15.542 | 15.8975 | 16.297 | 17.0619 | 17.8056 | 18.4927 | 19.1369 | 19.7295 | 20.2716 | 20.7455 | 21.1815 | 21.5878 | 21.9716 | 22.3355 | 22.6798 | 23.0102 | 23.3269 | 23.3732 | 23.3043 |  | 12.0124 | 11.7528 | 11.5849 | 11.65 | 11.7532 | 11.903 | 12.1241 | 12.3738 | 12.7029 | 13.0878 | 13.6315 | 14.6283 | 15.5265 | 16.3458 | 17.1351 | 17.8736 | 18.5793 | 19.2626 | 19.9075 | 20.5179 | 21.0904 | 21.604 | 22.0495 | 22.4695 | 22.8619 | 22.7463 | 22.7089 | 22.658 | 22.6123 | 22.5476 | 22.4754 | 22.4037
Bispham |  | 15.2756 | 15.0526 | 15.0113 | 15.3616 | 15.7934 | 16.3383 | 17.0386 | 17.841 | 18.8521 | 19.9926 | 21.3085 | 22.9905 | 24.3661 | 25.6032 | 26.8416 | 28.0178 | 29.3228 | 30.6028 | 31.7721 | 32.8792 | 33.8889 | 34.813 | 35.3916 | 35.6542 | 35.8677 | 36.0491 | 36.2049 | 36.3343 | 36.4498 | 36.5498 | 36.6356 | 36.6036 |  | 15.2705 | 15.1971 | 15.2575 | 15.5731 | 15.928 | 16.3518 | 16.8542 | 17.4185 | 18.0701 | 18.5877 | 19.1986 | 19.8774 | 20.2867 | 20.6819 | 21.0881 | 21.4343 | 21.8078 | 22.2205 | 22.6503 | 23.0882 | 23.5464 | 24.1051 | 24.5838 | 25.0205 | 25.4231 | 25.761 | 26.0738 | 26.3471 | 26.5976 | 26.8232 | 27.017 | 27.1988 |  | 15.2753 | 15.0488 | 14.9607 | 15.2354 | 15.5848 | 16.0294 | 16.5799 | 17.1969 | 17.9567 | 18.8216 | 19.8352 | 21.0411 | 21.9963 | 22.9159 | 23.8663 | 24.824 | 26.012 | 27.1595 | 28.1823 | 29.122 | 30.0211 | 30.8567 | 31.5157 | 32.1244 | 32.6604 | 32.7746 | 32.858 | 32.906 | 32.9362 | 32.9493 | 32.9346 | 32.9079 |  | 15.2756 | 15.0517 | 15.018 | 15.4411 | 16.0293 | 16.8326 | 17.9279 | 19.2549 | 21.0092 | 23.0695 | 25.512 | 28.6922 | 29.8826 | 30.6666 | 31.4112 | 32.1651 | 33.3508 | 34.4876 | 35.5123 | 36.4632 | 37.3126 | 38.07 | 38.6567 | 39.1753 | 39.5061 | 39.6791 | 39.8146 | 39.9167 | 39.9971 | 40.0564 | 39.4233 | 39.1045 |  | 15.2756 | 14.9427 | 14.7994 | 15.1092 | 15.5963 | 16.2887 | 17.2791 | 18.4945 | 20.1475 | 22.114 | 24.5432 | 28.0529 | 30.5987 | 32.0784 | 33.4347 | 34.6885 | 35.876 | 36.8145 | 37.5422 | 38.1919 | 38.765 | 39.2409 | 39.5702 | 39.8497 | 40.0736 | 38.9403 | 38.7021 | 38.4356 | 38.1836 | 37.8843 | 37.5627 | 37.2486
Blackburn |  | 17.0008 | 16.472 | 16.1343 | 16.434 | 16.7204 | 17.0476 | 17.4275 | 17.8286 | 18.3045 | 18.8276 | 19.4049 | 20.1184 | 20.6855 | 21.1964 | 21.6984 | 22.1749 | 22.7011 | 23.2122 | 23.6766 | 24.1115 | 24.5044 | 24.8669 | 25.1288 | 25.363 | 25.5637 | 25.7391 | 25.8894 | 26.0192 | 26.137 | 26.242 | 26.3354 | 26.4207 |  | 16.9987 | 16.5843 | 16.3403 | 16.5413 | 16.7232 | 16.9437 | 17.1873 | 17.4336 | 17.7267 | 18.0614 | 18.437 | 18.8575 | 18.9919 | 19.1229 | 19.2563 | 19.3932 | 19.5349 | 19.688 | 19.8514 | 20.0217 | 20.1981 | 20.4193 | 20.5991 | 20.7588 | 20.9023 | 21.0327 | 21.1514 | 21.2521 | 21.3418 | 21.42 | 21.479 | 21.5285 |  | 17.0007 | 16.4705 | 16.1144 | 16.3843 | 16.6381 | 16.9256 | 17.2462 | 17.5738 | 17.95 | 18.3637 | 18.8208 | 19.3451 | 19.745 | 20.1296 | 20.5167 | 20.9061 | 21.3854 | 21.8434 | 22.2491 | 22.617 | 22.9656 | 23.2924 | 23.5439 | 23.7763 | 23.9779 | 24.1595 | 24.313 | 24.4388 | 24.5491 | 24.6451 | 24.7177 | 24.7786 |  | 17.0008 | 16.4736 | 16.1163 | 16.4218 | 16.7471 | 17.1544 | 17.6699 | 18.2577 | 19.0068 | 19.8739 | 20.8782 | 22.1691 | 23.1033 | 23.9265 | 24.7304 | 25.5205 | 26.5112 | 27.4708 | 28.3415 | 29.1526 | 29.8072 | 30.2883 | 30.6592 | 30.9859 | 31.2711 | 31.5246 | 31.7495 | 31.9473 | 32.1267 | 32.1829 | 31.9553 | 31.7451 |  | 17.0008 | 16.4031 | 15.9756 | 16.209 | 16.4717 | 16.8168 | 17.2804 | 17.822 | 18.5392 | 19.3853 | 20.4261 | 21.9448 | 23.1845 | 24.2991 | 25.3799 | 26.3877 | 27.3542 | 28.2769 | 29.1391 | 29.9367 | 30.682 | 31.359 | 31.8643 | 32.3172 | 32.7132 | 32.5314 | 32.3968 | 32.2449 | 32.0776 | 31.9026 | 31.715 | 31.523
Blackpool |  | 23.1604 | 22.6288 | 22.3311 | 22.623 | 22.9458 | 23.3454 | 23.8499 | 24.4137 | 25.021 | 25.6585 | 26.4016 | 27.3594 | 28.1188 | 28.8037 | 29.4794 | 30.1272 | 30.8455 | 31.541 | 32.195 | 32.8172 | 33.39 | 33.8905 | 34.2556 | 34.5768 | 34.8514 | 35.0915 | 35.2955 | 35.4723 | 35.6337 | 35.7787 | 35.909 | 36.0289 |  | 23.1576 | 22.8413 | 22.7323 | 23.0459 | 23.3436 | 23.5333 | 23.7914 | 24.0985 | 24.466 | 24.8905 | 25.3911 | 25.9601 | 26.1104 | 26.2577 | 26.4104 | 26.5783 | 26.7701 | 26.9779 | 27.2075 | 27.4512 | 27.7138 | 28.0297 | 28.2995 | 28.5449 | 28.7707 | 28.9448 | 29.1016 | 29.2324 | 29.3443 | 29.4342 | 29.4996 | 29.5676 |  | 23.1601 | 22.626 | 22.2955 | 22.5358 | 22.804 | 23.1388 | 23.5474 | 23.9944 | 24.524 | 25.0279 | 25.6022 | 26.2944 | 26.8223 | 27.3316 | 27.8474 | 28.3733 | 29.0252 | 29.6457 | 30.2171 | 30.7449 | 31.2547 | 31.7043 | 32.0537 | 32.371 | 32.6455 | 32.893 | 33.1003 | 33.2703 | 33.4202 | 33.5516 | 33.6518 | 33.7366 |  | 23.1604 | 22.6257 | 22.3089 | 22.6175 | 23.0032 | 23.5229 | 24.2239 | 25.0558 | 26.0886 | 27.248 | 28.6273 | 30.4245 | 31.7192 | 32.8599 | 33.9751 | 35.1537 | 36.8412 | 38.3447 | 39.555 | 40.6816 | 41.6988 | 42.6079 | 43.2759 | 43.8628 | 44.3614 | 44.7967 | 45.1739 | 45.4825 | 45.4977 | 45.4863 | 44.7542 | 44.508 |  | 23.1604 | 22.4857 | 22.0286 | 22.1932 | 22.4511 | 22.8341 | 23.41 | 24.116 | 25.0778 | 26.2202 | 27.6581 | 29.8004 | 31.5761 | 33.1722 | 34.7271 | 36.1829 | 37.5828 | 38.9244 | 40.1835 | 41.3517 | 42.4482 | 43.4192 | 44.0925 | 44.6094 | 44.8027 | 43.5786 | 43.3862 | 43.1497 | 42.9319 | 42.6523 | 42.3429 | 42.0424
Bloom St |  | 25.125 | 24.4117 | 23.949 | 24.4246 | 24.828 | 25.2398 | 25.6663 | 26.0814 | 26.5026 | 26.9074 | 27.3032 | 27.7251 | 28.0912 | 28.4135 | 28.719 | 28.9981 | 29.2884 | 29.5615 | 29.804 | 30.0296 | 30.2292 | 30.4113 | 30.5379 | 30.6448 | 30.7332 | 30.8118 | 30.8934 | 30.9643 | 31.0279 | 31.0831 | 31.1291 | 31.1701 |  | 25.1246 | 24.5462 | 24.2018 | 24.5186 | 24.7799 | 25.0771 | 25.4159 | 25.7822 | 26.1864 | 26.6192 | 27.0884 | 27.5985 | 27.7957 | 27.9749 | 28.1484 | 28.3114 | 28.4734 | 28.6353 | 28.793 | 28.9515 | 29.1058 | 29.2778 | 29.4217 | 29.557 | 29.6787 | 29.7355 | 29.7792 | 29.8085 | 29.8276 | 29.8358 | 29.8366 | 29.85 |  | 25.1249 | 24.4103 | 23.9325 | 24.3872 | 24.7713 | 25.1627 | 25.5606 | 25.944 | 26.3253 | 26.6916 | 27.05 | 27.4118 | 27.7149 | 27.9916 | 28.257 | 28.5075 | 28.7851 | 29.0433 | 29.2689 | 29.4749 | 29.6634 | 29.8375 | 29.9654 | 30.0767 | 30.17 | 30.2554 | 30.3424 | 30.4162 | 30.4813 | 30.5373 | 30.58 | 30.6166 |  | 25.125 | 24.4101 | 23.8952 | 24.3232 | 24.6837 | 25.0604 | 25.4639 | 25.8601 | 26.2747 | 26.6808 | 27.0832 | 27.5228 | 27.8789 | 28.1814 | 28.4636 | 28.7284 | 29.0481 | 29.3485 | 29.6118 | 29.852 | 30.058 | 30.2352 | 30.354 | 30.4565 | 30.5326 | 30.5882 | 30.6253 | 30.6456 | 30.6534 | 30.6487 | 30.2876 | 30.2181 |  | 25.125 | 24.3542 | 23.783 | 24.1527 | 24.4607 | 24.795 | 25.1736 | 25.5584 | 25.9777 | 26.4038 | 26.8577 | 27.4205 | 27.9586 | 28.4407 | 28.8967 | 29.3143 | 29.7098 | 30.0808 | 30.4209 | 30.7348 | 31.0193 | 31.2717 | 31.4658 | 31.644 | 31.7948 | 31.1714 | 31.2393 | 31.2869 | 31.3387 | 31.355 | 31.3524 | 31.3457
Bolton |  | 32.2193 | 31.4047 | 30.9456 | 31.501 | 32.0717 | 32.768 | 33.6289 | 34.593 | 35.7783 | 37.0768 | 38.5702 | 40.4755 | 42.0458 | 43.4657 | 44.8806 | 46.2208 | 47.6717 | 49.095 | 50.4044 | 51.6345 | 52.7631 | 53.7876 | 54.5554 | 55.2383 | 55.8328 | 56.3631 | 56.8339 | 57.2523 | 57.6418 | 57.9997 | 58.3289 | 58.6395 |  | 32.2135 | 31.6256 | 31.3204 | 31.6974 | 32.0132 | 32.401 | 32.8722 | 33.4043 | 34.0399 | 34.7565 | 35.5801 | 36.5035 | 36.8873 | 37.2594 | 37.6521 | 38.0544 | 38.4864 | 38.963 | 39.4754 | 40.0064 | 40.5652 | 41.226 | 41.801 | 42.3196 | 42.799 | 43.2202 | 43.6069 | 43.9416 | 44.2363 | 44.4832 | 44.6794 | 44.8962 |  | 32.219 | 31.401 | 30.8948 | 31.3748 | 31.8599 | 32.4503 | 33.1518 | 33.9164 | 34.8292 | 35.8257 | 36.9846 | 38.3634 | 39.4744 | 40.5456 | 41.643 | 42.7275 | 44.0473 | 45.3223 | 46.468 | 47.5115 | 48.5158 | 49.44 | 50.1774 | 50.8537 | 51.4489 | 51.9947 | 52.4215 | 52.5039 | 52.5589 | 52.5882 | 52.5765 | 52.5461 |  | 32.2193 | 31.4059 | 30.9196 | 31.5282 | 32.2438 | 33.2046 | 34.4857 | 36.0235 | 38.0195 | 40.3546 | 43.1196 | 46.0422 | 47.3691 | 48.4819 | 49.5357 | 50.6075 | 52.3995 | 54.1217 | 55.6935 | 57.1421 | 58.455 | 59.6256 | 60.5642 | 61.3934 | 62.1283 | 62.792 | 63.3915 | 63.9305 | 64.429 | 64.8866 | 64.6956 | 64.4365 |  | 32.2193 | 31.2676 | 30.6425 | 31.1141 | 31.7148 | 32.5546 | 33.7329 | 35.155 | 37.0712 | 39.344 | 42.1789 | 46.3237 | 48.8032 | 51.0753 | 53.1589 | 55.0905 | 56.9231 | 58.6772 | 60.3195 | 61.836 | 63.2452 | 64.4822 | 65.4899 | 66.4075 | 67.2366 | 66.7781 | 66.6214 | 66.4564 | 66.2207 | 66.026 | 65.8016 | 65.3299
Burnley |  | 14.6653 | 14.2594 | 13.9913 | 14.1898 | 14.3871 | 14.6223 | 14.9226 | 15.2495 | 15.659 | 16.1105 | 16.6242 | 17.2845 | 17.7969 | 18.251 | 18.7054 | 19.1317 | 19.606 | 20.0784 | 20.4979 | 20.8932 | 21.25 | 21.5811 | 21.8232 | 22.0282 | 22.207 | 22.3631 | 22.497 | 22.6127 | 22.7182 | 22.8127 | 22.8972 | 22.9752 |  | 14.6636 | 14.3589 | 14.1741 | 14.3183 | 14.4517 | 14.6122 | 14.8105 | 15.0308 | 15.3013 | 15.6064 | 15.9605 | 16.3683 | 16.4954 | 16.609 | 16.7153 | 16.8203 | 16.9315 | 17.0653 | 17.199 | 17.342 | 17.4914 | 17.6877 | 17.8512 | 17.9853 | 18.1093 | 18.2171 | 18.3143 | 18.3951 | 18.4657 | 18.5253 | 18.5705 | 18.6098 |  | 14.6651 | 14.2581 | 13.9736 | 14.1451 | 14.3126 | 14.511 | 14.7559 | 15.0137 | 15.3292 | 15.6767 | 16.0756 | 16.555 | 16.9093 | 17.2437 | 17.5892 | 17.9326 | 18.3622 | 18.7838 | 19.1474 | 19.4788 | 19.7931 | 20.0899 | 20.3217 | 20.5246 | 20.7038 | 20.8654 | 21.0019 | 21.1134 | 21.2114 | 21.297 | 21.3614 | 21.4159 |  | 14.6653 | 14.2611 | 13.9787 | 14.1875 | 14.4275 | 14.7449 | 15.1805 | 15.6933 | 16.3739 | 17.166 | 18.1011 | 19.3283 | 20.2034 | 20.9674 | 21.7217 | 22.2704 | 22.9102 | 23.5302 | 24.0794 | 24.5864 | 25.0374 | 25.4468 | 25.7691 | 26.0381 | 26.2766 | 26.4878 | 26.6743 | 26.8371 | 26.9834 | 27.1131 | 27.0456 | 26.8898 |  | 14.6653 | 14.193 | 13.8431 | 13.9829 | 14.1636 | 14.4195 | 14.8021 | 15.2645 | 15.905 | 16.6653 | 17.6275 | 19.0788 | 20.2491 | 21.295 | 22.317 | 23.2649 | 24.1742 | 25.0541 | 25.6135 | 26.0608 | 26.4547 | 26.7858 | 27.0025 | 27.1719 | 27.3042 | 27.0969 | 26.9643 | 26.8371 | 26.6878 | 26.5452 | 26.392 | 26.2366
Bury |  | 23.5137 | 23.1256 | 23.0971 | 23.799 | 24.5897 | 25.5089 | 26.6116 | 27.5544 | 28.643 | 29.8359 | 30.9462 | 32.2709 | 33.3957 | 34.4112 | 35.4194 | 36.3813 | 37.4345 | 38.4736 | 39.4198 | 40.3117 | 41.1246 | 41.8699 | 42.4282 | 42.9302 | 43.3669 | 43.7564 | 44.1013 | 44.4076 | 44.692 | 44.9527 | 45.1918 | 45.4166 |  | 23.511 | 23.309 | 23.3676 | 23.9173 | 24.5174 | 25.2154 | 25.6795 | 26.1176 | 26.648 | 27.2507 | 27.9418 | 28.6835 | 28.9683 | 29.245 | 29.5352 | 29.834 | 30.1344 | 30.4712 | 30.8264 | 31.1984 | 31.5854 | 32.0533 | 32.4523 | 32.8117 | 33.1399 | 33.4344 | 33.7063 | 33.9434 | 34.1592 | 34.3519 | 34.5154 | 34.6669 |  | 23.5129 | 23.1165 | 22.983 | 23.5329 | 24.1759 | 24.93 | 25.7965 | 26.6992 | 27.6526 | 28.5866 | 29.6747 | 30.7429 | 31.5368 | 32.302 | 33.0825 | 33.8714 | 34.8311 | 35.7644 | 36.5939 | 37.3525 | 38.0768 | 38.7508 | 39.2881 | 39.786 | 40.2238 | 40.625 | 40.9757 | 41.2734 | 41.5426 | 41.7851 | 41.9823 | 42.1582 |  | 23.5137 | 23.1261 | 23.0802 | 23.7925 | 24.6297 | 25.6405 | 26.8943 | 28.2773 | 30.0012 | 31.3012 | 32.3094 | 33.4486 | 34.7166 | 35.7109 | 36.6287 | 37.808 | 40.5957 | 43.2915 | 45.4644 | 46.9509 | 48.2687 | 49.4191 | 50.3577 | 50.6559 | 50.8359 | 50.9653 | 51.0508 | 50.8874 | 50.6113 | 50.3168 | 49.5311 | 48.8695 |  | 23.5137 | 22.9778 | 22.7837 | 23.3435 | 24.0494 | 24.9139 | 26.0268 | 27.2675 | 28.6268 | 29.4882 | 30.7885 | 33.9348 | 37.3079 | 39.709 | 41.7666 | 43.5337 | 45.141 | 46.651 | 48.0218 | 48.9362 | 49.5603 | 50.06 | 50.3775 | 50.6273 | 50.8106 | 50.0413 | 49.6515 | 49.0345 | 48.419 | 47.7747 | 47.114 | 46.4583
Buxton |  | 22.3136 | 21.8567 | 21.6034 | 21.8526 | 22.1003 | 22.3762 | 22.7153 | 23.0618 | 23.4783 | 23.9184 | 24.3995 | 25.0062 | 25.5662 | 26.0638 | 26.5354 | 26.9664 | 27.4332 | 27.8728 | 28.2822 | 28.6633 | 28.9969 | 29.2695 | 29.4509 | 29.5981 | 29.7155 | 29.8085 | 29.8717 | 29.9187 | 29.9555 | 29.9828 | 30.0027 | 30.0166 |  | 22.3128 | 21.907 | 21.6723 | 21.783 | 21.8801 | 21.9986 | 22.1603 | 22.3266 | 22.5389 | 22.7733 | 23.0356 | 23.3196 | 23.5427 | 23.7594 | 23.9734 | 24.1863 | 24.4206 | 24.6677 | 24.9328 | 25.2053 | 25.4815 | 25.8055 | 26.0726 | 26.3048 | 26.5116 | 26.6714 | 26.8113 | 26.9229 | 27.0135 | 27.0806 | 27.1214 | 27.1615 |  | 22.3133 | 21.8541 | 21.5716 | 21.7782 | 21.9847 | 22.2145 | 22.4877 | 22.7578 | 23.0751 | 23.4139 | 23.7907 | 24.232 | 24.6393 | 25.0283 | 25.4054 | 25.7702 | 26.2099 | 26.6171 | 26.9898 | 27.3273 | 27.638 | 27.8958 | 28.0842 | 28.2453 | 28.3783 | 28.4908 | 28.5704 | 28.6273 | 28.6708 | 28.7035 | 28.7188 | 28.7254 |  | 22.3136 | 21.8591 | 21.585 | 21.8213 | 22.067 | 22.3564 | 22.7254 | 23.121 | 23.6311 | 24.1848 | 24.7941 | 25.5486 | 26.1981 | 26.768 | 27.3088 | 27.9337 | 28.997 | 30.0338 | 31.0083 | 31.4577 | 31.5936 | 31.701 | 31.7547 | 31.7868 | 31.7973 | 31.791 | 31.7698 | 31.7351 | 31.691 | 31.6376 | 31.3405 | 31.1796 |  | 22.3136 | 21.8241 | 21.5159 | 21.7179 | 21.9372 | 22.2062 | 22.5769 | 22.973 | 23.4775 | 24.0356 | 24.7963 | 26.1249 | 27.3822 | 28.527 | 29.6462 | 30.6959 | 31.4783 | 31.7242 | 31.9507 | 32.1475 | 32.3181 | 32.4577 | 32.5447 | 32.6112 | 32.6562 | 32.2106 | 32.1187 | 32.0136 | 31.9108 | 31.7878 | 31.6536 | 31.5191
Carlisle |  | 37.7817 | 37.1025 | 36.8626 | 37.5965 | 38.4549 | 39.5392 | 40.8502 | 41.8152 | 42.9784 | 44.2855 | 45.7571 | 47.6295 | 49.1256 | 50.4643 | 51.7862 | 53.0482 | 54.4182 | 55.7667 | 57.0258 | 58.2033 | 59.2747 | 60.2151 | 60.8955 | 61.4722 | 61.965 | 62.3952 | 62.7682 | 63.0906 | 63.3838 | 63.6459 | 63.8796 | 64.0954 |  | 37.7774 | 37.2179 | 36.9923 | 37.399 | 37.8472 | 38.4441 | 39.2402 | 40.0999 | 41.116 | 42.2733 | 43.6176 | 44.6642 | 44.9898 | 45.2949 | 45.6116 | 45.9521 | 46.3113 | 46.7207 | 47.1724 | 47.6333 | 48.1212 | 48.7138 | 49.2288 | 49.6815 | 50.0948 | 50.3909 | 50.6576 | 50.8792 | 51.0742 | 51.2408 | 51.3707 | 51.484 |  | 37.7807 | 37.0913 | 36.7225 | 37.2685 | 37.9435 | 38.8219 | 39.9223 | 41.0909 | 42.0417 | 43.0565 | 44.2061 | 45.5715 | 46.6219 | 47.6232 | 48.6384 | 49.6672 | 50.9112 | 52.117 | 53.2187 | 54.2166 | 55.1685 | 56.0128 | 56.6646 | 57.2357 | 57.7299 | 58.1758 | 58.5566 | 58.8673 | 59.1399 | 59.3773 | 59.5545 | 59.7044 |  | 37.7817 | 37.1381 | 36.9114 | 37.7092 | 38.7075 | 40.0316 | 41.5604 | 43.0519 | 45.0029 | 47.2915 | 49.963 | 53.4208 | 55.9281 | 58.1294 | 60.2859 | 62.3727 | 63.9361 | 65.346 | 66.5867 | 67.6889 | 68.6481 | 69.4638 | 70.0421 | 70.5202 | 70.9131 | 71.2403 | 71.511 | 71.7322 | 71.9213 | 72.0791 | 71.6743 | 71.2229 |  | 37.7817 | 36.941 | 36.5246 | 37.132 | 37.9864 | 39.238 | 40.7085 | 42.1095 | 43.9742 | 46.1991 | 48.91 | 52.7899 | 55.9152 | 58.6972 | 61.4009 | 63.2909 | 64.734 | 66.0759 | 67.2938 | 68.3698 | 69.3165 | 70.1095 | 70.6974 | 71.1967 | 71.6161 | 70.8138 | 70.4992 | 70.1462 | 69.7847 | 69.3885 | 68.9668 | 68.544
Carlisle North |  | 3.0781 | 3.0034 | 2.967 | 3.0127 | 3.0542 | 3.1011 | 3.1542 | 3.2123 | 3.2781 | 3.3517 | 3.435 | 3.5447 | 3.6378 | 3.7223 | 3.8038 | 3.8818 | 3.9636 | 4.0443 | 4.1259 | 4.2045 | 4.2756 | 4.3306 | 4.3693 | 4.3972 | 4.4207 | 4.4403 | 4.4555 | 4.4683 | 4.4788 | 4.4875 | 4.4947 | 4.5012 |  | 3.0815 | 3.0174 | 2.9883 | 3.0099 | 3.0244 | 3.0444 | 3.0696 | 3.1001 | 3.1348 | 3.177 | 3.2249 | 3.2784 | 3.3016 | 3.3235 | 3.3444 | 3.3687 | 3.4003 | 3.4354 | 3.4748 | 3.5148 | 3.5559 | 3.6025 | 3.6457 | 3.6835 | 3.7192 | 3.7339 | 3.7463 | 3.7555 | 3.7617 | 3.764 | 3.7629 | 3.7658 |  | 3.078 | 3.0027 | 2.9631 | 3.005 | 3.0415 | 3.0827 | 3.1271 | 3.1745 | 3.226 | 3.2841 | 3.3506 | 3.4338 | 3.5031 | 3.5699 | 3.6353 | 3.7012 | 3.7767 | 3.8501 | 3.9239 | 3.9933 | 4.0584 | 4.1087 | 4.1463 | 4.1742 | 4.1982 | 4.2189 | 4.2348 | 4.2474 | 4.2571 | 4.2648 | 4.2692 | 4.2726 |  | 3.0781 | 3.0054 | 2.9637 | 3.0083 | 3.053 | 3.1089 | 3.1779 | 3.2608 | 3.3705 | 3.4969 | 3.6409 | 3.8224 | 3.9604 | 4.0821 | 4.1994 | 4.3161 | 4.4127 | 4.5029 | 4.5805 | 4.6472 | 4.7023 | 4.7464 | 4.7702 | 4.785 | 4.793 | 4.7959 | 4.7943 | 4.7887 | 4.7808 | 4.7705 | 4.7288 | 4.6971 |  | 3.0781 | 2.9949 | 2.9495 | 2.987 | 3.0256 | 3.0789 | 3.1549 | 3.2435 | 3.3533 | 3.4819 | 3.6455 | 3.8999 | 4.0656 | 4.195 | 4.3141 | 4.4211 | 4.5174 | 4.6058 | 4.6854 | 4.7537 | 4.8109 | 4.856 | 4.8837 | 4.9033 | 4.9167 | 4.8637 | 4.8467 | 4.826 | 4.8034 | 4.7785 | 4.7515 | 4.7238
Carrington BSP |  | 12.9655 | 12.8344 | 12.7888 | 12.9451 | 13.1121 | 13.3148 | 13.5648 | 13.8419 | 14.1767 | 14.5554 | 14.9936 | 15.544 | 15.9438 | 16.2151 | 16.4742 | 16.7094 | 17.0251 | 17.33 | 17.6018 | 17.8552 | 18.0851 | 18.2914 | 18.4558 | 18.6053 | 18.7407 | 18.8655 | 18.9803 | 19.0876 | 19.1906 | 19.2894 | 19.3845 | 19.4129 |  | 12.9683 | 12.8617 | 12.8179 | 12.9051 | 12.988 | 13.0885 | 13.2133 | 13.3549 | 13.5197 | 13.7062 | 13.9217 | 14.1621 | 14.3313 | 14.4943 | 14.6606 | 14.8247 | 14.9943 | 15.1758 | 15.3637 | 15.5568 | 15.7504 | 15.9632 | 16.1487 | 16.3187 | 16.4763 | 16.6163 | 16.7446 | 16.8565 | 16.9533 | 17.031 | 17.092 | 17.1754 |  | 12.9654 | 12.8336 | 12.7665 | 12.8943 | 13.0308 | 13.1964 | 13.3934 | 13.6113 | 13.8681 | 14.1603 | 14.5026 | 14.9092 | 15.25 | 15.5765 | 15.8807 | 16.0865 | 16.3262 | 16.553 | 16.7451 | 16.9161 | 17.0737 | 17.2117 | 17.318 | 17.4126 | 17.4937 | 17.5661 | 17.627 | 17.6776 | 17.7226 | 17.7627 | 17.7949 | 17.8234 |  | 12.9655 | 12.8403 | 12.7943 | 12.9652 | 13.1667 | 13.4292 | 13.7696 | 14.1678 | 14.5063 | 14.869 | 15.2351 | 15.6621 | 15.9756 | 16.243 | 16.4961 | 16.7661 | 17.2387 | 17.6951 | 18.0706 | 18.4036 | 18.6941 | 18.9419 | 19.1459 | 19.323 | 19.482 | 19.6281 | 19.7639 | 19.8905 | 20.0108 | 20.1258 | 20.0463 | 19.8892 |  | 12.9655 | 12.8114 | 12.7371 | 12.8794 | 13.0589 | 13.301 | 13.6322 | 13.9695 | 14.2639 | 14.6018 | 14.9762 | 15.6543 | 16.239 | 16.7786 | 17.2939 | 17.7765 | 18.2188 | 18.5979 | 18.9383 | 19.2457 | 19.5211 | 19.7494 | 19.9349 | 20.1024 | 20.2529 | 20.0428 | 19.9031 | 19.7578 | 19.6235 | 19.4698 | 19.3128 | 19.1575
Castleton |  | 16.0041 | 15.6992 | 15.5241 | 15.7681 | 16.0363 | 16.3807 | 16.8256 | 17.3215 | 17.93 | 18.6201 | 19.4239 | 20.4433 | 21.3189 | 22.1095 | 22.8937 | 23.6353 | 24.4454 | 25.244 | 25.9764 | 26.6748 | 27.3113 | 27.8846 | 28.3302 | 28.7389 | 29.1029 | 29.4305 | 29.7128 | 29.9689 | 30.2103 | 30.4367 | 30.6507 | 30.8544 |  | 16.0015 | 15.7715 | 15.6493 | 15.8052 | 15.9554 | 16.1509 | 16.4104 | 16.6952 | 17.0283 | 17.4019 | 17.8409 | 18.3239 | 18.6119 | 18.8753 | 19.146 | 19.4166 | 19.7051 | 20.0164 | 20.3438 | 20.6855 | 21.0256 | 21.4023 | 21.7306 | 22.0329 | 22.3153 | 22.5799 | 22.8264 | 23.0452 | 23.2418 | 23.4123 | 23.5537 | 23.6996 |  | 16.0038 | 15.6972 | 15.4978 | 15.702 | 15.9263 | 16.2166 | 16.5807 | 16.9758 | 17.4471 | 17.9861 | 18.6232 | 19.3803 | 20.0257 | 20.6418 | 21.2675 | 21.8885 | 22.6333 | 23.3581 | 24.0091 | 24.6146 | 25.1892 | 25.7127 | 26.1434 | 26.5491 | 26.9137 | 27.2494 | 27.5356 | 27.7855 | 28.0162 | 28.2297 | 28.4144 | 28.5839 |  | 16.0041 | 15.7098 | 15.5362 | 15.8153 | 16.1658 | 16.652 | 17.3089 | 18.0933 | 19.1264 | 20.3425 | 21.786 | 23.6461 | 25.0649 | 26.3218 | 27.5577 | 28.9243 | 30.9487 | 32.078 | 32.8823 | 33.6303 | 34.2951 | 34.895 | 35.363 | 35.7801 | 36.1461 | 36.4466 | 36.397 | 36.3234 | 36.2343 | 36.1313 | 35.7149 | 35.2662 |  | 16.0041 | 15.6256 | 15.3697 | 15.5655 | 15.8502 | 16.2664 | 16.8735 | 17.6061 | 18.5896 | 19.7675 | 21.4128 | 24.211 | 26.1628 | 27.6475 | 29.0988 | 30.4521 | 31.7478 | 32.9892 | 34.1489 | 35.2278 | 36.2344 | 36.9045 | 37.1122 | 37.1838 | 37.2092 | 36.5962 | 36.1863 | 35.7631 | 35.3302 | 34.8923 | 34.4443 | 33.9991
Chadderton |  | 27.2426 | 26.637 | 26.2993 | 26.7787 | 27.2954 | 27.9315 | 28.7013 | 29.556 | 30.5985 | 31.7672 | 33.0958 | 34.762 | 36.1764 | 37.4516 | 38.7218 | 39.9286 | 41.2564 | 42.5574 | 43.7525 | 44.8847 | 45.9198 | 46.8678 | 47.5868 | 48.2372 | 48.8093 | 49.325 | 49.7875 | 50.2042 | 50.5956 | 50.9593 | 51.2979 | 51.6201 |  | 27.2378 | 26.7226 | 26.4274 | 26.6715 | 26.895 | 27.1873 | 27.5761 | 27.997 | 28.4868 | 29.0396 | 29.6831 | 30.3873 | 30.9161 | 31.4239 | 31.9086 | 32.3312 | 32.782 | 33.257 | 33.7311 | 34.2266 | 34.7386 | 35.3459 | 35.8711 | 36.3523 | 36.7982 | 37.1927 | 37.5608 | 37.8881 | 38.1911 | 38.4685 | 38.7119 | 38.9363 |  | 27.2422 | 26.6332 | 26.2486 | 26.6525 | 27.0875 | 27.6308 | 28.2839 | 28.9653 | 29.7717 | 30.6792 | 31.7095 | 32.9196 | 33.9342 | 34.9064 | 35.9008 | 36.8976 | 38.1115 | 39.2837 | 40.3366 | 41.3066 | 42.2336 | 43.0943 | 43.7868 | 44.4312 | 45.0038 | 45.5328 | 46.0014 | 46.4069 | 46.779 | 47.1198 | 47.4069 | 47.6691 |  | 27.2426 | 26.6573 | 26.3108 | 26.8458 | 27.4817 | 28.3341 | 29.4691 | 30.8111 | 32.5612 | 34.6091 | 37.0218 | 40.1512 | 42.5069 | 44.5883 | 46.6384 | 48.6376 | 50.222 | 51.6938 | 53.0343 | 54.2791 | 55.4009 | 56.4115 | 57.2194 | 57.9435 | 58.589 | 59.1768 | 59.7128 | 60.1998 | 60.6547 | 61.0771 | 61.1007 | 60.9613 |  | 27.2426 | 26.5407 | 26.0806 | 26.4994 | 27.0471 | 27.8019 | 28.853 | 30.1218 | 31.8207 | 33.8374 | 36.3365 | 39.9525 | 42.9197 | 45.5825 | 48.1837 | 50.6096 | 52.9425 | 55.1793 | 56.6784 | 57.9985 | 59.2142 | 60.2921 | 61.1705 | 61.9827 | 62.721 | 62.6568 | 62.6352 | 62.593 | 62.4934 | 62.2792 | 61.6183 | 60.8945
Droylsden |  | 19.4326 | 19.0235 | 18.8105 | 19.1356 | 19.491 | 19.9375 | 20.4903 | 21.1149 | 21.8791 | 22.7385 | 23.7175 | 24.9555 | 25.9965 | 26.9306 | 27.8643 | 28.7528 | 29.7294 | 30.6928 | 31.5656 | 32.3929 | 33.1467 | 33.8413 | 34.3693 | 34.8451 | 35.2644 | 35.6426 | 35.9826 | 36.2891 | 36.5771 | 36.845 | 37.0944 | 37.332 |  | 19.4288 | 19.1424 | 19.0139 | 19.2458 | 19.4742 | 19.6836 | 19.9319 | 20.2133 | 20.5417 | 20.9155 | 21.3451 | 21.8223 | 22.1186 | 22.4005 | 22.6961 | 22.995 | 23.3074 | 23.6514 | 24.0089 | 24.3727 | 24.7371 | 25.1729 | 25.5508 | 25.8944 | 26.2131 | 26.4948 | 26.7571 | 26.9893 | 27.2027 | 27.3954 | 27.5628 | 27.7239 |  | 19.4324 | 19.021 | 18.7767 | 19.0505 | 19.3493 | 19.7262 | 20.1746 | 20.6694 | 21.257 | 21.9216 | 22.6861 | 23.5862 | 24.33 | 25.0388 | 25.7676 | 26.4999 | 27.3919 | 28.2595 | 29.0318 | 29.745 | 30.4246 | 31.0548 | 31.5626 | 32.0334 | 32.4524 | 32.8398 | 33.1838 | 33.4815 | 33.7548 | 34.0052 | 34.216 | 34.4088 |  | 19.4326 | 19.0257 | 18.8051 | 19.1695 | 19.6255 | 20.2478 | 21.0765 | 22.0724 | 23.3691 | 24.8917 | 26.6859 | 29.0131 | 30.7597 | 31.8019 | 32.4676 | 33.2073 | 34.7668 | 36.2906 | 37.7174 | 39.0783 | 40.3419 | 41.5157 | 42.5594 | 43.2241 | 43.708 | 44.1519 | 44.5595 | 44.8802 | 44.8423 | 44.7881 | 44.2527 | 43.7326 |  | 19.4326 | 18.9234 | 18.6021 | 18.8639 | 19.2357 | 19.7658 | 20.514 | 21.4309 | 22.6646 | 24.1373 | 25.9756 | 28.6755 | 30.8928 | 32.8818 | 34.8286 | 36.6469 | 38.2151 | 39.4802 | 40.6264 | 41.6631 | 42.6027 | 43.4151 | 43.9947 | 44.4963 | 44.9178 | 44.5251 | 44.5155 | 44.3606 | 44.171 | 43.9214 | 43.4076 | 42.8985
Egremont |  | 13.8926 | 13.5828 | 13.4149 | 13.6017 | 13.8132 | 14.08 | 14.4222 | 14.8155 | 15.3135 | 15.8762 | 16.5236 | 17.3666 | 18.0587 | 18.6749 | 19.2912 | 19.8705 | 20.5184 | 21.161 | 21.7469 | 22.3007 | 22.8075 | 23.2524 | 23.5773 | 23.8569 | 24.0971 | 24.3067 | 24.4849 | 24.6395 | 24.7809 | 24.9086 | 25.0241 | 25.1319 |  | 13.8899 | 13.6684 | 13.5611 | 13.6981 | 13.8373 | 14.0132 | 14.2289 | 14.4797 | 14.7835 | 15.1311 | 15.5284 | 15.9786 | 16.1195 | 16.2512 | 16.3971 | 16.5456 | 16.7124 | 16.9112 | 17.1185 | 17.3385 | 17.5786 | 17.8706 | 18.1228 | 18.3397 | 18.5376 | 18.7022 | 18.8522 | 18.9792 | 19.0926 | 19.1918 | 19.2713 | 19.338 |  | 13.8924 | 13.5807 | 13.387 | 13.5326 | 13.6996 | 13.9128 | 14.1752 | 14.4703 | 14.8357 | 15.2537 | 15.7432 | 16.3372 | 16.8082 | 17.2578 | 17.7232 | 18.1885 | 18.7758 | 19.3497 | 19.8595 | 20.3264 | 20.7761 | 21.1755 | 21.4882 | 21.767 | 22.0097 | 22.2288 | 22.4125 | 22.563 | 22.6959 | 22.8129 | 22.9022 | 22.9792 |  | 13.8926 | 13.5834 | 13.4126 | 13.6292 | 13.9133 | 14.3048 | 14.8424 | 15.4995 | 16.3793 | 17.4138 | 18.6366 | 20.2384 | 21.4247 | 22.4665 | 23.4965 | 24.4914 | 25.7077 | 26.7049 | 27.3405 | 27.902 | 28.3783 | 28.7671 | 29.0087 | 29.1864 | 29.3154 | 29.4089 | 29.4716 | 29.5065 | 29.5252 | 29.4915 | 29.095 | 28.6307 |  | 13.8926 | 13.5251 | 13.2961 | 13.453 | 13.6843 | 14.0227 | 14.5195 | 15.1324 | 15.9695 | 16.9672 | 18.2028 | 20.0138 | 21.4892 | 22.8002 | 24.0833 | 25.2719 | 26.2382 | 26.9948 | 27.6654 | 28.2554 | 28.7778 | 29.2083 | 29.4738 | 29.6801 | 29.8323 | 29.6967 | 29.6301 | 29.5338 | 29.3381 | 29.1117 | 28.8752 | 28.6071
Frederick Rd |  | 33.9284 | 33.2767 | 32.9614 | 33.5947 | 34.1831 | 34.8161 | 35.5126 | 36.2149 | 36.9892 | 37.78 | 38.5999 | 39.534 | 40.1025 | 40.6163 | 41.1142 | 41.5841 | 42.0811 | 42.5675 | 43.0074 | 43.4232 | 43.8016 | 44.1435 | 44.3947 | 44.6004 | 44.7792 | 44.9424 | 45.1098 | 45.2609 | 45.4013 | 45.5291 | 45.6434 | 45.7509 |  | 33.9273 | 33.4957 | 33.3689 | 33.9016 | 34.4009 | 34.9669 | 35.6133 | 36.3118 | 37.1077 | 37.9791 | 38.9379 | 39.8093 | 40.0581 | 40.2929 | 40.5233 | 40.7515 | 40.9903 | 41.242 | 41.4852 | 41.7319 | 41.978 | 42.247 | 42.4869 | 42.7099 | 42.9206 | 43.0152 | 43.0923 | 43.1499 | 43.1936 | 43.2218 | 43.24 | 43.2793 |  | 33.9281 | 33.2732 | 32.919 | 33.497 | 34.033 | 34.6086 | 35.2237 | 35.8333 | 36.4887 | 37.1606 | 37.8606 | 38.621 | 39.2488 | 39.8394 | 40.3001 | 40.7126 | 41.1801 | 41.6329 | 42.0354 | 42.4084 | 42.7593 | 43.0796 | 43.3264 | 43.5334 | 43.7151 | 43.8847 | 44.0565 | 44.2069 | 44.3444 | 44.4682 | 44.5707 | 44.6639 |  | 33.9284 | 33.2724 | 32.9015 | 33.4923 | 34.0544 | 34.6826 | 35.4044 | 36.1567 | 37.0311 | 37.9545 | 38.9361 | 40.1009 | 40.9461 | 41.5714 | 42.1703 | 42.7537 | 43.4721 | 44.1683 | 44.787 | 45.3591 | 45.8684 | 46.3197 | 46.6478 | 46.9308 | 47.1655 | 47.3615 | 47.5228 | 47.6528 | 47.7612 | 47.8479 | 47.3225 | 47.275 |  | 33.9284 | 33.1471 | 32.6496 | 33.1093 | 33.555 | 34.0678 | 34.6976 | 35.3646 | 36.1653 | 37.0303 | 38.0065 | 39.3216 | 40.5557 | 41.6387 | 42.5198 | 43.3409 | 44.125 | 44.8771 | 45.5691 | 46.2096 | 46.797 | 47.3199 | 47.7281 | 48.0953 | 48.4149 | 47.4198 | 47.5645 | 47.6743 | 47.7936 | 47.8542 | 47.8848 | 47.9118
Golborne |  | 30.6237 | 29.7787 | 29.2986 | 29.8498 | 30.4203 | 31.0983 | 31.9209 | 32.8337 | 33.9487 | 35.1826 | 36.5775 | 38.3427 | 39.8396 | 41.1487 | 42.4528 | 43.6956 | 45.0621 | 46.4076 | 47.6266 | 48.7766 | 49.8231 | 50.7872 | 51.5081 | 52.1539 | 52.7166 | 53.2178 | 53.6599 | 54.0521 | 54.4163 | 54.7503 | 55.0569 | 55.3454 |  | 30.6184 | 29.9339 | 29.5489 | 29.8551 | 30.1335 | 30.4741 | 30.8828 | 31.3409 | 31.8867 | 32.4122 | 32.9994 | 33.6551 | 34.0146 | 34.356 | 34.7183 | 35.0903 | 35.4657 | 35.8851 | 36.3258 | 36.7905 | 37.2733 | 37.8638 | 38.365 | 38.8117 | 39.2196 | 39.5941 | 39.9406 | 40.2432 | 40.52 | 40.7696 | 40.9823 | 41.1719 |  | 30.6234 | 29.7746 | 29.2444 | 29.7148 | 30.1974 | 30.7685 | 31.4318 | 32.1475 | 32.9957 | 33.9372 | 35.0118 | 36.2722 | 37.3231 | 38.3259 | 39.3534 | 40.39 | 41.6477 | 42.8537 | 43.9187 | 44.893 | 45.8225 | 46.6922 | 47.3846 | 48.0244 | 48.5879 | 49.1037 | 49.5528 | 49.9331 | 50.2767 | 50.5861 | 50.8371 | 51.0608 |  | 30.6237 | 29.7812 | 29.2744 | 29.8656 | 30.5632 | 31.4749 | 32.6756 | 34.1002 | 35.9514 | 38.1069 | 40.642 | 43.9422 | 46.4278 | 48.6141 | 50.7076 | 51.6873 | 53.3837 | 54.7576 | 55.8857 | 56.9219 | 57.8378 | 58.6521 | 59.2711 | 59.8017 | 60.2569 | 60.6552 | 61.0024 | 61.3014 | 61.5693 | 61.8055 | 61.7481 | 61.1912 |  | 30.6237 | 29.6678 | 29.0489 | 29.526 | 30.1298 | 30.9453 | 32.0658 | 33.4185 | 35.2289 | 37.3654 | 39.9856 | 43.7557 | 46.8357 | 49.5793 | 52.26 | 54.7573 | 56.9419 | 58.2782 | 59.5069 | 60.6409 | 61.6867 | 62.6141 | 63.3426 | 63.9937 | 64.573 | 64.5599 | 64.0411 | 63.2077 | 62.3658 | 61.4998 | 60.6175 | 59.7355
Greenhill |  | 27.4798 | 26.6759 | 26.1739 | 26.6386 | 27.0697 | 27.5566 | 28.1074 | 28.6943 | 29.3726 | 30.1081 | 30.9214 | 31.9201 | 32.7285 | 33.4594 | 34.1791 | 34.8602 | 35.6105 | 36.337 | 37.0098 | 37.6391 | 38.2193 | 38.7403 | 39.1391 | 39.4924 | 39.8012 | 40.076 | 40.3179 | 40.5322 | 40.7299 | 40.9102 | 41.0743 | 41.2271 |  | 27.4771 | 26.8271 | 26.4483 | 26.7382 | 26.9837 | 27.2792 | 27.6239 | 28.007 | 28.4488 | 28.943 | 29.4995 | 30.1189 | 30.348 | 30.5693 | 30.7951 | 31.0225 | 31.2653 | 31.521 | 31.7945 | 32.0725 | 32.3656 | 32.7065 | 33.0048 | 33.2719 | 33.5185 | 33.7352 | 33.9356 | 34.1114 | 34.2721 | 34.417 | 34.5412 | 34.6513 |  | 27.4796 | 26.674 | 26.1487 | 26.5751 | 26.9641 | 27.3992 | 27.8725 | 28.3629 | 28.9099 | 29.5005 | 30.1543 | 30.9016 | 31.49 | 32.0548 | 32.6235 | 33.19 | 33.8787 | 34.5354 | 35.1312 | 35.6726 | 36.1945 | 36.6687 | 37.0541 | 37.4052 | 37.7153 | 37.9985 | 38.2447 | 38.4537 | 38.6419 | 38.8105 | 38.9473 | 39.0681 |  | 27.4798 | 26.6785 | 26.138 | 26.5968 | 27.0655 | 27.6441 | 28.3603 | 29.1799 | 30.2084 | 31.3877 | 32.7525 | 34.4968 | 35.7709 | 36.8946 | 37.9922 | 39.0716 | 40.433 | 41.7507 | 42.9545 | 44.0726 | 45.0875 | 45.9993 | 46.6926 | 47.3027 | 47.8316 | 48.3009 | 48.7153 | 49.0799 | 49.4143 | 49.717 | 49.8502 | 49.9126 |  | 27.4798 | 26.5867 | 25.955 | 26.3203 | 26.7098 | 27.213 | 27.8746 | 28.6496 | 29.6521 | 30.8237 | 32.2667 | 34.3615 | 36.076 | 37.6235 | 39.1251 | 40.5247 | 41.8732 | 43.1608 | 44.3721 | 45.4911 | 46.5441 | 47.4884 | 48.219 | 48.8748 | 49.4543 | 49.708 | 49.9576 | 50.1604 | 50.3395 | 50.4885 | 50.6117 | 50.7205
Hartshead-Heyrod |  | 27.5638 | 26.9462 | 26.7534 | 27.5005 | 28.3191 | 29.276 | 30.0695 | 30.9593 | 32.0456 | 33.2743 | 34.7102 | 36.5388 | 37.9651 | 38.9834 | 39.8187 | 40.5794 | 41.5713 | 42.5225 | 43.3639 | 44.1431 | 44.8322 | 45.448 | 45.9062 | 46.3057 | 46.652 | 46.9588 | 47.228 | 47.4664 | 47.6884 | 47.8927 | 48.0812 | 48.094 |  | 27.5601 | 27.0758 | 26.9103 | 27.3652 | 27.8323 | 28.3977 | 29.0674 | 29.7883 | 30.6452 | 31.589 | 32.6525 | 33.5127 | 33.8469 | 34.1632 | 34.5014 | 34.849 | 35.2072 | 35.6063 | 36.0226 | 36.4635 | 36.9184 | 37.4694 | 37.9464 | 38.3756 | 38.7728 | 39.1268 | 39.456 | 39.7465 | 40.0139 | 40.2571 | 40.468 | 40.6609 |  | 27.5629 | 26.9368 | 26.635 | 27.2225 | 27.8843 | 28.6734 | 29.3977 | 30.0798 | 30.9007 | 31.8462 | 32.9787 | 34.3538 | 35.4912 | 36.5267 | 37.5468 | 38.2323 | 39.0091 | 39.7376 | 40.3504 | 40.8906 | 41.3805 | 41.8126 | 42.1274 | 42.3969 | 42.6168 | 42.8045 | 42.9499 | 43.0539 | 43.137 | 43.2005 | 43.2325 | 43.2496 |  | 27.5638 | 26.9577 | 26.752 | 27.5323 | 28.4488 | 29.3403 | 30.1445 | 31.0651 | 32.2493 | 33.5975 | 35.1607 | 37.1224 | 38.6129 | 39.5323 | 40.4085 | 41.3047 | 42.7437 | 44.1345 | 45.3965 | 46.5736 | 47.6331 | 48.5897 | 49.364 | 50.052 | 50.6682 | 51.23 | 51.743 | 52.2096 | 52.6458 | 53.0511 | 53.0402 | 52.9003 |  | 27.5638 | 26.8326 | 26.5043 | 27.16 | 27.9006 | 28.3518 | 29.0451 | 29.8324 | 30.8561 | 32.0585 | 34.1847 | 37.4044 | 39.3521 | 41.163 | 42.8282 | 44.3767 | 45.8454 | 47.2597 | 48.5747 | 49.8039 | 50.9393 | 51.9494 | 52.7775 | 53.5345 | 54.2243 | 54.0728 | 54.0046 | 53.9199 | 53.7744 | 53.6697 | 53.5445 | 53.4157
Hazel Grove |  | 21.8106 | 21.4431 | 21.2807 | 21.6299 | 22.0337 | 22.5459 | 23.1954 | 23.9318 | 24.8539 | 25.8925 | 27.0865 | 28.6091 | 29.8961 | 31.0553 | 32.2153 | 33.3194 | 34.5413 | 35.7401 | 36.8387 | 37.8774 | 38.8295 | 39.7066 | 40.3679 | 40.9586 | 41.4781 | 41.9473 | 42.3732 | 42.7576 | 43.1195 | 43.4566 | 43.7708 | 43.7177 |  | 21.806 | 21.5581 | 21.465 | 21.7054 | 21.9527 | 22.2575 | 22.6227 | 23.0274 | 23.507 | 24.0064 | 24.5166 | 25.0465 | 25.3694 | 25.6793 | 26.0101 | 26.3475 | 26.6994 | 27.0837 | 27.4924 | 27.9201 | 28.3676 | 28.9095 | 29.3795 | 29.8049 | 30.1996 | 30.5322 | 30.8401 | 31.1103 | 31.3575 | 31.5793 | 31.7708 | 31.9584 |  | 21.8103 | 21.4399 | 21.2374 | 21.5211 | 21.8524 | 22.2757 | 22.7919 | 23.3623 | 24.0587 | 24.8484 | 25.7681 | 26.8588 | 27.7657 | 28.6368 | 29.5345 | 30.4388 | 31.5522 | 32.6282 | 33.5914 | 34.4757 | 35.3247 | 36.1186 | 36.7545 | 37.3392 | 37.8589 | 38.3405 | 38.7721 | 39.1456 | 39.489 | 39.7671 | 39.7365 | 39.6962 |  | 21.8106 | 21.4428 | 21.2779 | 21.6858 | 22.2272 | 22.9735 | 23.9864 | 25.2086 | 26.8227 | 28.7207 | 30.9698 | 32.7743 | 33.6389 | 34.3293 | 34.9694 | 35.5859 | 36.5357 | 37.4284 | 38.2134 | 38.9226 | 39.5418 | 40.0805 | 40.4833 | 40.824 | 41.1102 | 41.3551 | 41.5638 | 41.7406 | 41.8962 | 42.0314 | 41.2915 | 41.0864 |  | 21.8106 | 21.3438 | 21.0813 | 21.3895 | 21.8488 | 22.5048 | 23.4382 | 24.5799 | 26.1301 | 27.9772 | 29.9282 | 31.2396 | 32.5166 | 33.6296 | 34.6707 | 35.607 | 36.4776 | 37.2864 | 38.0138 | 38.6654 | 39.2509 | 39.7513 | 40.1201 | 40.436 | 40.7013 | 39.2244 | 39.0715 | 38.8904 | 38.7353 | 38.5211 | 38.2814 | 38.0541
Huncoat |  | 18.2963 | 17.8189 | 17.5615 | 17.8622 | 18.2145 | 18.6552 | 19.2197 | 19.8377 | 20.616 | 21.4741 | 22.4659 | 23.7363 | 24.8313 | 25.673 | 26.5237 | 27.327 | 28.2179 | 29.0846 | 29.8888 | 30.6523 | 31.3562 | 31.9836 | 32.4526 | 32.8771 | 33.2464 | 33.5726 | 33.8491 | 34.0931 | 34.3187 | 34.5253 | 34.7157 | 34.8938 |  | 18.2929 | 17.896 | 17.6675 | 17.8033 | 17.9501 | 18.1466 | 18.4045 | 18.6813 | 19.0303 | 19.4169 | 19.8726 | 20.3707 | 20.7019 | 21.008 | 21.3401 | 21.6712 | 22.0265 | 22.4104 | 22.8259 | 23.2616 | 23.715 | 24.2495 | 24.6966 | 25.086 | 25.3522 | 25.5988 | 25.8246 | 26.0181 | 26.1848 | 26.3181 | 26.4175 | 26.5395 |  | 18.296 | 17.815 | 17.5108 | 17.7398 | 18.0179 | 18.3717 | 18.8087 | 19.273 | 19.8465 | 20.4861 | 21.2437 | 22.1442 | 22.9601 | 23.7319 | 24.5127 | 25.1652 | 25.9738 | 26.7475 | 27.4492 | 28.0958 | 28.7214 | 29.2854 | 29.7345 | 30.1538 | 30.5225 | 30.8573 | 31.1374 | 31.3725 | 31.5835 | 31.7729 | 31.9256 | 32.06 |  | 18.2963 | 17.8267 | 17.566 | 17.9055 | 18.3534 | 18.9612 | 19.7797 | 20.742 | 22.0253 | 23.5073 | 25.2559 | 27.1212 | 28.087 | 28.8444 | 29.5541 | 30.3742 | 32.0792 | 33.7099 | 35.1993 | 36.5803 | 37.819 | 38.614 | 39.1605 | 39.6425 | 40.0652 | 40.4438 | 40.782 | 41.0816 | 41.3546 | 41.6007 | 41.5834 | 41.3518 |  | 18.2963 | 17.743 | 17.401 | 17.6591 | 18.0438 | 18.5871 | 19.3655 | 20.2853 | 21.5309 | 22.9888 | 24.9311 | 26.8705 | 29.0309 | 30.9535 | 32.7914 | 34.2725 | 35.5367 | 36.7149 | 37.7869 | 38.7513 | 39.6298 | 40.3754 | 40.8877 | 41.3239 | 41.6798 | 41.4741 | 41.3807 | 41.2423 | 41.0955 | 40.7351 | 40.3188 | 39.9021
Hyde |  | 13.7886 | 13.564 | 13.5185 | 13.8492 | 14.2007 | 14.6481 | 15.1755 | 15.754 | 16.4744 | 17.2942 | 18.2505 | 19.3936 | 20.3273 | 21.1715 | 22.0137 | 22.8159 | 23.7018 | 24.5719 | 25.37 | 26.127 | 26.8174 | 27.4518 | 27.9311 | 28.3633 | 28.7429 | 29.0836 | 29.3858 | 29.657 | 29.911 | 30.1466 | 30.3656 | 30.5737 |  | 13.7856 | 13.6271 | 13.5983 | 13.8064 | 14.0309 | 14.3101 | 14.656 | 15.031 | 15.4188 | 15.8559 | 16.3616 | 16.9199 | 17.1904 | 17.4108 | 17.6442 | 17.8832 | 18.1312 | 18.4044 | 18.696 | 19.0045 | 19.325 | 19.7141 | 20.049 | 20.3518 | 20.6312 | 20.8877 | 21.1276 | 21.3406 | 21.5381 | 21.7191 | 21.8772 | 22.0196 |  | 13.7882 | 13.5596 | 13.4628 | 13.7154 | 14.0123 | 14.3755 | 14.8292 | 15.3142 | 15.862 | 16.4922 | 17.2402 | 18.115 | 18.7702 | 19.403 | 20.0526 | 20.7077 | 21.5133 | 22.2926 | 22.9907 | 23.6337 | 24.2477 | 24.8202 | 25.28 | 25.7071 | 26.0861 | 26.4351 | 26.7409 | 27.0033 | 27.2431 | 27.4619 | 27.6441 | 27.8095 |  | 13.7886 | 13.5744 | 13.5384 | 13.9169 | 14.3856 | 15.0118 | 15.7985 | 16.7372 | 17.985 | 19.454 | 21.139 | 22.6855 | 23.7082 | 24.6191 | 25.4813 | 27.1344 | 29.6366 | 30.5973 | 31.4402 | 32.2094 | 32.9056 | 33.5385 | 34.0733 | 34.5451 | 34.8452 | 35.1157 | 35.3603 | 35.5813 | 35.7861 | 35.9753 | 35.9341 | 35.7293 |  | 13.7886 | 13.4888 | 13.3694 | 13.6463 | 14.0287 | 14.5735 | 15.3544 | 16.2466 | 17.4374 | 18.8601 | 20.6829 | 23.1925 | 25.2276 | 27.0532 | 28.8381 | 30.504 | 31.6222 | 32.3456 | 33.008 | 33.6149 | 34.1667 | 34.6506 | 35.0382 | 35.3861 | 35.6972 | 35.5661 | 35.4193 | 35.2564 | 35.0881 | 34.9071 | 34.7161 | 34.5236
Kendal (Parkside Rd) |  | 26.8345 | 26.3187 | 26.0343 | 26.4418 | 26.8844 | 27.4474 | 28.133 | 28.9026 | 29.8454 | 30.8903 | 32.0841 | 33.6103 | 34.8039 | 35.8723 | 36.9385 | 37.9464 | 39.0598 | 40.1446 | 41.1682 | 42.1469 | 43.0288 | 43.8092 | 44.3676 | 44.8418 | 45.2496 | 45.6094 | 45.9268 | 46.2065 | 46.4638 | 46.698 | 46.9111 | 47.1127 |  | 26.8303 | 26.5477 | 26.4805 | 26.8926 | 27.323 | 27.8578 | 28.4804 | 29.1857 | 30.008 | 30.7396 | 31.4737 | 32.2949 | 32.5701 | 32.8277 | 33.1065 | 33.3956 | 33.7236 | 34.0822 | 34.4769 | 34.8961 | 35.3273 | 35.8717 | 36.338 | 36.7502 | 37.126 | 37.385 | 37.6174 | 37.8095 | 37.9775 | 38.1194 | 38.2295 | 38.3312 |  | 26.8341 | 26.3153 | 25.9894 | 26.3305 | 26.7014 | 27.1777 | 27.7345 | 28.3455 | 29.0738 | 29.8848 | 30.8229 | 31.9463 | 32.781 | 33.5784 | 34.3987 | 35.2202 | 36.2338 | 37.2053 | 38.1039 | 38.9397 | 39.7272 | 40.432 | 40.9691 | 41.4403 | 41.8508 | 42.2246 | 42.5497 | 42.8213 | 43.0634 | 43.2791 | 43.4481 | 43.5982 |  | 26.8345 | 26.3152 | 26.0132 | 26.458 | 27.0095 | 27.7683 | 28.769 | 29.9734 | 31.5641 | 33.4087 | 35.5688 | 38.352 | 40.3592 | 42.1242 | 43.8645 | 45.5411 | 47.5544 | 49.5087 | 51.2818 | 52.9343 | 54.4126 | 55.7525 | 56.7116 | 57.5477 | 57.8703 | 57.9484 | 57.9677 | 57.9358 | 57.8748 | 57.7844 | 57.1267 | 56.8277 |  | 26.8345 | 26.1644 | 25.7104 | 25.9981 | 26.4076 | 27.0238 | 27.9179 | 29.0048 | 30.4662 | 32.1921 | 34.3095 | 37.3503 | 39.8104 | 42.0004 | 44.1398 | 46.125 | 48.0269 | 49.8222 | 51.5021 | 53.0541 | 54.4693 | 55.7439 | 56.6762 | 57.4094 | 57.6074 | 56.5399 | 56.3586 | 56.1179 | 55.8612 | 55.5775 | 55.2667 | 54.9574
Lancaster |  | 31.9766 | 31.2392 | 30.8171 | 31.3156 | 31.8585 | 32.5538 | 33.4091 | 34.3644 | 35.5419 | 36.8356 | 38.3023 | 40.1175 | 41.5751 | 42.8615 | 44.1316 | 45.3185 | 46.6339 | 47.9332 | 49.1155 | 50.2355 | 51.2636 | 52.1783 | 52.853 | 53.4366 | 53.9416 | 54.388 | 54.7811 | 55.1265 | 55.4452 | 55.7349 | 55.9981 | 56.2448 |  | 31.9714 | 31.5023 | 31.3063 | 31.7629 | 32.2392 | 32.6647 | 33.1667 | 33.7328 | 34.4158 | 35.1639 | 36.0115 | 36.947 | 37.3165 | 37.6464 | 37.9865 | 38.3197 | 38.6817 | 39.094 | 39.5222 | 39.9763 | 40.462 | 41.0436 | 41.5472 | 41.9919 | 42.4011 | 42.7229 | 43.0161 | 43.2654 | 43.4887 | 43.6842 | 43.8443 | 43.9893 |  | 31.9763 | 31.2356 | 30.7681 | 31.1924 | 31.6537 | 32.2491 | 32.9548 | 33.7241 | 34.6489 | 35.6643 | 36.8246 | 38.1573 | 39.1907 | 40.1561 | 41.1345 | 42.0996 | 43.2953 | 44.4591 | 45.4918 | 46.4411 | 47.3558 | 48.1794 | 48.8271 | 49.4057 | 49.9123 | 50.3738 | 50.7746 | 51.1091 | 51.4084 | 51.6748 | 51.8845 | 52.0687 |  | 31.9766 | 31.2394 | 30.7965 | 31.3401 | 32.0143 | 32.9462 | 34.181 | 35.6531 | 37.5835 | 39.8159 | 42.433 | 45.7084 | 48.1408 | 50.2618 | 52.3392 | 54.3389 | 56.7814 | 59.1665 | 61.3138 | 63.3173 | 65.1304 | 66.7587 | 67.9598 | 68.7894 | 69.3438 | 69.8243 | 70.2386 | 70.591 | 70.9027 | 71.1733 | 70.8212 | 70.4655 |  | 31.9766 | 31.061 | 30.4392 | 30.7985 | 31.3094 | 32.0699 | 33.1563 | 34.477 | 36.2668 | 38.3735 | 40.9668 | 44.6925 | 47.7107 | 50.3866 | 52.989 | 55.3936 | 57.7015 | 59.9195 | 61.9776 | 63.8823 | 65.6619 | 67.2564 | 68.4448 | 69.4987 | 70.4164 | 70.3748 | 70.8152 | 70.9173 | 70.5542 | 69.9414 | 68.9474 | 67.9664
Leyland |  | 24.8196 | 24.1617 | 23.7739 | 24.2845 | 24.7885 | 25.3822 | 26.0817 | 26.8451 | 27.7658 | 28.7719 | 29.9216 | 31.3489 | 32.5522 | 33.6366 | 34.7186 | 35.7422 | 36.8575 | 37.9556 | 38.9616 | 39.8993 | 40.7593 | 41.5407 | 42.1356 | 42.6647 | 43.127 | 43.5406 | 43.9092 | 44.2378 | 44.5438 | 44.8253 | 45.0842 | 45.3285 |  | 24.8153 | 24.2829 | 23.9762 | 24.2745 | 24.531 | 24.8439 | 25.2088 | 25.6069 | 26.074 | 26.5819 | 27.1677 | 27.8038 | 28.1306 | 28.4424 | 28.7717 | 29.1001 | 29.4294 | 29.7921 | 30.1804 | 30.5748 | 30.9868 | 31.4688 | 31.8901 | 32.2665 | 32.6121 | 32.914 | 33.1931 | 33.4372 | 33.6602 | 33.8607 | 34.0325 | 34.1907 |  | 24.8194 | 24.1589 | 23.7362 | 24.1892 | 24.629 | 25.1434 | 25.7238 | 26.3384 | 27.0562 | 27.8377 | 28.7392 | 29.7757 | 30.6374 | 31.4628 | 32.3092 | 33.1532 | 34.1711 | 35.1588 | 36.0432 | 36.8421 | 37.6096 | 38.3162 | 38.8882 | 39.4121 | 39.8747 | 40.2995 | 40.6732 | 40.9921 | 41.2815 | 41.5432 | 41.758 | 41.9508 |  | 24.8196 | 24.1659 | 23.7561 | 24.2983 | 24.904 | 25.685 | 26.6876 | 27.8633 | 29.3812 | 31.135 | 33.2085 | 35.8781 | 37.8774 | 39.6424 | 41.383 | 42.2727 | 43.6321 | 44.8835 | 45.9918 | 46.9843 | 47.8519 | 48.5832 | 49.1891 | 49.7054 | 50.1657 | 50.5847 | 50.9701 | 51.324 | 51.6559 | 51.6984 | 50.9934 | 50.3063 |  | 24.8196 | 24.0794 | 23.5841 | 24.0388 | 24.5718 | 25.2821 | 26.2317 | 27.3616 | 28.8559 | 30.6048 | 32.7563 | 35.8067 | 38.2839 | 40.4983 | 42.6636 | 44.6751 | 46.5951 | 47.8748 | 48.9351 | 49.8842 | 50.7319 | 51.4238 | 51.9956 | 52.3636 | 52.6401 | 52.0871 | 51.753 | 51.2286 | 50.7183 | 50.1732 | 49.6174 | 49.0667
Longsight |  | 31.1039 | 30.1331 | 29.473 | 30.0254 | 30.4922 | 30.988 | 31.5283 | 32.0765 | 32.6584 | 33.2551 | 33.8847 | 34.6124 | 35.241 | 35.8031 | 36.3484 | 36.8565 | 37.3974 | 37.918 | 38.3919 | 38.8403 | 39.2457 | 39.6156 | 39.896 | 40.1511 | 40.3725 | 40.571 | 40.7519 | 40.9127 | 41.0602 | 41.1934 | 41.3129 | 41.4223 |  | 31.1023 | 30.2499 | 29.6836 | 29.9506 | 30.1309 | 30.3488 | 30.6174 | 30.9085 | 31.2308 | 31.5791 | 31.9664 | 32.3879 | 32.6546 | 32.9005 | 33.1393 | 33.3671 | 33.6028 | 33.8218 | 34.0409 | 34.2648 | 34.4858 | 34.7318 | 34.9432 | 35.1433 | 35.3265 | 35.4675 | 35.5942 | 35.7024 | 35.7972 | 35.8773 | 35.9428 | 36.0109 |  | 31.1039 | 30.1319 | 29.458 | 29.9876 | 30.4292 | 30.8943 | 31.3884 | 31.8789 | 32.3826 | 32.8934 | 33.4283 | 34.0068 | 34.5045 | 34.9676 | 35.4229 | 35.8627 | 36.3669 | 36.8458 | 37.2738 | 37.6697 | 38.0403 | 38.3821 | 38.6544 | 38.9081 | 39.1302 | 39.3335 | 39.5168 | 39.6744 | 39.8161 | 39.9423 | 40.0453 | 40.1357 |  | 31.1039 | 30.1368 | 29.4194 | 29.9329 | 30.3864 | 30.9022 | 31.5071 | 32.1527 | 32.9057 | 33.7281 | 34.6436 | 35.7673 | 36.6229 | 37.367 | 38.0835 | 38.7774 | 39.6386 | 40.464 | 41.2076 | 41.8987 | 42.5137 | 43.0633 | 43.4682 | 43.8269 | 44.1278 | 44.3864 | 44.606 | 44.7898 | 44.9497 | 45.0849 | 44.9774 | 44.953 |  | 31.1039 | 30.0821 | 29.3112 | 29.7701 | 30.1776 | 30.6581 | 31.2495 | 31.9047 | 32.6924 | 33.5728 | 34.6142 | 36.051 | 37.2623 | 38.3523 | 39.3999 | 40.3694 | 41.2958 | 42.1744 | 42.9919 | 43.7518 | 44.4546 | 45.0863 | 45.5749 | 46.0219 | 46.4121 | 46.3021 | 46.4715 | 46.6066 | 46.7276 | 46.8163 | 46.8809 | 46.9332
Lower Darwen |  | 26.3006 | 25.5034 | 24.989 | 25.4318 | 25.8577 | 26.3517 | 26.9329 | 27.5546 | 28.3006 | 29.1305 | 30.0546 | 31.2116 | 32.1329 | 32.9681 | 33.7896 | 34.5729 | 35.4379 | 36.2822 | 37.0548 | 37.7831 | 38.4427 | 39.0517 | 39.4947 | 39.8891 | 40.2298 | 40.5303 | 40.7926 | 41.0218 | 41.2318 | 41.4212 | 41.5917 | 41.7493 |  | 26.2972 | 25.6599 | 25.2715 | 25.5482 | 25.7924 | 26.0924 | 26.4541 | 26.852 | 27.3249 | 27.8665 | 28.4746 | 29.0528 | 29.2689 | 29.4816 | 29.6968 | 29.9197 | 30.1554 | 30.4119 | 30.6841 | 30.969 | 31.2631 | 31.6324 | 31.9365 | 32.2087 | 32.4562 | 32.6685 | 32.8622 | 33.0276 | 33.1757 | 33.3057 | 33.4117 | 33.5022 |  | 26.3005 | 25.5013 | 24.9604 | 25.3591 | 25.7351 | 26.1673 | 26.6552 | 27.1599 | 27.7458 | 28.3979 | 29.1246 | 29.971 | 30.6218 | 31.2513 | 31.8854 | 32.5254 | 33.312 | 34.0677 | 34.7427 | 35.3598 | 35.9447 | 36.4931 | 36.9166 | 37.3057 | 37.6454 | 37.9538 | 38.219 | 38.4395 | 38.6353 | 38.8079 | 38.9423 | 39.0581 |  | 26.3006 | 25.5053 | 24.964 | 25.4239 | 25.9238 | 26.5621 | 27.384 | 28.3346 | 29.5605 | 30.9918 | 32.6586 | 34.8129 | 36.3705 | 37.1906 | 37.8027 | 38.4978 | 39.8431 | 41.1461 | 42.3542 | 43.4878 | 44.5191 | 45.294 | 45.6382 | 45.934 | 46.1856 | 46.403 | 46.5897 | 46.7485 | 46.8877 | 47.0075 | 46.8022 | 46.5656 |  | 26.3006 | 25.4021 | 24.7585 | 25.1134 | 25.5237 | 26.0737 | 26.826 | 27.7145 | 28.8972 | 30.3026 | 32.0257 | 34.518 | 36.5266 | 38.332 | 40.0837 | 41.7179 | 42.7386 | 43.473 | 44.143 | 44.7515 | 45.2973 | 45.7803 | 46.1447 | 46.4678 | 46.748 | 46.3862 | 46.2414 | 46.0738 | 45.9016 | 45.7052 | 45.4924 | 45.2765
Lytham |  | 10.3451 | 10.173 | 10.123 | 10.3349 | 10.5746 | 10.8422 | 11.1756 | 11.542 | 12.0006 | 12.5034 | 13.074 | 13.7959 | 14.4038 | 14.9491 | 15.4617 | 15.7527 | 16.2214 | 16.6679 | 17.0736 | 17.4586 | 17.804 | 18.1219 | 18.3773 | 18.6116 | 18.8247 | 19.0248 | 19.2174 | 19.3992 | 19.5745 | 19.743 | 19.9048 | 19.9151 |  | 10.3435 | 10.2426 | 10.2366 | 10.4123 | 10.5723 | 10.7558 | 10.9739 | 11.209 | 11.4602 | 11.6946 | 11.9641 | 12.2647 | 12.4261 | 12.582 | 12.7398 | 12.9032 | 13.0768 | 13.261 | 13.4516 | 13.655 | 13.8569 | 14.0883 | 14.2864 | 14.4694 | 14.6374 | 14.763 | 14.8765 | 14.9722 | 15.0566 | 15.128 | 15.1861 | 15.2493 |  | 10.3448 | 10.1708 | 10.0938 | 10.2725 | 10.4735 | 10.7065 | 10.9754 | 11.2625 | 11.614 | 12.0001 | 12.4436 | 12.965 | 13.3946 | 13.8059 | 14.2236 | 14.6457 | 15.1652 | 15.4434 | 15.6728 | 15.8781 | 16.0588 | 16.2182 | 16.33 | 16.4251 | 16.5013 | 16.5678 | 16.6258 | 16.67 | 16.7069 | 16.7368 | 16.7553 | 16.7691 |  | 10.3451 | 10.1713 | 10.1162 | 10.3501 | 10.6411 | 11.0035 | 11.4868 | 12.0559 | 12.8058 | 13.557 | 14.0233 | 14.6163 | 15.0389 | 15.3966 | 15.73 | 16.0893 | 16.7897 | 17.462 | 18.0837 | 18.6738 | 19.2113 | 19.7042 | 20.126 | 20.516 | 20.8737 | 21.2073 | 21.519 | 21.6315 | 21.5453 | 21.4012 | 20.2801 | 19.8983 |  | 10.3451 | 10.1204 | 10.0118 | 10.1899 | 10.4378 | 10.7707 | 11.2149 | 11.7436 | 12.4608 | 13.2727 | 13.7956 | 14.8282 | 15.7038 | 16.5236 | 17.2859 | 18.0061 | 18.6985 | 19.3589 | 19.9806 | 20.5718 | 21.082 | 21.1568 | 21.1767 | 21.1767 | 21.1517 | 19.4713 | 19.2575 | 19.0286 | 18.7436 | 18.3535 | 17.9421 | 17.548
Moss Nook |  | 32.8908 | 32.3262 | 32.0134 | 32.4563 | 32.917 | 33.4688 | 34.1385 | 34.8778 | 35.7707 | 36.7633 | 37.8897 | 39.2968 | 40.4452 | 41.4792 | 42.5113 | 43.4884 | 44.562 | 45.615 | 46.5771 | 47.4852 | 48.3145 | 49.0761 | 49.6484 | 50.155 | 50.5989 | 50.9987 | 51.364 | 51.6923 | 51.9999 | 52.2847 | 52.548 | 52.7986 |  | 32.8868 | 32.4797 | 32.2866 | 32.6099 | 32.9232 | 33.3007 | 33.7505 | 34.2495 | 34.8286 | 35.4771 | 36.212 | 37.0269 | 37.3451 | 37.6481 | 37.9681 | 38.288 | 38.6188 | 38.9787 | 39.3561 | 39.7491 | 40.156 | 40.6394 | 41.0592 | 41.4387 | 41.7901 | 42.0708 | 42.3277 | 42.5496 | 42.7502 | 42.9275 | 43.0782 | 43.227 |  | 32.8906 | 32.3236 | 31.9774 | 32.3652 | 32.7645 | 33.2407 | 33.7968 | 34.394 | 35.0934 | 35.8718 | 36.7615 | 37.7958 | 38.6185 | 39.4057 | 40.2133 | 41.0193 | 42.0002 | 42.9482 | 43.7946 | 44.5705 | 45.3119 | 46.0024 | 46.5532 | 47.0549 | 47.4992 | 47.9099 | 48.2802 | 48.5994 | 48.8914 | 49.1576 | 49.379 | 49.5808 |  | 32.8908 | 32.3262 | 31.9942 | 32.4689 | 33.0281 | 33.7602 | 34.7208 | 35.8552 | 37.3204 | 39.0289 | 41.0376 | 43.6278 | 45.5354 | 47.2187 | 48.8781 | 49.9894 | 51.2276 | 52.4034 | 53.4537 | 54.4151 | 55.2676 | 56.0238 | 56.593 | 57.0843 | 57.5046 | 57.8711 | 58.1899 | 58.4646 | 58.7112 | 58.8954 | 57.7545 | 57.3427 |  | 32.8908 | 32.2209 | 31.7837 | 32.15 | 32.6155 | 33.2511 | 34.1297 | 35.1848 | 36.5875 | 38.2481 | 40.2827 | 43.163 | 45.4877 | 47.5635 | 49.5924 | 51.4769 | 53.2842 | 54.6762 | 55.7728 | 56.7783 | 57.6958 | 58.2272 | 58.3882 | 58.4906 | 58.5376 | 56.4914 | 56.1759 | 55.8288 | 55.5138 | 55.1263 | 54.7089 | 54.3045
Moss Nook Primary |  | 3.9481 | 3.8544 | 3.8104 | 3.8953 | 3.9854 | 4.0922 | 4.2213 | 4.3625 | 4.5338 | 4.7209 | 4.9303 | 5.193 | 5.4274 | 5.6375 | 5.8463 | 6.0441 | 6.2624 | 6.4753 | 6.6694 | 6.8518 | 7.0178 | 7.1704 | 7.2813 | 7.3789 | 7.4639 | 7.5401 | 7.6085 | 7.6695 | 7.7265 | 7.7791 | 7.8276 | 7.8736 |  | 3.9475 | 3.8742 | 3.8394 | 3.8899 | 3.9383 | 3.9965 | 4.0646 | 4.1388 | 4.2267 | 4.323 | 4.4311 | 4.5494 | 4.621 | 4.689 | 4.7604 | 4.8321 | 4.9055 | 4.9849 | 5.0684 | 5.1549 | 5.2446 | 5.354 | 5.4459 | 5.5275 | 5.6015 | 5.6646 | 5.722 | 5.7712 | 5.8153 | 5.8541 | 5.8864 | 5.9162 |  | 3.9481 | 3.8536 | 3.8003 | 3.871 | 3.9464 | 4.0358 | 4.1393 | 4.2496 | 4.3797 | 4.5226 | 4.6847 | 4.8726 | 5.0384 | 5.197 | 5.3592 | 5.5219 | 5.7218 | 5.9088 | 6.0351 | 6.1433 | 6.2415 | 6.3279 | 6.3871 | 6.4342 | 6.4698 | 6.4995 | 6.5235 | 6.5396 | 6.5518 | 6.5604 | 6.5629 | 6.5634 |  | 3.9481 | 3.8544 | 3.8073 | 3.8978 | 4.0048 | 4.1424 | 4.3201 | 4.4582 | 4.6239 | 4.7995 | 4.9869 | 5.2097 | 5.4011 | 5.557 | 5.6945 | 5.8285 | 6.0745 | 6.3092 | 6.5229 | 6.7216 | 6.9026 | 7.0684 | 7.2057 | 7.3314 | 7.4461 | 7.5525 | 7.6516 | 7.7443 | 7.8327 | 7.917 | 7.8881 | 7.8625 |  | 3.9481 | 3.8394 | 3.7775 | 3.8529 | 3.9476 | 4.0706 | 4.1795 | 4.297 | 4.4452 | 4.6052 | 4.7896 | 5.1354 | 5.46 | 5.7467 | 6.0136 | 6.2606 | 6.4948 | 6.7164 | 6.9226 | 7.1136 | 7.2919 | 7.4547 | 7.5896 | 7.7146 | 7.8295 | 7.7211 | 7.7076 | 7.6892 | 7.6715 | 7.6477 | 7.62 | 7.5935
Nelson |  | 17.7358 | 17.4422 | 17.3733 | 17.6509 | 17.9661 | 18.3737 | 18.8703 | 19.4191 | 20.0744 | 20.7742 | 21.5638 | 22.5645 | 23.3929 | 23.9905 | 24.5106 | 24.8728 | 25.5555 | 26.2313 | 26.8452 | 27.4018 | 27.8479 | 28.2488 | 28.5467 | 28.7955 | 29.0103 | 29.1962 | 29.3533 | 29.4873 | 29.608 | 29.7148 | 29.8089 | 29.8946 |  | 17.7494 | 17.5476 | 17.4951 | 17.6816 | 17.8846 | 18.1513 | 18.4656 | 18.8107 | 19.2215 | 19.6813 | 20.2114 | 20.7942 | 21.198 | 21.5638 | 21.8897 | 22.0228 | 22.1559 | 22.3277 | 22.501 | 22.6855 | 22.8788 | 23.1241 | 23.3373 | 23.5131 | 23.6747 | 23.8149 | 23.9422 | 24.0492 | 24.1444 | 24.2273 | 24.2927 | 24.3448 |  | 17.7356 | 17.4388 | 17.2969 | 17.4838 | 17.71 | 18.0171 | 18.3755 | 18.7823 | 19.2604 | 19.7912 | 20.4064 | 21.1412 | 21.7453 | 22.2875 | 22.8197 | 23.3238 | 23.8745 | 24.2323 | 24.5192 | 24.7702 | 24.9942 | 25.1765 | 25.3071 | 25.4007 | 25.4729 | 25.5264 | 25.552 | 25.556 | 25.5482 | 25.5299 | 25.4957 | 25.4529 |  | 17.7358 | 17.4484 | 17.367 | 17.6253 | 17.9152 | 18.2932 | 18.7452 | 19.2488 | 19.8744 | 20.5479 | 21.2853 | 22.144 | 22.8131 | 23.3644 | 23.8827 | 24.5854 | 26.2024 | 27.2819 | 28.2786 | 29.2192 | 29.8766 | 30.404 | 30.8477 | 31.2369 | 31.5918 | 31.9174 | 32.2166 | 32.4914 | 32.7487 | 32.9886 | 33.1043 | 32.914 |  | 17.7358 | 17.3309 | 17.1365 | 17.2819 | 17.4879 | 17.7804 | 18.1912 | 18.6414 | 19.1992 | 19.8141 | 20.8055 | 23.1807 | 24.988 | 26.0875 | 26.9902 | 27.8165 | 28.5858 | 29.3314 | 30.0106 | 30.638 | 31.2135 | 31.7257 | 32.1586 | 32.5419 | 32.894 | 33.0106 | 32.8615 | 32.6999 | 32.5263 | 32.3518 | 32.1702 | 31.986
New Mills |  | 6.2603 | 6.2187 | 6.2491 | 6.3459 | 6.4686 | 6.6381 | 6.8694 | 7.132 | 7.4616 | 7.8396 | 8.2953 | 8.8995 | 9.4317 | 9.9221 | 10.4041 | 10.8596 | 11.2731 | 11.6609 | 12.0217 | 12.3638 | 12.6762 | 12.9599 | 13.1722 | 13.3638 | 13.5313 | 13.6809 | 13.8123 | 13.9299 | 14.0396 | 14.1412 | 14.2354 | 14.325 |  | 6.259 | 6.2507 | 6.2827 | 6.3417 | 6.408 | 6.4974 | 6.6238 | 6.7623 | 6.9263 | 7.1132 | 7.3344 | 7.5756 | 7.7471 | 7.9133 | 8.0792 | 8.2522 | 8.4661 | 8.6961 | 8.9175 | 9.0591 | 9.2076 | 9.3878 | 9.5424 | 9.6826 | 9.811 | 9.9265 | 10.0341 | 10.1291 | 10.2166 | 10.296 | 10.3647 | 10.4276 |  | 6.2602 | 6.2165 | 6.2202 | 6.3076 | 6.4052 | 6.5439 | 6.7293 | 6.935 | 7.1873 | 7.4806 | 7.8431 | 8.3006 | 8.7036 | 9.0964 | 9.4899 | 9.8783 | 10.2847 | 10.6319 | 10.9479 | 11.239 | 11.5173 | 11.7735 | 11.9775 | 12.167 | 12.3346 | 12.4884 | 12.6216 | 12.7356 | 12.8393 | 12.9335 | 13.0115 | 13.0822 |  | 6.2603 | 6.2225 | 6.2603 | 6.3877 | 6.5621 | 6.8142 | 7.1667 | 7.6028 | 8.2072 | 8.9151 | 9.7526 | 10.7988 | 11.3075 | 11.7644 | 12.1959 | 12.5831 | 12.9885 | 13.372 | 13.7079 | 13.9379 | 14.1377 | 14.3091 | 14.4326 | 14.5364 | 14.5702 | 14.5331 | 14.487 | 14.4327 | 14.3727 | 14.308 | 14.1612 | 13.9525 |  | 6.2603 | 6.1724 | 6.1615 | 6.2655 | 6.409 | 6.6355 | 6.9987 | 7.4335 | 8.0088 | 8.6927 | 9.6838 | 10.6846 | 11.448 | 12.1095 | 12.6795 | 12.9986 | 13.2927 | 13.5624 | 13.8094 | 14.0306 | 14.2269 | 14.3924 | 14.5133 | 14.6182 | 14.7068 | 14.6583 | 14.5998 | 14.5344 | 14.4196 | 14.2023 | 13.9845 | 13.7681
Orrell |  | 14.5566 | 14.1965 | 13.9854 | 14.1998 | 14.4324 | 14.7279 | 15.1052 | 15.5309 | 16.0555 | 16.6502 | 17.343 | 18.2335 | 19.012 | 19.716 | 20.4134 | 21.0741 | 21.7455 | 22.4025 | 23.0017 | 23.5653 | 24.0809 | 24.5511 | 24.9023 | 25.2154 | 25.4875 | 25.7294 | 25.9424 | 26.1308 | 26.3055 | 26.4654 | 26.6118 | 26.7493 |  | 14.5539 | 14.2465 | 14.061 | 14.1543 | 14.2354 | 14.3488 | 14.5038 | 14.6782 | 14.8859 | 15.1239 | 15.4041 | 15.7144 | 15.9327 | 16.142 | 16.3573 | 16.5717 | 16.7762 | 16.9746 | 17.1858 | 17.4066 | 17.6393 | 17.9224 | 18.1645 | 18.3808 | 18.5788 | 18.7544 | 18.9164 | 19.0572 | 19.1855 | 19.3004 | 19.3975 | 19.4842 |  | 14.5565 | 14.1947 | 13.9609 | 14.1382 | 14.3298 | 14.5749 | 14.8768 | 15.2086 | 15.6056 | 16.0595 | 16.5973 | 17.2437 | 17.8074 | 18.3485 | 18.8977 | 19.4455 | 20.0696 | 20.6573 | 21.1801 | 21.6568 | 22.1141 | 22.5371 | 22.8736 | 23.1831 | 23.4549 | 23.7034 | 23.9192 | 24.1012 | 24.2652 | 24.4124 | 24.5308 | 24.6358 |  | 14.5566 | 14.2037 | 13.9901 | 14.2348 | 14.5424 | 14.9693 | 15.5465 | 16.2438 | 17.1677 | 18.2559 | 19.5482 | 21.2247 | 22.5123 | 23.3657 | 23.7029 | 24.0296 | 24.5956 | 25.1329 | 25.6101 | 26.0433 | 26.4268 | 26.7629 | 27.0214 | 27.2436 | 27.4345 | 27.6017 | 27.748 | 27.8755 | 27.9904 | 28.0929 | 27.8639 | 27.3959 |  | 14.5566 | 14.1442 | 13.8731 | 14.0599 | 14.3237 | 14.7068 | 15.2605 | 15.9335 | 16.8353 | 17.9127 | 19.3728 | 21.3404 | 22.8764 | 23.71 | 24.3639 | 24.9605 | 25.5147 | 26.0364 | 26.5117 | 26.9421 | 27.336 | 27.6787 | 27.9451 | 28.1799 | 28.385 | 28.0628 | 27.9767 | 27.8752 | 27.7732 | 27.6533 | 27.4525 | 26.9956
Padiham |  | 29.6039 | 29.206 | 29.1069 | 29.6535 | 30.0465 | 30.4737 | 30.969 | 31.5111 | 32.164 | 32.8812 | 33.692 | 34.7154 | 35.5426 | 36.2903 | 37.0389 | 37.7373 | 38.513 | 39.2676 | 39.9704 | 40.6334 | 41.2335 | 41.7696 | 42.1717 | 42.5104 | 42.8069 | 43.07 | 43.3036 | 43.5101 | 43.7011 | 43.8755 | 44.0348 | 44.1846 |  | 29.602 | 29.331 | 29.2831 | 29.6125 | 29.8485 | 30.1308 | 30.4478 | 30.7903 | 31.2 | 31.6462 | 32.1445 | 32.69 | 33.0092 | 33.3134 | 33.6384 | 33.9552 | 34.2972 | 34.5558 | 34.8341 | 35.1211 | 35.4161 | 35.7723 | 36.0897 | 36.3656 | 36.6218 | 36.8148 | 36.9915 | 37.1435 | 37.2809 | 37.4029 | 37.5052 | 37.5995 |  | 29.6033 | 29.1992 | 29.0219 | 29.481 | 29.8991 | 30.2997 | 30.7106 | 31.1482 | 31.6595 | 32.2214 | 32.8618 | 33.6169 | 34.2066 | 34.7747 | 35.3601 | 35.9346 | 36.6436 | 37.3226 | 37.942 | 38.5098 | 39.0466 | 39.5319 | 39.9193 | 40.2554 | 40.5531 | 40.8249 | 41.0629 | 41.2636 | 41.444 | 41.6056 | 41.7351 | 41.8502 |  | 29.6039 | 29.2089 | 29.0927 | 29.6601 | 30.1271 | 30.6824 | 31.3859 | 32.2136 | 33.2884 | 34.5291 | 35.9779 | 37.8421 | 39.2078 | 40.4158 | 41.6096 | 42.7496 | 44.1198 | 45.1221 | 45.9577 | 46.6993 | 47.3268 | 47.8613 | 48.1932 | 48.4458 | 48.6314 | 48.7664 | 48.8573 | 48.9102 | 48.9415 | 48.9508 | 48.7123 | 48.5738 |  | 29.6039 | 29.1125 | 28.9004 | 29.377 | 29.8093 | 30.2942 | 30.9497 | 31.7283 | 32.756 | 33.9606 | 35.4284 | 37.5157 | 39.203 | 40.713 | 42.1912 | 43.3004 | 44.2739 | 45.1666 | 45.9678 | 46.6721 | 47.2839 | 47.7992 | 48.1316 | 48.3907 | 48.5878 | 48.2256 | 48.2031 | 48.1443 | 48.0762 | 47.9782 | 47.8609 | 47.738
Peel |  | 13.4216 | 13.0987 | 12.9217 | 13.1193 | 13.3214 | 13.556 | 13.838 | 14.134 | 14.474 | 14.8363 | 15.2429 | 15.7502 | 16.1712 | 16.5082 | 16.7584 | 16.9909 | 17.2937 | 17.572 | 17.8194 | 18.0539 | 18.2537 | 18.4261 | 18.549 | 18.6593 | 18.7504 | 18.8284 | 18.8925 | 18.9457 | 18.9936 | 19.0354 | 19.0718 | 19.0539 |  | 13.4228 | 13.162 | 13.0267 | 13.1529 | 13.2654 | 13.3807 | 13.5218 | 13.6726 | 13.8593 | 14.06 | 14.2892 | 14.5454 | 14.6525 | 14.7545 | 14.8541 | 14.9621 | 15.0756 | 15.1914 | 15.3149 | 15.4514 | 15.5856 | 15.7474 | 15.8839 | 16.0097 | 16.1222 | 16.2189 | 16.3072 | 16.3828 | 16.4505 | 16.5102 | 16.559 | 16.6011 |  | 13.4215 | 13.0974 | 12.9011 | 13.0704 | 13.2425 | 13.4412 | 13.6707 | 13.9104 | 14.1996 | 14.5056 | 14.8251 | 15.1955 | 15.4962 | 15.7837 | 16.0689 | 16.2914 | 16.5297 | 16.7414 | 16.9204 | 17.0833 | 17.2233 | 17.3409 | 17.421 | 17.4922 | 17.5455 | 17.5878 | 17.6149 | 17.628 | 17.6346 | 17.6344 | 17.6241 | 17.6076 |  | 13.4216 | 13.0997 | 12.9035 | 13.081 | 13.2619 | 13.4752 | 13.735 | 14.0137 | 14.365 | 14.7486 | 15.1876 | 15.7524 | 16.1472 | 16.4741 | 16.7759 | 17.0478 | 17.4433 | 17.8111 | 18.1417 | 18.4521 | 18.721 | 18.9585 | 19.1372 | 19.2963 | 19.4315 | 19.5503 | 19.6546 | 19.7448 | 19.8259 | 19.8978 | 19.8701 | 19.7972 |  | 13.4216 | 13.05 | 12.8051 | 12.9335 | 13.0757 | 13.2493 | 13.4806 | 13.7341 | 14.0673 | 14.4406 | 14.9028 | 15.6424 | 16.2402 | 16.7692 | 17.2616 | 17.7156 | 18.1415 | 18.5321 | 18.8891 | 19.2194 | 19.5119 | 19.7662 | 19.9537 | 20.1227 | 20.2658 | 20.1892 | 20.1686 | 20.1344 | 20.0943 | 20.0452 | 19.9883 | 19.9288
Penrith & Shap |  | 24.4131 | 23.8775 | 23.5957 | 23.9619 | 24.3299 | 24.7632 | 25.2731 | 25.828 | 26.4943 | 27.2252 | 28.033 | 29.0939 | 29.9022 | 30.6099 | 31.336 | 32.019 | 32.7543 | 33.4887 | 34.176 | 34.8602 | 35.4652 | 35.9753 | 36.3392 | 36.6195 | 36.8594 | 37.0689 | 37.2571 | 37.4201 | 37.568 | 37.6999 | 37.8168 | 37.926 |  | 24.4103 | 24.0642 | 23.9522 | 24.2966 | 24.6416 | 25.0548 | 25.5344 | 26.0713 | 26.5271 | 26.9615 | 27.4347 | 27.9778 | 28.3077 | 28.5997 | 28.9257 | 29.3066 | 29.9047 | 30.2519 | 30.5191 | 30.8225 | 31.1256 | 31.4964 | 31.8369 | 32.134 | 32.4116 | 32.5475 | 32.6673 | 32.7639 | 32.8473 | 32.9164 | 32.9693 | 33.022 |  | 24.413 | 23.8754 | 23.5675 | 23.8917 | 24.2141 | 24.5919 | 25.0191 | 25.4716 | 25.9995 | 26.5787 | 27.2203 | 28.0196 | 28.5957 | 29.1279 | 29.6945 | 30.2565 | 30.9266 | 31.5871 | 32.193 | 32.7842 | 33.3275 | 33.7881 | 34.1376 | 34.4155 | 34.6566 | 34.8747 | 35.0674 | 35.2247 | 35.3624 | 35.4819 | 35.5698 | 35.6451 |  | 24.4131 | 23.8754 | 23.57 | 23.9479 | 24.3741 | 24.9223 | 25.6257 | 26.4579 | 27.5585 | 28.8233 | 30.2692 | 32.1427 | 33.4684 | 34.6171 | 35.7682 | 36.8564 | 38.1015 | 39.3275 | 40.411 | 41.4336 | 42.3299 | 43.1309 | 43.6792 | 44.1385 | 44.521 | 44.8453 | 45.1172 | 45.3436 | 45.5448 | 45.7194 | 45.6382 | 45.4466 |  | 24.4131 | 23.7735 | 23.3643 | 23.634 | 23.9593 | 24.4165 | 25.0722 | 25.8459 | 26.8645 | 28.0558 | 29.4618 | 31.4431 | 33.0242 | 34.4089 | 35.7802 | 37.0464 | 38.2426 | 39.3992 | 40.4554 | 41.4468 | 42.3148 | 43.0815 | 43.6415 | 44.1187 | 44.5251 | 44.4441 | 44.6803 | 44.8697 | 45.0426 | 45.1803 | 45.2757 | 44.8118
Preston East |  | 19.6631 | 19.3453 | 19.16 | 19.3504 | 19.5793 | 19.8963 | 20.333 | 20.8239 | 21.4241 | 22.1072 | 22.9406 | 24.0414 | 24.9731 | 25.7629 | 26.3941 | 26.984 | 27.6404 | 28.2816 | 28.8762 | 29.4317 | 29.9339 | 30.3895 | 30.7218 | 31.0085 | 31.2565 | 31.4748 | 31.6653 | 31.8322 | 31.9856 | 32.1248 | 32.2509 | 32.3691 |  | 19.6604 | 19.4381 | 19.338 | 19.4955 | 19.6703 | 19.9117 | 20.2524 | 20.6347 | 21.0792 | 21.586 | 22.1211 | 22.7079 | 22.9284 | 23.0966 | 23.2776 | 23.4572 | 23.6655 | 23.8945 | 24.1453 | 24.4031 | 24.6482 | 24.9379 | 25.1851 | 25.4022 | 25.6019 | 25.7616 | 25.9068 | 26.0298 | 26.1389 | 26.2327 | 26.3078 | 26.3786 |  | 19.6629 | 19.3434 | 19.1347 | 19.2872 | 19.4746 | 19.741 | 20.102 | 20.499 | 20.972 | 21.5153 | 22.1952 | 23.0542 | 23.7725 | 24.4029 | 24.8875 | 25.3659 | 25.9623 | 26.5353 | 27.0541 | 27.5234 | 27.9688 | 28.3788 | 28.6979 | 28.9823 | 29.2313 | 29.4574 | 29.652 | 29.8136 | 29.9576 | 30.0852 | 30.1847 | 30.2717 |  | 19.6631 | 19.3603 | 19.1824 | 19.411 | 19.7223 | 20.1786 | 20.8173 | 21.5988 | 22.6735 | 23.9214 | 25.3991 | 27.2129 | 28.0241 | 28.6724 | 29.2913 | 29.9274 | 31.284 | 32.5923 | 33.8149 | 34.6911 | 35.3457 | 35.936 | 36.3917 | 36.7865 | 37.1337 | 37.4435 | 37.7196 | 37.9642 | 38.1716 | 38.1192 | 37.6913 | 37.4054 |  | 19.6631 | 19.2651 | 18.9934 | 19.1266 | 19.3582 | 19.747 | 20.3888 | 21.1485 | 22.1412 | 23.3163 | 24.945 | 26.8131 | 28.328 | 29.674 | 30.9933 | 32.2133 | 33.3861 | 34.5067 | 35.5587 | 36.5267 | 37.4257 | 38.0714 | 38.3536 | 38.4872 | 38.5784 | 37.8954 | 37.6688 | 37.4215 | 37.1653 | 36.8972 | 36.6145 | 36.334
Radcliffe |  | 6.4146 | 6.2706 | 6.2064 | 6.3471 | 6.5104 | 6.7144 | 6.9735 | 7.2706 | 7.6468 | 8.0766 | 8.5745 | 9.0296 | 9.3185 | 9.5669 | 9.8042 | 10.0202 | 10.2892 | 10.5471 | 10.7765 | 10.9871 | 11.1746 | 11.3377 | 11.4579 | 11.5635 | 11.654 | 11.7325 | 11.7974 | 11.8539 | 11.9056 | 11.9525 | 11.9955 | 12.0004 |  | 6.4136 | 6.31 | 6.2645 | 6.3515 | 6.442 | 6.5525 | 6.6847 | 6.8344 | 7.015 | 7.2203 | 7.4553 | 7.7062 | 7.83 | 7.9519 | 8.0807 | 8.2127 | 8.3502 | 8.503 | 8.6619 | 8.8232 | 8.9927 | 9.198 | 9.3752 | 9.5362 | 9.6849 | 9.8202 | 9.9466 | 10.0589 | 10.163 | 10.2582 | 10.3415 | 10.4179 |  | 6.4145 | 6.2695 | 6.1885 | 6.3024 | 6.4354 | 6.6017 | 6.8042 | 7.0315 | 7.3125 | 7.6358 | 8.0149 | 8.4706 | 8.8059 | 8.999 | 9.1891 | 9.3731 | 9.5936 | 9.8008 | 9.9776 | 10.1328 | 10.2756 | 10.3984 | 10.4895 | 10.5697 | 10.6356 | 10.6917 | 10.7326 | 10.7621 | 10.7854 | 10.8034 | 10.813 | 10.8182 |  | 6.4146 | 6.271 | 6.2067 | 6.3723 | 6.5929 | 6.8935 | 7.3023 | 7.7992 | 8.0917 | 8.4093 | 8.7808 | 9.2608 | 9.5857 | 9.8617 | 10.1237 | 10.43 | 10.9979 | 11.5547 | 11.9634 | 12.3101 | 12.6239 | 12.9059 | 13.1348 | 13.3387 | 13.5211 | 13.6877 | 13.84 | 13.9786 | 14.1081 | 14.2286 | 14.2132 | 14.1661 |  | 6.4146 | 6.2404 | 6.1457 | 6.28 | 6.4743 | 6.7472 | 7.1318 | 7.6038 | 7.8581 | 8.1583 | 8.5918 | 9.4136 | 10.1035 | 10.7403 | 11.3501 | 11.85 | 12.2846 | 12.704 | 13.0962 | 13.4619 | 13.8028 | 14.1042 | 14.3519 | 14.5799 | 14.7878 | 14.7287 | 14.7055 | 14.6747 | 14.6193 | 14.5846 | 14.5437 | 14.4172
Red Bank |  | 27.182 | 26.5085 | 26.0844 | 26.584 | 27.0393 | 27.5386 | 28.0943 | 28.6744 | 29.3149 | 29.989 | 30.7141 | 31.5662 | 32.2349 | 32.8353 | 33.4224 | 33.9732 | 34.5649 | 35.1391 | 35.6634 | 36.1599 | 36.6111 | 37.0248 | 37.337 | 37.6167 | 37.8617 | 38.0842 | 38.2946 | 38.485 | 38.663 | 38.8272 | 38.9778 | 39.12 |  | 27.1802 | 26.6853 | 26.4254 | 26.8139 | 27.165 | 27.5739 | 28.0512 | 28.5785 | 29.1697 | 29.8203 | 30.5429 | 31.3421 | 31.5998 | 31.8391 | 32.0772 | 32.3079 | 32.5451 | 32.7908 | 33.0385 | 33.2924 | 33.5462 | 33.8313 | 34.0796 | 34.3143 | 34.5323 | 34.6863 | 34.8245 | 34.9428 | 35.0477 | 35.138 | 35.2147 | 35.2976 |  | 27.1819 | 26.5072 | 26.0669 | 26.5399 | 26.9663 | 27.43 | 27.9325 | 28.4465 | 28.9972 | 29.5725 | 30.1888 | 30.8696 | 31.3881 | 31.875 | 32.3592 | 32.8319 | 33.3819 | 33.9086 | 34.3806 | 34.8172 | 35.229 | 35.6111 | 35.9143 | 36.1927 | 36.4388 | 36.6672 | 36.8808 | 37.0678 | 37.2395 | 37.3959 | 37.5281 | 37.6487 |  | 27.182 | 26.5087 | 26.0422 | 26.5214 | 26.9856 | 27.5305 | 28.1826 | 28.9035 | 29.7647 | 30.7225 | 31.801 | 33.1332 | 34.0914 | 34.931 | 35.7455 | 36.5352 | 37.5035 | 38.4385 | 39.2848 | 40.075 | 40.7843 | 41.4239 | 41.9037 | 42.3334 | 42.7021 | 43.0259 | 43.3089 | 43.5551 | 43.7778 | 43.9763 | 43.7876 | 43.823 |  | 27.182 | 26.4144 | 25.8529 | 26.2336 | 26.6092 | 27.0703 | 27.6574 | 28.3226 | 29.1432 | 30.0759 | 31.1886 | 32.7345 | 34.0104 | 35.1528 | 36.2587 | 37.2855 | 38.2701 | 39.2093 | 40.0855 | 40.9008 | 41.6583 | 42.3423 | 42.8718 | 43.3569 | 43.7839 | 43.3984 | 43.606 | 43.776 | 43.848 | 43.8141 | 43.7532 | 43.6921
Ribble |  | 36.2443 | 35.2643 | 34.6777 | 35.2075 | 35.7849 | 36.5171 | 37.4448 | 38.4828 | 39.7824 | 41.2237 | 42.8844 | 44.9965 | 46.7603 | 48.3275 | 49.9018 | 51.381 | 53.0202 | 54.6277 | 56.1033 | 57.4865 | 58.7428 | 59.8898 | 60.7366 | 61.4764 | 62.1177 | 62.6869 | 63.1914 | 63.6365 | 64.0491 | 64.426 | 64.7704 | 65.0946 |  | 36.2377 | 35.4814 | 35.0478 | 35.3789 | 35.7051 | 36.1334 | 36.6709 | 37.2756 | 38.0104 | 38.8271 | 39.7728 | 40.8262 | 41.2474 | 41.6346 | 42.0596 | 42.4809 | 42.925 | 43.419 | 43.9548 | 44.5109 | 45.0914 | 45.8081 | 46.4216 | 46.9634 | 47.4613 | 47.87 | 48.2438 | 48.5635 | 48.8515 | 49.1053 | 49.3155 | 49.5087 |  | 36.2439 | 35.2596 | 34.615 | 35.0504 | 35.5247 | 36.131 | 36.8706 | 37.6754 | 38.6584 | 39.7522 | 41.0311 | 42.542 | 43.7742 | 44.939 | 46.1476 | 47.3487 | 48.8378 | 50.2752 | 51.5632 | 52.7321 | 53.8461 | 54.8785 | 55.6913 | 56.4244 | 57.0676 | 57.6555 | 58.1692 | 58.6005 | 58.9886 | 59.3361 | 59.6131 | 59.8588 |  | 36.2443 | 35.2661 | 34.6549 | 35.2441 | 35.9895 | 37.0225 | 38.4303 | 40.1171 | 42.3523 | 44.9592 | 48.0514 | 52.0731 | 55.0703 | 57.6958 | 59.7981 | 60.9642 | 62.743 | 64.4324 | 65.9491 | 67.3222 | 68.5306 | 69.6009 | 70.3944 | 71.0599 | 71.6237 | 72.1093 | 72.5248 | 72.875 | 73.1836 | 73.4497 | 73.0646 | 72.7332 |  | 36.2443 | 35.107 | 34.3385 | 34.7672 | 35.3776 | 36.2702 | 37.5622 | 39.1356 | 41.2813 | 43.8211 | 46.9705 | 51.5173 | 55.2202 | 58.5072 | 61.7324 | 64.7178 | 66.7143 | 68.4396 | 70.0405 | 71.4933 | 72.8066 | 73.9533 | 74.8344 | 75.6042 | 76.2793 | 75.6374 | 75.4692 | 75.2411 | 74.9183 | 74.658 | 74.3636 | 74.0652
Risley |  | 4.0288 | 3.918 | 3.8603 | 3.9467 | 4.0323 | 4.1302 | 4.2447 | 4.3662 | 4.511 | 4.6659 | 4.8375 | 5.049 | 5.233 | 5.3953 | 5.5564 | 5.7084 | 5.875 | 6.0374 | 6.1834 | 6.3212 | 6.445 | 6.5585 | 6.641 | 6.715 | 6.7785 | 6.8346 | 6.8836 | 6.9266 | 6.9662 | 7.0021 | 7.0346 | 7.0649 |  | 4.0283 | 3.938 | 3.8918 | 3.9423 | 3.9873 | 4.0404 | 4.102 | 4.1676 | 4.2451 | 4.3289 | 4.4227 | 4.5244 | 4.58 | 4.6327 | 4.686 | 4.7394 | 4.7937 | 4.8528 | 4.914 | 4.9786 | 5.0447 | 5.1252 | 5.1921 | 5.2523 | 5.3066 | 5.3544 | 5.3982 | 5.4357 | 5.4693 | 5.4989 | 5.5233 | 5.5459 |  | 4.0288 | 3.9173 | 3.8521 | 3.9268 | 4.0005 | 4.0844 | 4.1785 | 4.2753 | 4.3874 | 4.5074 | 4.6416 | 4.7942 | 4.9263 | 5.0521 | 5.1805 | 5.3073 | 5.4602 | 5.607 | 5.7357 | 5.8536 | 5.9647 | 6.0681 | 6.1484 | 6.2229 | 6.2877 | 6.3466 | 6.3975 | 6.4401 | 6.4783 | 6.5122 | 6.5391 | 6.5627 |  | 4.0288 | 3.9184 | 3.8564 | 3.9454 | 4.0428 | 4.1639 | 4.3171 | 4.4909 | 4.7115 | 4.9613 | 5.2497 | 5.618 | 5.9044 | 6.1557 | 6.4028 | 6.6398 | 6.9204 | 7.1914 | 7.4349 | 7.6623 | 7.8656 | 8.0498 | 8.1837 | 8.3022 | 8.4032 | 8.4918 | 8.5692 | 8.6365 | 8.6981 | 8.7538 | 8.7752 | 8.7961 |  | 4.0288 | 3.9053 | 3.8301 | 3.9058 | 3.992 | 4.1022 | 4.247 | 4.4136 | 4.6309 | 4.8801 | 5.1794 | 5.6006 | 5.9549 | 6.2703 | 6.5777 | 6.8629 | 7.1355 | 7.3954 | 7.6363 | 7.8596 | 8.0672 | 8.2556 | 8.3943 | 8.5188 | 8.627 | 8.6641 | 8.7197 | 8.7654 | 8.8066 | 8.8413 | 8.8707 | 8.8976
Rochdale Central |  | 8.694 | 8.5418 | 8.4639 | 8.6268 | 8.8092 | 9.035 | 9.3178 | 9.6265 | 10.0054 | 10.4281 | 10.9096 | 11.5193 | 12.0357 | 12.4985 | 12.9603 | 13.3984 | 13.8804 | 14.3534 | 14.7847 | 15.1931 | 15.5635 | 15.9033 | 16.1553 | 16.3812 | 16.578 | 16.7543 | 16.9126 | 17.0543 | 17.1869 | 17.3096 | 17.4065 | 17.4145 |  | 8.6922 | 8.5951 | 8.5499 | 8.6635 | 8.779 | 8.9194 | 9.0882 | 9.2697 | 9.4816 | 9.7179 | 9.9852 | 10.2808 | 10.4223 | 10.5567 | 10.7 | 10.8453 | 10.995 | 11.1598 | 11.3335 | 11.5167 | 11.7052 | 11.933 | 12.1269 | 12.303 | 12.4647 | 12.6016 | 12.7277 | 12.8373 | 12.9368 | 13.0252 | 13.1004 | 13.1733 |  | 8.6939 | 8.5402 | 8.4431 | 8.5759 | 8.7262 | 8.9135 | 9.1395 | 9.383 | 9.6773 | 10.0036 | 10.3767 | 10.8157 | 11.1809 | 11.5297 | 11.8883 | 12.2483 | 12.6888 | 13.1146 | 13.4938 | 13.8427 | 14.1739 | 14.4825 | 14.7261 | 14.9513 | 15.0752 | 15.1574 | 15.2235 | 15.2713 | 15.31 | 15.3402 | 15.3563 | 15.3664 |  | 8.694 | 8.5424 | 8.4617 | 8.6437 | 8.874 | 9.1827 | 9.5957 | 10.0821 | 10.7158 | 11.4559 | 12.1366 | 12.8057 | 13.3076 | 13.7303 | 14.1338 | 14.5346 | 15.1413 | 15.7226 | 16.2483 | 16.736 | 17.1728 | 17.5661 | 17.8741 | 18.1488 | 18.3911 | 18.6098 | 18.8074 | 18.9853 | 19.1506 | 19.3031 | 19.247 | 19.2003 |  | 8.694 | 8.4907 | 8.369 | 8.5038 | 8.6911 | 8.9535 | 9.3258 | 9.7754 | 10.3834 | 11.1046 | 11.7377 | 12.6895 | 13.4981 | 14.2448 | 14.9308 | 15.564 | 16.1635 | 16.7346 | 17.2645 | 17.7564 | 18.2069 | 18.6059 | 18.9213 | 19.2098 | 19.4683 | 19.3033 | 19.2799 | 19.2502 | 19.1977 | 19.1591 | 19.1111 | 19.063
Rossendale |  | 16.829 | 16.408 | 16.1756 | 16.4592 | 16.7727 | 17.1391 | 17.5871 | 18.0703 | 18.6732 | 19.3327 | 20.0892 | 21.0336 | 21.815 | 22.5138 | 23.21 | 23.867 | 24.5837 | 25.2947 | 25.9413 | 26.5501 | 27.1035 | 27.6086 | 27.9829 | 28.3183 | 28.6091 | 28.8676 | 29.096 | 29.2983 | 29.486 | 29.658 | 29.8157 | 29.9642 |  | 16.8262 | 16.5106 | 16.3527 | 16.5422 | 16.7395 | 16.9681 | 17.2438 | 17.5393 | 17.9007 | 18.2961 | 18.7536 | 19.2556 | 19.4584 | 19.65 | 19.8539 | 20.0578 | 20.2603 | 20.4927 | 20.7391 | 20.9976 | 21.2661 | 21.5914 | 21.867 | 22.1149 | 22.3409 | 22.5404 | 22.7243 | 22.8841 | 23.0297 | 23.1603 | 23.2711 | 23.3711 |  | 16.8289 | 16.4059 | 16.1479 | 16.3901 | 16.6583 | 16.9696 | 17.3353 | 17.7166 | 18.1814 | 18.6894 | 19.2797 | 19.9622 | 20.5128 | 21.0373 | 21.5754 | 22.1126 | 22.7651 | 23.4035 | 23.9698 | 24.4869 | 24.9798 | 25.4364 | 25.7972 | 26.1308 | 26.4234 | 26.6912 | 26.9246 | 27.1218 | 27.2999 | 27.4601 | 27.5897 | 27.7051 |  | 16.829 | 16.41 | 16.1648 | 16.471 | 16.8524 | 17.3426 | 17.9902 | 18.7426 | 19.7325 | 20.8751 | 22.2266 | 23.9683 | 25.2636 | 26.4026 | 27.5249 | 28.6167 | 29.9507 | 31.2559 | 32.4399 | 33.5454 | 34.0486 | 34.4365 | 34.7329 | 34.9882 | 35.2059 | 35.3888 | 35.5379 | 35.6639 | 35.7741 | 35.8688 | 35.7234 | 35.5139 |  | 16.829 | 16.3341 | 16.0137 | 16.2431 | 16.5599 | 16.9821 | 17.5713 | 18.2684 | 19.2173 | 20.3299 | 21.7184 | 23.7321 | 25.3786 | 26.8506 | 28.2877 | 29.6229 | 30.8942 | 32.1211 | 33.2668 | 34.3057 | 34.7711 | 35.1728 | 35.4828 | 35.7582 | 35.9972 | 35.7365 | 35.6147 | 35.4751 | 35.3316 | 35.1708 | 34.9979 | 34.823
Royton |  | 8.9307 | 8.79 | 8.7248 | 8.8696 | 9.0466 | 9.2806 | 9.5878 | 9.9384 | 10.3796 | 10.8847 | 11.4763 | 12.2367 | 12.9029 | 13.5075 | 14.1096 | 14.6813 | 15.3107 | 15.9304 | 16.5019 | 17.0449 | 17.5471 | 18.0024 | 18.3611 | 18.6917 | 18.9883 | 19.2571 | 19.4915 | 19.7058 | 19.9089 | 20.1007 | 20.2829 | 20.4575 |  | 8.9283 | 8.819 | 8.7644 | 8.8409 | 8.9202 | 9.0254 | 9.1637 | 9.3142 | 9.4926 | 9.6944 | 9.9291 | 10.1876 | 10.3873 | 10.5801 | 10.7797 | 10.9804 | 11.1954 | 11.4268 | 11.6706 | 11.9231 | 12.1813 | 12.4721 | 12.7289 | 12.9653 | 13.1871 | 13.399 | 13.5975 | 13.7752 | 13.936 | 14.0764 | 14.195 | 14.3219 |  | 8.9305 | 8.7885 | 8.7053 | 8.8202 | 8.9636 | 9.1561 | 9.4007 | 9.673 | 10.0072 | 10.3938 | 10.854 | 11.4077 | 11.8931 | 12.3604 | 12.8372 | 13.3132 | 13.8902 | 14.4507 | 14.9569 | 15.4257 | 15.8779 | 16.2928 | 16.6386 | 16.8854 | 17.072 | 17.2396 | 17.3693 | 17.4818 | 17.5852 | 17.6817 | 17.7678 | 17.8468 |  | 8.9307 | 8.7953 | 8.7365 | 8.9167 | 9.1679 | 9.5257 | 10.014 | 10.607 | 11.3979 | 12.3358 | 13.2324 | 14.0116 | 14.6232 | 15.1523 | 15.6572 | 16.4376 | 18.4421 | 19.3594 | 19.8443 | 20.2913 | 20.6942 | 21.055 | 21.3467 | 21.6081 | 21.8418 | 21.8752 | 21.8481 | 21.8071 | 21.7565 | 21.6974 | 21.3222 | 21.019 |  | 8.9307 | 8.7456 | 8.6389 | 8.7708 | 8.9861 | 9.3037 | 9.7636 | 10.3261 | 11.0894 | 12.007 | 12.9722 | 15.296 | 16.8823 | 17.534 | 18.1488 | 18.7124 | 19.2441 | 19.7457 | 20.2085 | 20.633 | 21.0273 | 21.3764 | 21.657 | 21.9122 | 22.1416 | 21.7368 | 21.6936 | 21.6194 | 21.3092 | 21.0097 | 20.7031 | 20.4009
Sale |  | 17.5983 | 17.2499 | 17.0639 | 17.3756 | 17.6996 | 18.0999 | 18.6044 | 19.164 | 19.847 | 20.6152 | 21.4805 | 22.5674 | 23.475 | 24.2937 | 25.1114 | 25.8878 | 26.74 | 27.5792 | 28.3469 | 29.0708 | 29.7335 | 30.3468 | 30.8075 | 31.2214 | 31.5852 | 31.915 | 32.2184 | 32.4932 | 32.7522 | 32.9937 | 33.2186 | 33.4338 |  | 17.5953 | 17.3514 | 17.2376 | 17.4422 | 17.6395 | 17.8836 | 18.1846 | 18.5125 | 18.8922 | 19.2776 | 19.7094 | 20.1878 | 20.4604 | 20.7222 | 20.9955 | 21.2697 | 21.5558 | 21.8684 | 22.1942 | 22.5309 | 22.877 | 23.2804 | 23.6309 | 23.9544 | 24.2556 | 24.5078 | 24.7295 | 24.9126 | 25.078 | 25.2234 | 25.3474 | 25.4749 |  | 17.5981 | 17.2478 | 17.0353 | 17.3036 | 17.581 | 17.9222 | 18.3379 | 18.7863 | 19.3176 | 19.9151 | 20.5907 | 21.3841 | 22.0349 | 22.6588 | 23.2994 | 23.9409 | 24.7199 | 25.4763 | 26.1526 | 26.7723 | 27.3655 | 27.9227 | 28.3664 | 28.7764 | 29.1405 | 29.4787 | 29.7861 | 30.0536 | 30.3003 | 30.527 | 30.7187 | 30.8323 |  | 17.5983 | 17.2488 | 17.0507 | 17.3905 | 17.8038 | 18.3549 | 19.0944 | 19.9656 | 21.1001 | 22.4288 | 23.992 | 26.0201 | 27.1323 | 27.7918 | 28.419 | 29.0399 | 29.9874 | 30.897 | 31.7203 | 32.4805 | 33.1646 | 33.782 | 34.2688 | 34.7044 | 35.0883 | 35.4334 | 35.7437 | 36.0217 | 36.2781 | 36.513 | 36.121 | 36.0258 |  | 17.5983 | 17.1732 | 16.9002 | 17.1632 | 17.5137 | 17.9976 | 18.6759 | 19.4903 | 20.5819 | 21.8789 | 23.4731 | 25.7664 | 27.5924 | 28.7687 | 29.8616 | 30.872 | 31.8293 | 32.7442 | 33.5949 | 34.3808 | 35.1059 | 35.7522 | 36.2694 | 36.7448 | 37.1719 | 36.3326 | 36.3107 | 36.2719 | 36.22 | 36.1557 | 35.8763 | 35.4174
Skelmersdale |  | 23.6271 | 22.9642 | 22.5671 | 22.9593 | 23.3479 | 23.7934 | 24.2709 | 24.7905 | 25.405 | 26.0379 | 26.746 | 27.6403 | 28.4061 | 29.0941 | 29.7673 | 30.4006 | 31.0991 | 31.782 | 32.4095 | 33.0036 | 33.5424 | 34.0142 | 34.364 | 34.6646 | 34.9199 | 35.1435 | 35.3394 | 35.5094 | 35.6638 | 35.8017 | 35.9243 | 36.0374 |  | 23.6245 | 23.0722 | 22.742 | 22.9503 | 23.0792 | 23.2567 | 23.5077 | 23.7786 | 24.0791 | 24.3675 | 24.6929 | 25.0562 | 25.2495 | 25.4326 | 25.6161 | 25.8005 | 26.0021 | 26.2239 | 26.4578 | 26.7041 | 26.9606 | 27.2637 | 27.5309 | 27.7675 | 27.9816 | 28.1393 | 28.2803 | 28.3968 | 28.4977 | 28.5815 | 28.6454 | 28.7058 |  | 23.6268 | 22.9611 | 22.5274 | 22.8639 | 23.1953 | 23.5739 | 24.0024 | 24.4368 | 24.9247 | 25.4283 | 25.9791 | 26.6255 | 27.172 | 27.6941 | 28.2166 | 28.7354 | 29.3723 | 29.9855 | 30.5359 | 31.0421 | 31.5226 | 31.9474 | 32.2837 | 32.5819 | 32.8383 | 33.07 | 33.27 | 33.4347 | 33.5793 | 33.7054 | 33.8006 | 33.8816 |  | 23.6271 | 22.9642 | 22.5402 | 22.9373 | 23.3724 | 23.9156 | 24.5982 | 25.3657 | 26.3118 | 27.4054 | 28.6799 | 29.8303 | 30.6398 | 31.3015 | 31.917 | 32.4825 | 33.3272 | 34.1236 | 34.8185 | 35.4476 | 35.9941 | 36.4659 | 36.7987 | 37.0744 | 37.2967 | 37.307 | 37.12 | 36.9088 | 36.6821 | 36.4413 | 35.6112 | 35.1201 |  | 23.6271 | 22.8955 | 22.404 | 22.7319 | 23.1094 | 23.6 | 24.2629 | 25.0331 | 26.0414 | 27.1286 | 27.8229 | 28.9329 | 30.107 | 31.1345 | 32.0946 | 32.9559 | 33.7619 | 34.5116 | 35.1861 | 35.7932 | 36.3334 | 36.7944 | 37.1291 | 37.4126 | 37.5125 | 36.1949 | 35.7679 | 35.3186 | 34.8828 | 34.4084 | 33.9164 | 33.4326
Spadeadam 11/33kV |  | 0.63995 | 0.62703 | 0.62387 | 0.64246 | 0.66336 | 0.68787 | 0.71719 | 0.74947 | 0.78874 | 0.83174 | 0.88023 | 0.94404 | 0.99262 | 1.0358 | 1.0788 | 1.1198 | 1.1642 | 1.2078 | 1.2517 | 1.2949 | 1.3343 | 1.3663 | 1.3883 | 1.4054 | 1.4201 | 1.4331 | 1.4448 | 1.4553 | 1.4649 | 1.4736 | 1.4816 | 1.4893 |  | 0.63981 | 0.63259 | 0.63269 | 0.64742 | 0.66334 | 0.68193 | 0.70281 | 0.72593 | 0.75307 | 0.78337 | 0.81686 | 0.85373 | 0.86919 | 0.88392 | 0.89957 | 0.91659 | 0.93722 | 0.96015 | 0.98487 | 1.0108 | 1.0381 | 1.0712 | 1.1004 | 1.1265 | 1.1504 | 1.1632 | 1.1745 | 1.1839 | 1.1922 | 1.1993 | 1.205 | 1.2102 |  | 0.63993 | 0.62682 | 0.62117 | 0.63603 | 0.65317 | 0.67337 | 0.69642 | 0.72125 | 0.75069 | 0.78336 | 0.82095 | 0.8675 | 0.90738 | 0.94595 | 0.98389 | 1.0181 | 1.0589 | 1.0986 | 1.138 | 1.176 | 1.2121 | 1.2415 | 1.2629 | 1.28 | 1.295 | 1.3087 | 1.3208 | 1.3311 | 1.3402 | 1.3484 | 1.3549 | 1.3609 |  | 0.63995 | 0.62697 | 0.62355 | 0.64365 | 0.66838 | 0.69953 | 0.73941 | 0.78683 | 0.85037 | 0.92238 | 1.0044 | 1.1085 | 1.1916 | 1.264 | 1.3232 | 1.3674 | 1.4334 | 1.4986 | 1.5567 | 1.5979 | 1.6342 | 1.6659 | 1.6865 | 1.7025 | 1.7009 | 1.6976 | 1.6929 | 1.6873 | 1.681 | 1.6743 | 1.6537 | 1.6403 |  | 0.63995 | 0.6237 | 0.61694 | 0.63358 | 0.65508 | 0.68399 | 0.72458 | 0.7691 | 0.82646 | 0.89303 | 0.97097 | 1.0767 | 1.1622 | 1.2382 | 1.3124 | 1.3815 | 1.4473 | 1.5048 | 1.5283 | 1.5478 | 1.5609 | 1.5692 | 1.5716 | 1.5718 | 1.57 | 1.5293 | 1.519 | 1.5078 | 1.4967 | 1.4845 | 1.4717 | 1.4589
Spadeadam 132/11kV |  | 0.41977 | 0.40401 | 0.39551 | 0.40743 | 0.42036 | 0.43581 | 0.4547 | 0.47615 | 0.50257 | 0.53245 | 0.5664 | 0.60977 | 0.64673 | 0.68002 | 0.71297 | 0.74433 | 0.77884 | 0.8126 | 0.84333 | 0.87189 | 0.89779 | 0.92149 | 0.9392 | 0.95492 | 0.96854 | 0.98055 | 0.99096 | 1.0001 | 1.0085 | 1.0162 | 1.0232 | 1.0298 |  | 0.41964 | 0.40571 | 0.39733 | 0.40225 | 0.40683 | 0.41258 | 0.41947 | 0.42742 | 0.43699 | 0.4481 | 0.4607 | 0.47484 | 0.48374 | 0.49243 | 0.50153 | 0.5109 | 0.52015 | 0.53041 | 0.54164 | 0.55322 | 0.56532 | 0.58021 | 0.59285 | 0.60383 | 0.61374 | 0.62323 | 0.63195 | 0.63948 | 0.64625 | 0.65218 | 0.65707 | 0.66165 |  | 0.41976 | 0.40391 | 0.39417 | 0.40408 | 0.4148 | 0.42753 | 0.44237 | 0.45878 | 0.47835 | 0.50069 | 0.52635 | 0.55667 | 0.5822 | 0.60688 | 0.63202 | 0.65748 | 0.68884 | 0.71903 | 0.74582 | 0.76988 | 0.79281 | 0.81414 | 0.83121 | 0.84687 | 0.8606 | 0.87309 | 0.88377 | 0.89267 | 0.90065 | 0.90777 | 0.91342 | 0.91839 |  | 0.41977 | 0.40422 | 0.39572 | 0.40957 | 0.42672 | 0.44926 | 0.47927 | 0.51494 | 0.56096 | 0.61486 | 0.67821 | 0.76065 | 0.82292 | 0.87803 | 0.93225 | 0.98457 | 1.0466 | 1.1067 | 1.1612 | 1.2117 | 1.257 | 1.2979 | 1.328 | 1.3543 | 1.3768 | 1.3965 | 1.4008 | 1.3962 | 1.3907 | 1.3844 | 1.3767 | 1.3598 |  | 0.41977 | 0.40344 | 0.39414 | 0.40717 | 0.42355 | 0.44551 | 0.47512 | 0.51051 | 0.5569 | 0.61156 | 0.67775 | 0.77203 | 0.8483 | 0.91611 | 0.98216 | 1.0436 | 1.1021 | 1.1578 | 1.2099 | 1.2578 | 1.3025 | 1.3429 | 1.3726 | 1.3989 | 1.4215 | 1.438 | 1.45 | 1.4599 | 1.4579 | 1.4503 | 1.4419 | 1.4301
Stainburn & Siddick |  | 4.3397 | 4.4135 | 4.584 | 4.8976 | 5.2987 | 5.8168 | 6.5336 | 7.3317 | 8.3089 | 9.4214 | 10.795 | 12.6659 | 14.3786 | 15.5192 | 16.5481 | 17.5213 | 18.5969 | 19.6547 | 20.6324 | 21.559 | 22.405 | 23.1628 | 23.7211 | 24.2216 | 24.6573 | 25.0455 | 25.3838 | 25.6863 | 25.9685 | 26.2299 | 26.4733 | 26.7056 |  | 4.3359 | 4.4215 | 4.5706 | 4.7866 | 5.041 | 5.3634 | 5.8124 | 6.2929 | 6.843 | 7.4738 | 8.232 | 9.0604 | 9.6585 | 10.2431 | 10.8303 | 11.4477 | 12.2657 | 12.7238 | 13.1251 | 13.546 | 13.9882 | 14.5225 | 14.9781 | 15.3905 | 15.7668 | 16.0943 | 16.3988 | 16.6667 | 16.9126 | 17.1347 | 17.3251 | 17.4986 |  | 4.3393 | 4.409 | 4.5257 | 4.7572 | 5.0736 | 5.4926 | 6.0641 | 6.6873 | 7.4316 | 8.2961 | 9.4041 | 10.8555 | 12.1805 | 13.2984 | 14.0922 | 14.8883 | 15.8705 | 16.8222 | 17.6824 | 18.4746 | 19.233 | 19.921 | 20.4619 | 20.9623 | 21.4032 | 21.8074 | 22.1555 | 22.4527 | 22.7227 | 22.9687 | 23.1723 | 23.3577 |  | 4.3397 | 4.439 | 4.6522 | 5.0518 | 5.6039 | 6.3533 | 7.3935 | 8.6703 | 10.4622 | 12.5202 | 14.9362 | 17.9353 | 19.842 | 21.5352 | 23.2108 | 24.4826 | 25.789 | 27.0329 | 28.1391 | 29.1442 | 30.0365 | 30.822 | 31.3899 | 31.8854 | 32.3069 | 32.6765 | 33.0002 | 33.2831 | 33.5411 | 33.7742 | 33.8862 | 33.7028 |  | 4.3397 | 4.3909 | 4.5559 | 4.9059 | 5.4145 | 6.1675 | 7.3698 | 8.742 | 10.4654 | 12.4603 | 15.018 | 17.8471 | 20.1729 | 22.2491 | 24.2835 | 26.1751 | 27.5967 | 28.7404 | 29.7852 | 30.7275 | 31.5812 | 32.3226 | 32.8647 | 33.3481 | 33.7633 | 33.9555 | 33.8555 | 33.7263 | 33.5776 | 33.4208 | 33.2513 | 33.0767
Stretford |  | 25.5891 | 24.9535 | 24.5816 | 24.9794 | 25.3365 | 25.7397 | 26.2108 | 26.6988 | 27.2662 | 27.8651 | 28.4512 | 29.169 | 29.7591 | 30.2887 | 30.8149 | 31.3123 | 31.8497 | 32.3801 | 32.8643 | 33.3147 | 33.724 | 34.1012 | 34.3751 | 34.6172 | 34.825 | 35.0086 | 35.1725 | 35.3158 | 35.4469 | 35.5645 | 35.6695 | 35.7661 |  | 25.5873 | 25.0468 | 24.7338 | 24.9495 | 25.1279 | 25.347 | 25.613 | 25.8903 | 26.2162 | 26.5764 | 26.978 | 27.3902 | 27.609 | 27.7621 | 27.9234 | 28.0851 | 28.2474 | 28.4291 | 28.6187 | 28.8105 | 29.0092 | 29.2527 | 29.4561 | 29.6413 | 29.8104 | 29.9415 | 30.0594 | 30.1585 | 30.2457 | 30.3202 | 30.38 | 30.4359 |  | 25.5889 | 24.9508 | 24.5477 | 24.8985 | 25.2231 | 25.5766 | 25.9751 | 26.3758 | 26.8272 | 27.3143 | 27.8552 | 28.4155 | 28.8429 | 29.2496 | 29.6642 | 30.0769 | 30.5688 | 31.0477 | 31.4751 | 31.8605 | 32.2268 | 32.5695 | 32.8335 | 33.0741 | 33.2829 | 33.4727 | 33.6399 | 33.7794 | 33.9034 | 34.0125 | 34.0973 | 34.1703 |  | 25.5891 | 24.9569 | 24.5522 | 24.939 | 25.3244 | 25.7912 | 26.3738 | 27.0244 | 27.8515 | 28.7097 | 29.4204 | 30.2992 | 30.9547 | 31.5063 | 32.0295 | 32.5755 | 33.6158 | 34.6286 | 35.5647 | 36.4394 | 37.2424 | 37.9807 | 38.5992 | 39.1649 | 39.5144 | 39.6852 | 39.829 | 39.9491 | 40.053 | 40.1412 | 39.7707 | 39.5989 |  | 25.5891 | 24.8933 | 24.4264 | 24.7393 | 25.0573 | 25.4729 | 26.0332 | 26.6643 | 27.4738 | 28.3799 | 29.1913 | 30.7272 | 32.0731 | 33.2703 | 34.3239 | 35.3024 | 36.2326 | 37.1273 | 37.9107 | 38.4236 | 38.8885 | 39.2999 | 39.6098 | 39.8855 | 40.1223 | 39.4203 | 39.3424 | 39.2429 | 39.1491 | 39.0219 | 38.8763 | 38.7322
Stuart St |  | 28.5321 | 28.0838 | 27.9382 | 28.5873 | 29.239 | 29.9557 | 30.7625 | 31.5812 | 32.4593 | 33.005 | 33.5707 | 34.2095 | 34.7415 | 35.2147 | 35.67 | 36.0914 | 36.5369 | 36.9623 | 37.3494 | 37.7152 | 38.0432 | 38.3397 | 38.5614 | 38.7608 | 38.9321 | 39.0845 | 39.2242 | 39.3471 | 39.4586 | 39.5579 | 39.6451 | 39.7237 |  | 28.5375 | 28.2998 | 28.3091 | 28.8971 | 29.4998 | 30.1927 | 30.89 | 31.2656 | 31.6824 | 32.1334 | 32.6299 | 33.1731 | 33.4037 | 33.6131 | 33.8159 | 34.0078 | 34.2041 | 34.4015 | 34.5967 | 34.7957 | 34.9905 | 35.2061 | 35.3906 | 35.5657 | 35.7256 | 35.8397 | 35.9408 | 36.0255 | 36.0987 | 36.1599 | 36.2091 | 36.2582 |  | 28.5316 | 28.0783 | 27.857 | 28.4074 | 28.9686 | 29.5886 | 30.2633 | 30.9439 | 31.6754 | 32.4324 | 33.2012 | 33.7247 | 34.1534 | 34.5492 | 34.9346 | 35.3035 | 35.7217 | 36.1159 | 36.4684 | 36.7946 | 37.097 | 37.3733 | 37.5902 | 37.7901 | 37.9634 | 38.121 | 38.2641 | 38.3859 | 38.4942 | 38.5893 | 38.6651 | 38.7302 |  | 28.5321 | 28.0835 | 27.8893 | 28.4663 | 29.0226 | 29.6113 | 30.2388 | 30.8577 | 31.5284 | 32.1691 | 32.8063 | 33.5116 | 34.1678 | 34.7103 | 35.2178 | 35.7661 | 36.8815 | 37.9542 | 38.9467 | 39.5342 | 40.0008 | 40.4147 | 40.7159 | 40.9819 | 41.2023 | 41.389 | 41.5449 | 41.6725 | 41.7807 | 41.8691 | 41.7112 | 41.663 |  | 28.5321 | 27.9276 | 27.5781 | 27.9952 | 28.4147 | 28.8618 | 29.3787 | 29.8845 | 30.4433 | 30.9839 | 31.656 | 33.0045 | 34.4285 | 35.7352 | 36.9886 | 38.1495 | 39.0755 | 39.7749 | 40.4242 | 41.0282 | 41.5838 | 42.0813 | 42.4682 | 42.8235 | 43.1333 | 42.9294 | 43.0594 | 43.1599 | 43.1284 | 43.0061 | 42.865 | 42.7266
Thornton |  | 14.9874 | 15.006 | 15.2444 | 15.7282 | 16.2986 | 16.9672 | 17.7714 | 18.5047 | 19.0925 | 19.7265 | 20.4387 | 21.3337 | 22.1272 | 22.8323 | 23.5348 | 24.1245 | 24.7352 | 25.3365 | 25.8887 | 26.4185 | 26.8948 | 27.3194 | 27.6264 | 27.8962 | 28.1279 | 28.3332 | 28.5155 | 28.6771 | 28.8266 | 28.9636 | 29.089 | 29.2077 |  | 14.995 | 15.1217 | 15.3848 | 15.8229 | 16.3286 | 16.9194 | 17.6022 | 18.0533 | 18.4374 | 18.8563 | 19.3294 | 19.8464 | 20.0966 | 20.3288 | 20.5765 | 20.8246 | 21.0856 | 21.3735 | 21.6732 | 21.99 | 22.3137 | 22.7086 | 23.0385 | 23.3109 | 23.5277 | 23.6907 | 23.8391 | 23.9658 | 24.0795 | 24.1791 | 24.262 | 24.3408 |  | 14.9867 | 14.9979 | 15.1302 | 15.4731 | 15.9134 | 16.4424 | 17.0544 | 17.683 | 18.4167 | 19.0392 | 19.5939 | 20.2399 | 20.8017 | 21.3335 | 21.88 | 22.4245 | 23.0906 | 23.7338 | 24.2542 | 24.7095 | 25.1373 | 25.5234 | 25.7433 | 25.9114 | 26.0397 | 26.1461 | 26.2312 | 26.2848 | 26.326 | 26.3538 | 26.3588 | 26.3534 |  | 14.9874 | 15.0105 | 15.24 | 15.685 | 16.1797 | 16.7273 | 17.3369 | 17.944 | 18.6869 | 19.3831 | 20.0658 | 20.8173 | 21.6232 | 22.2804 | 22.894 | 23.6031 | 24.5741 | 25.3341 | 26.0201 | 26.6536 | 27.2146 | 27.706 | 28.0865 | 28.42 | 28.7202 | 28.9963 | 29.2523 | 29.4888 | 29.7117 | 29.922 | 29.826 | 29.6009 |  | 14.9874 | 14.8835 | 14.9884 | 15.3065 | 15.6988 | 16.1505 | 16.7435 | 17.3024 | 17.9334 | 18.5229 | 19.3041 | 21.0088 | 22.5076 | 23.4266 | 24.3055 | 25.1122 | 25.8736 | 26.6006 | 27.2745 | 27.905 | 28.4607 | 28.9413 | 29.3353 | 29.672 | 29.9665 | 29.6691 | 29.4758 | 29.2726 | 29.071 | 28.8574 | 28.6378 | 28.4199
Trimpell |  | 0.84219 | 0.81949 | 0.80558 | 0.81791 | 0.83179 | 0.85022 | 0.87402 | 0.90125 | 0.93585 | 0.97477 | 1.0204 | 1.0797 | 1.1301 | 1.1752 | 1.2199 | 1.2597 | 1.3038 | 1.3474 | 1.3876 | 1.4261 | 1.4615 | 1.4927 | 1.5159 | 1.5357 | 1.553 | 1.5683 | 1.582 | 1.5941 | 1.6054 | 1.6157 | 1.6252 | 1.6341 |  | 0.84202 | 0.82313 | 0.81121 | 0.81696 | 0.82245 | 0.8306 | 0.84121 | 0.85322 | 0.86813 | 0.88465 | 0.90382 | 0.9251 | 0.93776 | 0.94949 | 0.96164 | 0.97388 | 0.98786 | 1.0026 | 1.0171 | 1.0325 | 1.0488 | 1.0683 | 1.0853 | 1.1005 | 1.1148 | 1.1247 | 1.1337 | 1.1411 | 1.1474 | 1.1523 | 1.1559 | 1.1607 |  | 0.84218 | 0.81939 | 0.80411 | 0.81413 | 0.8254 | 0.84058 | 0.85945 | 0.88046 | 0.90654 | 0.93593 | 0.97093 | 1.0136 | 1.0496 | 1.0837 | 1.1185 | 1.153 | 1.1943 | 1.2334 | 1.2624 | 1.2799 | 1.2963 | 1.3097 | 1.3191 | 1.3262 | 1.3319 | 1.3366 | 1.3404 | 1.343 | 1.345 | 1.3463 | 1.3466 | 1.3464 |  | 0.84219 | 0.8195 | 0.80512 | 0.81927 | 0.83796 | 0.86485 | 0.90191 | 0.94739 | 1.0092 | 1.0736 | 1.11 | 1.1491 | 1.1809 | 1.2063 | 1.2297 | 1.251 | 1.311 | 1.3662 | 1.4148 | 1.4591 | 1.4991 | 1.5346 | 1.5648 | 1.5919 | 1.6169 | 1.64 | 1.6517 | 1.6498 | 1.6469 | 1.6429 | 1.6016 | 1.5872 |  | 0.84219 | 0.81661 | 0.79941 | 0.81071 | 0.8271 | 0.85191 | 0.88822 | 0.93262 | 0.99293 | 1.0442 | 1.0745 | 1.1526 | 1.2283 | 1.2981 | 1.3632 | 1.4237 | 1.4812 | 1.5362 | 1.5814 | 1.6099 | 1.6341 | 1.6529 | 1.6634 | 1.6707 | 1.6752 | 1.6051 | 1.5948 | 1.5827 | 1.5708 | 1.557 | 1.5419 | 1.5272
Ulverston |  | 13.7513 | 13.4888 | 13.3796 | 13.6218 | 13.8987 | 14.2475 | 14.6781 | 15.1622 | 15.7609 | 16.4239 | 17.1784 | 18.1416 | 18.9174 | 19.6105 | 20.302 | 20.9563 | 21.6825 | 22.3921 | 23.0525 | 23.6791 | 24.232 | 24.6979 | 25.032 | 25.3192 | 25.5649 | 25.7798 | 25.9651 | 26.1259 | 26.2721 | 26.4043 | 26.5239 | 26.6359 |  | 13.7488 | 13.6225 | 13.6224 | 13.8675 | 14.1332 | 14.4573 | 14.8357 | 15.2644 | 15.7698 | 16.3369 | 16.9811 | 17.7023 | 17.8892 | 18.0653 | 18.2555 | 18.4519 | 18.6681 | 18.9085 | 19.1689 | 19.4433 | 19.7311 | 20.0896 | 20.3936 | 20.6608 | 20.9025 | 21.0925 | 21.2652 | 21.4114 | 21.5425 | 21.658 | 21.7416 | 21.8127 |  | 13.7511 | 13.4862 | 13.346 | 13.54 | 13.7662 | 14.055 | 14.3972 | 14.7738 | 15.2284 | 15.7365 | 16.3237 | 17.0228 | 17.5584 | 18.0705 | 18.5981 | 19.1285 | 19.789 | 20.4239 | 21.0017 | 21.534 | 22.0398 | 22.4956 | 22.8478 | 23.1636 | 23.4389 | 23.6651 | 23.8568 | 24.0146 | 24.1545 | 24.2781 | 24.3732 | 24.4559 |  | 13.7513 | 13.4883 | 13.3749 | 13.646 | 13.9941 | 14.4661 | 15.0912 | 15.8388 | 16.8219 | 17.9591 | 19.2878 | 21.0013 | 22.2713 | 23.3914 | 24.498 | 25.4186 | 26.1983 | 26.9423 | 27.617 | 28.2362 | 28.7859 | 29.2752 | 29.6416 | 29.9541 | 30.2254 | 30.4645 | 30.6748 | 30.8581 | 31.0234 | 31.1707 | 31.1891 | 31.0272 |  | 13.7513 | 13.3954 | 13.1887 | 13.3634 | 13.6253 | 14.0068 | 14.5563 | 15.2222 | 16.1214 | 17.18 | 18.4762 | 20.3441 | 21.8891 | 23.2669 | 24.6148 | 25.8685 | 27.0724 | 28.2253 | 29.3047 | 30.2623 | 31.0391 | 31.5607 | 31.9773 | 32.3467 | 32.6771 | 32.7105 | 32.6095 | 32.4829 | 32.3387 | 32.196 | 32.044 | 31.8886
Vernon Park |  | 27.4387 | 26.869 | 26.5746 | 26.9966 | 27.461 | 28.0459 | 28.7782 | 29.6071 | 30.6366 | 31.7951 | 33.051 | 34.6302 | 35.9715 | 37.1814 | 38.3865 | 39.5348 | 40.8025 | 42.0429 | 43.1907 | 44.2761 | 45.2702 | 46.1782 | 46.8658 | 47.4769 | 47.9595 | 48.3012 | 48.6115 | 48.8916 | 49.1547 | 49.4001 | 49.6292 | 49.6577 |  | 27.4339 | 27.036 | 26.8627 | 27.1734 | 27.4826 | 27.8136 | 28.152 | 28.5293 | 28.9767 | 29.4773 | 30.0509 | 30.6862 | 31.0381 | 31.3754 | 31.7294 | 32.0929 | 32.4818 | 32.9028 | 33.3496 | 33.8137 | 34.2961 | 34.8745 | 35.378 | 35.8337 | 36.2584 | 36.6117 | 36.935 | 37.2143 | 37.4601 | 37.6654 | 37.8303 | 38.0206 |  | 27.4385 | 26.8658 | 26.5312 | 26.8863 | 27.2755 | 27.767 | 28.3586 | 29.011 | 29.799 | 30.689 | 31.7211 | 32.86 | 33.8161 | 34.7336 | 35.6724 | 36.6174 | 37.7743 | 38.66 | 39.3384 | 39.9344 | 40.4838 | 40.9699 | 41.3242 | 41.6217 | 41.8674 | 42.0816 | 42.2606 | 42.3982 | 42.5142 | 42.6101 | 42.6731 | 42.7224 |  | 27.4387 | 26.8656 | 26.5519 | 27.016 | 27.6025 | 28.4075 | 29.4926 | 30.8001 | 32.4002 | 33.4965 | 34.7483 | 36.3414 | 37.5316 | 38.5362 | 39.489 | 40.5026 | 42.5244 | 44.4849 | 46.3122 | 48.0206 | 49.0623 | 50.0014 | 50.7465 | 51.4026 | 51.9817 | 52.5014 | 52.9676 | 53.3839 | 53.7668 | 54.1162 | 53.5816 | 53.3934 |  | 27.4387 | 26.7405 | 26.3031 | 26.6406 | 27.1213 | 27.8119 | 28.7962 | 30.0045 | 31.6465 | 32.7179 | 34.1205 | 36.9915 | 39.4849 | 41.803 | 43.9921 | 45.6971 | 47.1456 | 48.5244 | 49.8086 | 50.994 | 52.0859 | 53.0555 | 53.8338 | 54.5379 | 55.1703 | 54.0409 | 53.946 | 53.8327 | 53.6989 | 53.549 | 53.3668 | 53.1908
West Didsbury |  | 28.3943 | 27.8661 | 27.6048 | 28.1772 | 28.781 | 29.5168 | 30.4407 | 31.4661 | 32.692 | 34.0469 | 35.5699 | 37.4685 | 39.0359 | 40.4529 | 41.8609 | 43.1938 | 44.656 | 46.0895 | 47.4031 | 48.6455 | 49.7794 | 50.8252 | 51.6198 | 52.3408 | 52.9775 | 53.5561 | 54.0879 | 54.5717 | 55.0289 | 55.4567 | 55.857 | 56.2408 |  | 28.389 | 28.0518 | 27.926 | 28.3524 | 28.7792 | 29.2959 | 29.9334 | 30.6363 | 31.4334 | 32.3252 | 33.3411 | 34.2668 | 34.7962 | 35.3044 | 35.8226 | 36.335 | 36.8435 | 37.3743 | 37.9227 | 38.4917 | 39.0748 | 39.7548 | 40.345 | 40.8932 | 41.4029 | 41.8284 | 42.2226 | 42.5709 | 42.8912 | 43.1812 | 43.4359 | 43.6841 |  | 28.394 | 27.8626 | 27.5576 | 28.0601 | 28.5848 | 29.2228 | 29.9997 | 30.8412 | 31.8162 | 32.8846 | 34.0994 | 35.5127 | 36.6559 | 37.7515 | 38.8672 | 39.9775 | 41.319 | 42.616 | 43.7791 | 44.8497 | 45.8693 | 46.8227 | 47.5894 | 48.3044 | 48.9418 | 49.5348 | 50.0733 | 50.5454 | 50.9824 | 51.2823 | 51.4289 | 51.559 |  | 28.3943 | 27.8679 | 27.5913 | 28.2226 | 28.9684 | 29.955 | 31.2709 | 32.8119 | 34.7765 | 37.0607 | 39.7392 | 42.0741 | 43.5786 | 44.8695 | 46.0932 | 47.4159 | 49.7369 | 51.9908 | 54.0853 | 55.7986 | 57.0491 | 58.1755 | 59.0746 | 59.8874 | 60.3246 | 60.2992 | 60.2194 | 60.0946 | 59.9401 | 59.7595 | 58.1105 | 57.3761 |  | 28.3943 | 27.7346 | 27.3247 | 27.8235 | 28.4568 | 29.323 | 30.5205 | 31.9454 | 33.8224 | 36.0358 | 38.7495 | 42.4203 | 45.2679 | 47.8927 | 50.1901 | 51.7369 | 53.1879 | 54.5488 | 55.7922 | 56.9224 | 57.9518 | 58.8545 | 59.5587 | 60.2022 | 60.5038 | 57.4544 | 56.7776 | 56.0741 | 55.4051 | 54.6613 | 53.8818 | 53.1269
Westhoughton |  | 17.6581 | 17.1851 | 16.8976 | 17.1706 | 17.4547 | 17.8059 | 18.2423 | 18.7332 | 19.3438 | 20.0293 | 20.8202 | 21.8323 | 22.6924 | 23.4564 | 24.2186 | 24.9442 | 25.7444 | 26.5308 | 27.2529 | 27.9309 | 28.5541 | 29.1216 | 29.5488 | 29.9315 | 30.2654 | 30.537 | 30.7164 | 30.8776 | 31.028 | 31.1676 | 31.298 | 31.2976 |  | 17.6551 | 17.2589 | 17.0119 | 17.1359 | 17.2389 | 17.3767 | 17.5505 | 17.7469 | 17.9874 | 18.2581 | 18.5722 | 18.9228 | 19.1361 | 19.342 | 19.5587 | 19.7805 | 20.0134 | 20.2709 | 20.5478 | 20.8342 | 21.1357 | 21.4904 | 21.7989 | 22.0777 | 22.3343 | 22.554 | 22.7545 | 22.9294 | 23.0884 | 23.2303 | 23.3509 | 23.4645 |  | 17.6578 | 17.1832 | 16.871 | 17.1029 | 17.3407 | 17.6344 | 17.9842 | 18.3665 | 18.8285 | 19.349 | 19.9568 | 20.6809 | 21.2777 | 21.8501 | 22.4379 | 23.0303 | 23.7581 | 24.4626 | 25.0943 | 25.6693 | 26.2237 | 26.7355 | 27.1455 | 27.524 | 27.6803 | 27.7893 | 27.8688 | 27.9242 | 27.9663 | 27.9968 | 28.0091 | 28.0124 |  | 17.6581 | 17.1863 | 16.8846 | 17.1835 | 17.5468 | 18.0426 | 18.7107 | 19.5176 | 20.5885 | 21.842 | 23.3217 | 24.6216 | 25.2829 | 25.8378 | 26.3612 | 26.9465 | 28.0349 | 29.0951 | 30.0841 | 31.0114 | 31.868 | 32.6425 | 33.1485 | 33.5375 | 33.8818 | 34.1925 | 34.4729 | 34.7245 | 34.9569 | 35.1699 | 35.0533 | 34.8466 |  | 17.6581 | 17.1272 | 16.7678 | 17.0085 | 17.3263 | 17.7768 | 18.4077 | 19.1764 | 20.2201 | 21.463 | 23.0045 | 24.7404 | 26.0975 | 27.3461 | 28.5353 | 29.6506 | 30.7164 | 31.7494 | 32.7284 | 33.6463 | 34.5144 | 35.2861 | 35.6807 | 36.0037 | 36.2876 | 35.681 | 35.5516 | 35.4029 | 35.189 | 34.7587 | 34.2203 | 33.6897
Wigan |  | 14.5645 | 14.2009 | 14.0035 | 14.2568 | 14.5303 | 14.8676 | 15.2908 | 15.7692 | 16.3587 | 17.024 | 17.7917 | 18.772 | 19.589 | 20.327 | 21.0615 | 21.7597 | 22.5286 | 23.2864 | 23.981 | 24.6368 | 25.2377 | 25.7677 | 26.1616 | 26.5128 | 26.8185 | 27.0913 | 27.3337 | 27.5493 | 27.7502 | 27.935 | 28.1051 | 28.2661 |  | 14.5615 | 14.2853 | 14.1452 | 14.3049 | 14.4589 | 14.6512 | 14.8879 | 15.1553 | 15.4697 | 15.8267 | 16.2378 | 16.697 | 16.903 | 17.1025 | 17.3122 | 17.5263 | 17.7504 | 17.9998 | 18.2644 | 18.5401 | 18.8272 | 19.167 | 19.4595 | 19.7229 | 19.9658 | 20.1792 | 20.3744 | 20.5422 | 20.6877 | 20.8055 | 20.8962 | 21.0093 |  | 14.5643 | 14.1989 | 13.9769 | 14.1897 | 14.4182 | 14.6999 | 15.0397 | 15.4138 | 15.8613 | 16.3695 | 16.9637 | 17.6707 | 18.2485 | 18.8051 | 19.3746 | 19.947 | 20.6475 | 21.328 | 21.9373 | 22.4958 | 23.0318 | 23.5088 | 23.8873 | 24.2353 | 24.5417 | 24.8228 | 25.0692 | 25.2784 | 25.4681 | 25.6396 | 25.7793 | 25.7936 |  | 14.5645 | 14.203 | 13.9986 | 14.2825 | 14.6363 | 15.1153 | 15.7604 | 16.5386 | 17.5621 | 18.767 | 20.1966 | 21.9914 | 22.7647 | 23.4165 | 24.0345 | 24.7044 | 25.8842 | 27.0294 | 28.0867 | 29.0767 | 29.9833 | 30.8045 | 31.4947 | 32.117 | 32.6859 | 33.2151 | 33.7086 | 34.1676 | 34.6037 | 34.9015 | 34.5504 | 34.2018 |  | 14.5645 | 14.1392 | 13.8717 | 14.091 | 14.3905 | 14.8134 | 15.4126 | 16.1447 | 17.13 | 18.3069 | 19.8282 | 22.0099 | 23.5299 | 24.8726 | 26.1522 | 27.3461 | 28.4828 | 29.5796 | 30.61 | 31.5735 | 32.4787 | 33.2854 | 33.9611 | 34.5863 | 35.1622 | 34.6384 | 34.5197 | 34.3771 | 34.2006 | 34.035 | 33.8511 | 33.6666
Wrightington |  | 22.4687 | 22.0553 | 21.8872 | 22.4391 | 23.0454 | 23.7766 | 24.6783 | 25.6823 | 26.9167 | 28.2929 | 29.8696 | 31.8643 | 33.5334 | 35.0425 | 36.5412 | 37.9693 | 39.533 | 41.0742 | 42.4919 | 43.8331 | 45.0648 | 46.1765 | 47.0189 | 47.7788 | 48.4458 | 49.0462 | 49.5817 | 50.0647 | 50.5181 | 50.9401 | 51.334 | 51.7099 |  | 22.4627 | 22.2075 | 22.1441 | 22.5533 | 22.9659 | 23.4309 | 23.9971 | 24.6139 | 25.3264 | 26.1213 | 27.0366 | 28.0439 | 28.5596 | 29.0012 | 29.4598 | 29.9296 | 30.4178 | 30.9548 | 31.5237 | 32.1151 | 32.7319 | 33.4524 | 34.0807 | 34.6547 | 35.183 | 35.6409 | 36.0675 | 36.4456 | 36.7939 | 37.1098 | 37.3846 | 37.645 |  | 22.4684 | 22.0513 | 21.8327 | 22.3021 | 22.8174 | 23.4369 | 24.1712 | 24.9668 | 25.9177 | 26.9816 | 28.214 | 29.6668 | 30.8597 | 32.0081 | 33.1789 | 34.3575 | 35.7862 | 37.1747 | 38.4237 | 39.5726 | 40.6763 | 41.6848 | 42.4964 | 43.2499 | 43.9181 | 44.535 | 45.0784 | 45.5487 | 45.9798 | 46.3751 | 46.7082 | 47.0133 |  | 22.4687 | 22.0609 | 21.8913 | 22.5155 | 23.291 | 24.3086 | 25.6549 | 27.2592 | 29.3591 | 31.8086 | 34.701 | 38.4439 | 40.4967 | 41.9036 | 43.2334 | 44.588 | 46.7965 | 48.9228 | 50.8771 | 52.7001 | 54.3705 | 55.8779 | 57.1109 | 57.9442 | 58.5335 | 58.6703 | 58.623 | 58.34 | 57.8798 | 57.3999 | 56.4049 | 55.5572 |  | 22.4687 | 21.9421 | 21.6536 | 22.1553 | 22.8249 | 23.7339 | 24.9944 | 26.5091 | 28.5298 | 30.9161 | 33.8494 | 38.0218 | 41.3849 | 44.3893 | 47.3223 | 49.9486 | 51.6195 | 53.1356 | 54.5194 | 55.7719 | 56.8921 | 57.2757 | 57.4734 | 57.603 | 57.6616 | 56.6883 | 56.2869 | 55.5631 | 54.7608 | 53.9243 | 53.0709 | 52.2227
*new substation with not sufficient through year measurements to establish minimum demand
Minimum demand (MVA) per bulk supply point and primary substation
Click + to view
Click + to view
CLICK HERE TO
RETURN TO CONTENTS
Click + to view
Click + to view
Click + to view
Click + to view
Click + to view

## Generation
|  | 7 | 8 | 9 | 10 | 11 | 12 | 13 | 14 | 15 | 16 | 17 | 18 | 19 | 20 | 21 | 22 | 23 | 24 | 25 | 26 | 27 | 28 | 29 | 30 | 31 | 32 | 33 | 34 | 35 | 36 | 37 | 38 |  | 7 | 8 | 9 | 10 | 11 | 12 | 13 | 14 | 15 | 16 | 17 | 18 | 19 | 20 | 21 | 22 | 23 | 24 | 25 | 26 | 27 | 28 | 29 | 30 | 31 | 32 | 33 | 34 | 35 | 36 | 37 | 38 |  | 7 | 8 | 9 | 10 | 11 | 12 | 13 | 14 | 15 | 16 | 17 | 18 | 19 | 20 | 21 | 22 | 23 | 24 | 25 | 26 | 27 | 28 | 29 | 30 | 31 | 32 | 33 | 34 | 35 | 36 | 37 | 38 |  | 7 | 8 | 9 | 10 | 11 | 12 | 13 | 14 | 15 | 16 | 17 | 18 | 19 | 20 | 21 | 22 | 23 | 24 | 25 | 26 | 27 | 28 | 29 | 30 | 31 | 32 | 33 | 34 | 35 | 36 | 37 | 38 |  | 7 | 8 | 9 | 10 | 11 | 12 | 13 | 14 | 15 | 16 | 17 | 18 | 19 | 20 | 21 | 22 | 23 | 24 | 25 | 26 | 27 | 28 | 29 | 30 | 31 | 32 | 33 | 34 | 35 | 36 | 37 | 38
| Central Outlook | [32 empty] | Steady Progression | [32 empty] | System Transformation | [32 empty] | Consumer Transformation | [32 empty] | Leading the Way
Primary | (Years as financial years, ie 2051 is FY2050/51) | 2020 | 2021 | 2022 | 2023 | 2024 | 2025 | 2026 | 2027 | 2028 | 2029 | 2030 | 2031 | 2032 | 2033 | 2034 | 2035 | 2036 | 2037 | 2038 | 2039 | 2040 | 2041 | 2042 | 2043 | 2044 | 2045 | 2046 | 2047 | 2048 | 2049 | 2050 | 2051 | (Years as financial years, ie 2051 is FY2050/51) | 2020 | 2021 | 2022 | 2023 | 2024 | 2025 | 2026 | 2027 | 2028 | 2029 | 2030 | 2031 | 2032 | 2033 | 2034 | 2035 | 2036 | 2037 | 2038 | 2039 | 2040 | 2041 | 2042 | 2043 | 2044 | 2045 | 2046 | 2047 | 2048 | 2049 | 2050 | 2051 | (Years as financial years, ie 2051 is FY2050/51) | 2020 | 2021 | 2022 | 2023 | 2024 | 2025 | 2026 | 2027 | 2028 | 2029 | 2030 | 2031 | 2032 | 2033 | 2034 | 2035 | 2036 | 2037 | 2038 | 2039 | 2040 | 2041 | 2042 | 2043 | 2044 | 2045 | 2046 | 2047 | 2048 | 2049 | 2050 | 2051 | (Years as financial years, ie 2051 is FY2050/51) | 2020 | 2021 | 2022 | 2023 | 2024 | 2025 | 2026 | 2027 | 2028 | 2029 | 2030 | 2031 | 2032 | 2033 | 2034 | 2035 | 2036 | 2037 | 2038 | 2039 | 2040 | 2041 | 2042 | 2043 | 2044 | 2045 | 2046 | 2047 | 2048 | 2049 | 2050 | 2051 | (Years as financial years, ie 2051 is FY2050/51) | 2020 | 2021 | 2022 | 2023 | 2024 | 2025 | 2026 | 2027 | 2028 | 2029 | 2030 | 2031 | 2032 | 2033 | 2034 | 2035 | 2036 | 2037 | 2038 | 2039 | 2040 | 2041 | 2042 | 2043 | 2044 | 2045 | 2046 | 2047 | 2048 | 2049 | 2050 | 2051
Albion St |  | 4.8908 | 4.9225 | 4.9674 | 5.027 | 5.1168 | 5.2369 | 5.3889 | 5.5782 | 5.8048 | 6.0561 | 6.3363 | 6.6532 | 6.9856 | 7.3163 | 7.6609 | 8.005 | 8.3498 | 8.6788 | 8.9958 | 9.2938 | 9.5661 | 9.8047 | 9.9668 | 10.087 | 10.0973 | 9.9045 | 9.5068 | 9.1319 | 8.9011 | 8.9069 | 9.0199 | 9.0918 |  | 4.8907 | 4.9033 | 4.9181 | 4.9349 | 4.9569 | 4.9832 | 5.0129 | 5.0464 | 5.0842 | 5.1252 | 5.1685 | 5.217 | 5.2652 | 5.3104 | 5.3642 | 5.4211 | 5.4798 | 5.538 | 5.5928 | 5.6405 | 5.6777 | 5.6998 | 5.6686 | 5.6214 | 5.5016 | 5.2331 | 4.8142 | 4.4294 | 4.1563 | 4.0867 | 4.1129 | 4.1399 |  | 4.8908 | 4.9184 | 4.9499 | 4.9854 | 5.0374 | 5.0988 | 5.1691 | 5.2494 | 5.339 | 5.4357 | 5.5414 | 5.6599 | 5.7866 | 5.9102 | 6.0486 | 6.1885 | 6.3338 | 6.4707 | 6.6053 | 6.7329 | 6.8484 | 6.9457 | 6.9824 | 6.9918 | 6.9057 | 6.6302 | 6.1622 | 5.7291 | 5.4511 | 5.4184 | 5.5027 | 5.5592 |  | 4.8908 | 4.9225 | 4.9674 | 5.027 | 5.1198 | 5.2434 | 5.3988 | 5.592 | 5.8223 | 6.0776 | 6.3615 | 6.6821 | 7.0181 | 7.3525 | 7.7009 | 8.0469 | 8.3951 | 8.7269 | 9.0486 | 9.3518 | 9.6276 | 9.8699 | 10.0327 | 10.1526 | 10.1621 | 9.9683 | 9.5696 | 9.1933 | 8.961 | 8.9652 | 9.0768 | 9.1475 |  | 4.8903 | 4.9165 | 4.9467 | 4.981 | 5.0443 | 5.1176 | 5.1997 | 5.2924 | 5.3941 | 5.5033 | 5.6212 | 5.7521 | 5.892 | 6.0267 | 6.1769 | 6.3262 | 6.4806 | 6.6117 | 6.728 | 6.8243 | 6.8895 | 6.9145 | 6.8298 | 6.678 | 6.3287 | 5.1433 | 4.9719 | 5.1176 | 5.2141 | 5.3591 | 5.5146 | 5.6024
Alderley & Chelford |  | 5.9246 | 5.9411 | 5.9639 | 5.9938 | 6.0531 | 6.1268 | 6.2152 | 6.3196 | 6.4395 | 6.5698 | 6.7037 | 6.8581 | 7.0171 | 7.1452 | 7.2947 | 7.4267 | 7.5707 | 7.6877 | 7.7839 | 7.8514 | 7.8818 | 7.869 | 7.7952 | 7.6663 | 7.4068 | 6.9044 | 6.1484 | 5.4278 | 4.9701 | 4.805 | 4.7896 | 4.7839 |  | 5.9248 | 5.9318 | 5.9399 | 5.9489 | 5.9657 | 5.9847 | 6.0053 | 6.0269 | 6.0495 | 6.0729 | 6.0882 | 6.11 | 6.1256 | 6.1255 | 6.135 | 6.1445 | 6.1518 | 6.1531 | 6.1407 | 6.1088 | 6.0518 | 5.9653 | 5.8307 | 5.6565 | 5.3854 | 4.9278 | 4.2746 | 3.6572 | 3.2464 | 3.0739 | 3.0241 | 3.0115 |  | 5.9246 | 5.9391 | 5.9555 | 5.9739 | 6.0154 | 6.0619 | 6.113 | 6.1681 | 6.2268 | 6.2882 | 6.3446 | 6.4112 | 6.4794 | 6.5159 | 6.574 | 6.6154 | 6.6706 | 6.7017 | 6.7161 | 6.7066 | 6.6655 | 6.5876 | 6.4552 | 6.2737 | 5.9675 | 5.4238 | 4.6317 | 3.88 | 3.3956 | 3.2075 | 3.1729 | 3.1555 |  | 5.9246 | 5.9411 | 5.964 | 5.9939 | 6.0707 | 6.1647 | 6.274 | 6.4013 | 6.5442 | 6.698 | 6.8539 | 7.0309 | 7.2117 | 7.3623 | 7.5337 | 7.6763 | 7.8401 | 7.9705 | 8.0928 | 8.1898 | 8.2378 | 8.2448 | 8.1755 | 8.044 | 7.7797 | 7.2705 | 6.5071 | 5.7767 | 5.309 | 5.1333 | 5.1075 | 5.0935 |  | 5.9245 | 5.9385 | 5.9545 | 5.9725 | 6.0469 | 6.1291 | 6.2164 | 6.3099 | 6.4068 | 6.5071 | 6.6009 | 6.7055 | 6.8112 | 6.8823 | 6.9757 | 7.0397 | 7.1241 | 7.1609 | 7.1734 | 7.1462 | 7.0507 | 6.8894 | 6.59 | 6.1828 | 5.5142 | 3.7459 | 3.3388 | 3.3478 | 3.3527 | 3.3916 | 3.4429 | 3.4561
Alston |  | 0.86074 | 0.87157 | 0.88641 | 0.90552 | 0.9365 | 0.97596 | 1.0238 | 1.0808 | 1.1466 | 1.2183 | 1.2926 | 1.3781 | 1.4669 | 1.5489 | 1.6391 | 1.724 | 1.82 | 1.914 | 2.0089 | 2.1047 | 2.2009 | 2.2961 | 2.3815 | 2.4706 | 2.5559 | 2.6364 | 2.7089 | 2.7881 | 2.8471 | 2.9131 | 2.9762 | 3.0186 |  | 0.86099 | 0.8657 | 0.87105 | 0.87693 | 0.88571 | 0.89587 | 0.90701 | 0.91891 | 0.93159 | 0.94493 | 0.95454 | 0.96777 | 0.97963 | 0.99038 | 1.0041 | 1.0204 | 1.0396 | 1.0619 | 1.0863 | 1.1132 | 1.1424 | 1.1734 | 1.1965 | 1.2246 | 1.2525 | 1.2792 | 1.3014 | 1.3337 | 1.3487 | 1.3733 | 1.3977 | 1.4134 |  | 0.86074 | 0.87036 | 0.8812 | 0.89325 | 0.91345 | 0.9367 | 0.96267 | 0.99121 | 1.0219 | 1.0543 | 1.0846 | 1.1206 | 1.1581 | 1.1883 | 1.2268 | 1.2604 | 1.3058 | 1.3506 | 1.3984 | 1.4496 | 1.504 | 1.5607 | 1.6109 | 1.6679 | 1.724 | 1.7781 | 1.8268 | 1.8849 | 1.9249 | 1.9738 | 2.0218 | 2.0543 |  | 0.86074 | 0.87158 | 0.88642 | 0.90554 | 0.945 | 0.9943 | 1.0523 | 1.1204 | 1.1973 | 1.2805 | 1.3655 | 1.462 | 1.5613 | 1.6542 | 1.7551 | 1.8451 | 1.9506 | 2.0508 | 2.1582 | 2.2682 | 2.3726 | 2.4773 | 2.5649 | 2.6528 | 2.7357 | 2.8128 | 2.8816 | 2.956 | 3.01 | 3.0707 | 3.1287 | 3.167 |  | 0.86075 | 0.87035 | 0.88116 | 0.89317 | 0.92624 | 0.96372 | 1.0042 | 1.0483 | 1.0944 | 1.1426 | 1.188 | 1.2394 | 1.2919 | 1.3375 | 1.3911 | 1.4341 | 1.4935 | 1.5532 | 1.6221 | 1.6961 | 1.7675 | 1.8422 | 1.8947 | 1.9503 | 2.004 | 2.0548 | 2.0999 | 2.153 | 2.1881 | 2.2317 | 2.2746 | 2.3029
Ambleside |  | 1.3279 | 1.3418 | 1.3614 | 1.387 | 1.441 | 1.5073 | 1.5863 | 1.6794 | 1.7862 | 1.9022 | 2.0253 | 2.1641 | 2.3077 | 2.4457 | 2.5922 | 2.7351 | 2.889 | 3.0277 | 3.1673 | 3.3076 | 3.4474 | 3.5848 | 3.7054 | 3.8287 | 3.9433 | 4.0375 | 4.1377 | 4.2462 | 4.3245 | 4.4138 | 4.4996 | 4.5553 |  | 1.3288 | 1.336 | 1.3439 | 1.3525 | 1.3681 | 1.3855 | 1.4042 | 1.424 | 1.4448 | 1.4666 | 1.4851 | 1.5073 | 1.5234 | 1.5387 | 1.5571 | 1.5793 | 1.6054 | 1.6363 | 1.6701 | 1.7076 | 1.7485 | 1.7918 | 1.8235 | 1.8622 | 1.9 | 1.9326 | 1.9588 | 1.996 | 2.0111 | 2.0441 | 2.0797 | 2.1014 |  | 1.3279 | 1.3401 | 1.3541 | 1.3697 | 1.4082 | 1.4509 | 1.4974 | 1.5476 | 1.601 | 1.6569 | 1.7124 | 1.7746 | 1.8389 | 1.897 | 1.9638 | 2.0277 | 2.104 | 2.1679 | 2.2362 | 2.3093 | 2.387 | 2.4677 | 2.5373 | 2.6149 | 2.689 | 2.7475 | 2.8164 | 2.898 | 2.9534 | 3.0229 | 3.0924 | 3.1381 |  | 1.3279 | 1.3418 | 1.3614 | 1.387 | 1.4498 | 1.5262 | 1.6155 | 1.7199 | 1.838 | 1.9656 | 2.0996 | 2.2495 | 2.4038 | 2.5529 | 2.7103 | 2.8587 | 3.0224 | 3.1686 | 3.3216 | 3.4768 | 3.626 | 3.7739 | 3.8966 | 4.0187 | 4.131 | 4.2222 | 4.3188 | 4.4229 | 4.4965 | 4.5809 | 4.6619 | 4.7138 |  | 1.3279 | 1.3401 | 1.3539 | 1.3694 | 1.4341 | 1.5043 | 1.5785 | 1.6574 | 1.7395 | 1.8244 | 1.9082 | 1.999 | 2.0916 | 2.1786 | 2.2735 | 2.3599 | 2.4629 | 2.5672 | 2.6807 | 2.7977 | 2.902 | 3.0241 | 3.0976 | 3.1769 | 3.2547 | 3.3281 | 3.3964 | 3.4735 | 3.5242 | 3.5888 | 3.6535 | 3.6954
Ancoats North T11 & T12 |  | 0.96746 | 0.98365 | 1.0065 | 1.0365 | 1.0966 | 1.1713 | 1.2607 | 1.3675 | 1.4914 | 1.6267 | 1.7759 | 1.9416 | 2.1149 | 2.293 | 2.4754 | 2.6604 | 2.8476 | 3.0161 | 3.1855 | 3.3548 | 3.5232 | 3.6885 | 3.8321 | 3.9778 | 4.117 | 4.2462 | 4.3651 | 4.4903 | 4.5796 | 4.6823 | 4.7813 | 4.8451 |  | 0.96752 | 0.97372 | 0.9811 | 0.98941 | 1.0049 | 1.0225 | 1.0418 | 1.0631 | 1.0864 | 1.1115 | 1.1384 | 1.1675 | 1.1924 | 1.2198 | 1.2499 | 1.2827 | 1.3186 | 1.3577 | 1.4001 | 1.4459 | 1.4954 | 1.5473 | 1.5852 | 1.6323 | 1.6804 | 1.7254 | 1.7667 | 1.8207 | 1.8448 | 1.8871 | 1.9309 | 1.9575 |  | 0.96746 | 0.98163 | 0.99781 | 1.016 | 1.0578 | 1.1042 | 1.1549 | 1.2105 | 1.2705 | 1.3338 | 1.402 | 1.4759 | 1.5542 | 1.6365 | 1.7234 | 1.8137 | 1.9081 | 1.987 | 2.071 | 2.1601 | 2.2543 | 2.3521 | 2.4351 | 2.5266 | 2.6179 | 2.7051 | 2.7874 | 2.8813 | 2.9441 | 3.0241 | 3.1045 | 3.1572 |  | 0.96746 | 0.98365 | 1.0065 | 1.0365 | 1.0981 | 1.1742 | 1.2651 | 1.3735 | 1.4988 | 1.6357 | 1.7864 | 1.9536 | 2.1284 | 2.308 | 2.4919 | 2.6782 | 2.867 | 3.038 | 3.21 | 3.3821 | 3.5531 | 3.721 | 3.8646 | 4.0103 | 4.1494 | 4.2786 | 4.3974 | 4.5225 | 4.6118 | 4.7144 | 4.8132 | 4.8769 |  | 0.96746 | 0.98157 | 0.99768 | 1.0158 | 1.0784 | 1.1456 | 1.217 | 1.2935 | 1.3742 | 1.4583 | 1.5473 | 1.642 | 1.7411 | 1.8443 | 1.9521 | 2.0632 | 2.1785 | 2.2977 | 2.4222 | 2.5518 | 2.6864 | 2.8246 | 2.9077 | 2.9991 | 3.0904 | 3.1775 | 3.2598 | 3.3535 | 3.4162 | 3.4961 | 3.5764 | 3.629
Ancoats North T14 |  | 0.26937 | 0.27594 | 0.41978 | 0.43099 | 0.46292 | 0.49928 | 0.53992 | 0.58547 | 0.63564 | 0.68891 | 0.74598 | 0.80752 | 0.87123 | 0.9364 | 1.0029 | 1.0704 | 1.1388 | 1.1903 | 1.2424 | 1.2948 | 1.3473 | 1.399 | 1.4438 | 1.4869 | 1.5225 | 1.5456 | 1.5527 | 1.5652 | 1.5779 | 1.605 | 1.636 | 1.6578 |  | 0.26938 | 0.27197 | 0.41 | 0.41337 | 0.42233 | 0.43209 | 0.44243 | 0.45348 | 0.46525 | 0.47757 | 0.49055 | 0.50425 | 0.51346 | 0.52344 | 0.53425 | 0.54597 | 0.55863 | 0.57229 | 0.58696 | 0.60265 | 0.61932 | 0.63653 | 0.64854 | 0.66107 | 0.66885 | 0.6678 | 0.65462 | 0.64814 | 0.6409 | 0.64684 | 0.65667 | 0.6642 |  | 0.26937 | 0.27526 | 0.41683 | 0.42408 | 0.45003 | 0.47754 | 0.50644 | 0.53688 | 0.5686 | 0.60133 | 0.63553 | 0.67143 | 0.70861 | 0.74699 | 0.7867 | 0.82745 | 0.8694 | 0.89516 | 0.92243 | 0.95116 | 0.98123 | 1.0121 | 1.0374 | 1.0626 | 1.0816 | 1.0893 | 1.0823 | 1.0818 | 1.0826 | 1.0986 | 1.1195 | 1.1343 |  | 0.26937 | 0.27594 | 0.41978 | 0.43099 | 0.46405 | 0.50156 | 0.54334 | 0.59004 | 0.64136 | 0.69579 | 0.754 | 0.81668 | 0.88154 | 0.94785 | 1.0155 | 1.0841 | 1.1536 | 1.2073 | 1.2615 | 1.3161 | 1.3707 | 1.4245 | 1.4693 | 1.5124 | 1.548 | 1.5711 | 1.5782 | 1.5907 | 1.6034 | 1.6304 | 1.6614 | 1.6832 |  | 0.26937 | 0.27525 | 0.28181 | 0.28905 | 0.33268 | 0.37789 | 0.42448 | 0.47261 | 0.52203 | 0.57246 | 0.62435 | 0.67795 | 0.73284 | 0.78893 | 0.84635 | 0.90478 | 0.96443 | 1.0246 | 1.0864 | 1.1496 | 1.2143 | 1.2802 | 1.307 | 1.3362 | 1.3648 | 1.3927 | 1.4169 | 1.4476 | 1.4686 | 1.4943 | 1.5191 | 1.5363
Annie Pit |  | 7.8557 | 7.9018 | 7.9655 | 8.0485 | 8.1836 | 8.3574 | 8.5703 | 8.8277 | 9.1284 | 9.4581 | 9.8111 | 10.2133 | 10.6324 | 10.9865 | 11.387 | 11.7548 | 12.1208 | 12.4221 | 12.6539 | 12.7916 | 12.8155 | 12.7258 | 12.5176 | 12.3212 | 12.1743 | 12.1083 | 12.1254 | 12.2598 | 12.3711 | 12.5671 | 12.7847 | 12.9287 |  | 7.8557 | 7.8745 | 7.8963 | 7.9208 | 7.9572 | 7.9997 | 8.0466 | 8.0979 | 8.1538 | 8.2133 | 8.2652 | 8.3292 | 8.388 | 8.4051 | 8.4481 | 8.4841 | 8.5049 | 8.4972 | 8.4416 | 8.3196 | 8.1183 | 7.8398 | 7.4705 | 7.1257 | 6.8359 | 6.6235 | 6.4872 | 6.4645 | 6.4206 | 6.4628 | 6.5341 | 6.5778 |  | 7.8557 | 7.8964 | 7.9424 | 7.9937 | 8.0802 | 8.1796 | 8.2911 | 8.4147 | 8.5491 | 8.692 | 8.8353 | 9.0001 | 9.1733 | 9.2798 | 9.4329 | 9.5555 | 9.6807 | 9.7492 | 9.7589 | 9.6872 | 9.5167 | 9.2495 | 8.8811 | 8.5402 | 8.2646 | 8.0846 | 8.0013 | 8.0484 | 8.0845 | 8.2148 | 8.3772 | 8.4866 |  | 7.8557 | 7.9018 | 7.9656 | 8.0485 | 8.2063 | 8.4064 | 8.6464 | 8.9333 | 9.2637 | 9.6237 | 10.0052 | 10.4365 | 10.8837 | 11.267 | 11.6959 | 12.0774 | 12.4689 | 12.7877 | 13.0533 | 13.229 | 13.2757 | 13.2119 | 13.0094 | 12.8096 | 12.6565 | 12.5819 | 12.5894 | 12.7111 | 12.8096 | 12.9918 | 13.1962 | 13.3294 |  | 7.8552 | 7.8946 | 7.9393 | 7.9894 | 8.119 | 8.2652 | 8.4241 | 8.5978 | 8.7822 | 8.9761 | 9.1684 | 9.3831 | 9.6061 | 9.7507 | 9.9455 | 10.0907 | 10.2422 | 10.3368 | 10.3726 | 10.308 | 10.1024 | 9.7771 | 9.2722 | 8.7857 | 8.3778 | 8.0896 | 7.9235 | 7.9076 | 7.8978 | 7.9933 | 8.1293 | 8.1541
Ansdell |  | 0.87009 | 0.88505 | 0.90633 | 0.93461 | 0.97947 | 1.0388 | 1.113 | 1.2048 | 1.314 | 1.4347 | 1.5676 | 1.7185 | 1.8766 | 2.035 | 2.2003 | 2.3648 | 2.5351 | 2.7004 | 2.866 | 3.0309 | 3.1938 | 3.3517 | 3.4855 | 3.6156 | 3.7236 | 3.7727 | 3.8459 | 3.9307 | 3.9923 | 4.0792 | 4.1694 | 4.2263 |  | 0.87006 | 0.87586 | 0.88276 | 0.89057 | 0.90177 | 0.915 | 0.92983 | 0.94643 | 0.96493 | 0.98494 | 1.0047 | 1.0276 | 1.0498 | 1.0736 | 1.1006 | 1.1307 | 1.1641 | 1.2008 | 1.2409 | 1.2844 | 1.3314 | 1.3803 | 1.4137 | 1.4526 | 1.483 | 1.4923 | 1.4812 | 1.4803 | 1.4686 | 1.4934 | 1.5305 | 1.5529 |  | 0.87009 | 0.88311 | 0.89803 | 0.91488 | 0.9419 | 0.97347 | 1.0093 | 1.0499 | 1.0947 | 1.1429 | 1.194 | 1.2519 | 1.3136 | 1.3749 | 1.4435 | 1.5124 | 1.5891 | 1.6642 | 1.7441 | 1.8289 | 1.9181 | 2.0093 | 2.0839 | 2.1617 | 2.2239 | 2.2336 | 2.2731 | 2.3299 | 2.3684 | 2.4365 | 2.5123 | 2.5612 |  | 0.87009 | 0.88505 | 0.90633 | 0.93462 | 0.98339 | 1.0472 | 1.1261 | 1.2229 | 1.3371 | 1.4631 | 1.6008 | 1.7567 | 1.9196 | 2.0829 | 2.2531 | 2.4201 | 2.5947 | 2.7632 | 2.9347 | 3.1062 | 3.2732 | 3.4357 | 3.5704 | 3.7 | 3.807 | 3.8547 | 3.9263 | 4.009 | 4.0685 | 4.1531 | 4.2412 | 4.2963 |  | 0.86997 | 0.88257 | 0.89711 | 0.91358 | 0.95044 | 0.99243 | 1.0388 | 1.0903 | 1.1461 | 1.2055 | 1.2673 | 1.3362 | 1.409 | 1.4822 | 1.5607 | 1.6366 | 1.7213 | 1.8064 | 1.8951 | 1.9801 | 2.0309 | 2.1243 | 2.1993 | 2.2772 | 2.3418 | 2.3501 | 2.4154 | 2.5057 | 2.5652 | 2.642 | 2.7202 | 2.7701
Ardwick |  | 0.40856 | 0.41851 | 0.43248 | 0.45083 | 0.48795 | 0.53383 | 0.58865 | 0.65397 | 0.72957 | 0.81206 | 0.90289 | 1.0037 | 1.109 | 1.2172 | 1.3279 | 1.4403 | 1.554 | 1.6559 | 1.7582 | 1.8606 | 1.9625 | 2.0624 | 2.1494 | 2.2375 | 2.3218 | 2.4001 | 2.4721 | 2.548 | 2.6023 | 2.6646 | 2.7247 | 2.7635 |  | 0.40862 | 0.4126 | 0.41729 | 0.42257 | 0.43236 | 0.44345 | 0.45557 | 0.4689 | 0.48352 | 0.49913 | 0.51582 | 0.53384 | 0.54902 | 0.56566 | 0.5839 | 0.60385 | 0.62563 | 0.64933 | 0.67503 | 0.70284 | 0.7328 | 0.76429 | 0.78725 | 0.81581 | 0.84488 | 0.87218 | 0.89709 | 0.92981 | 0.94445 | 0.97001 | 0.99649 | 1.0126 |  | 0.40856 | 0.41729 | 0.42724 | 0.43841 | 0.46443 | 0.49326 | 0.52468 | 0.55906 | 0.59606 | 0.63513 | 0.67711 | 0.72255 | 0.77052 | 0.82094 | 0.87411 | 0.92937 | 0.9871 | 1.0349 | 1.0857 | 1.1397 | 1.1967 | 1.2558 | 1.3061 | 1.3615 | 1.4167 | 1.4694 | 1.5192 | 1.576 | 1.614 | 1.6625 | 1.7111 | 1.7429 |  | 0.40856 | 0.41851 | 0.43248 | 0.45083 | 0.48887 | 0.53568 | 0.59143 | 0.6577 | 0.73424 | 0.81768 | 0.90945 | 1.0112 | 1.1174 | 1.2265 | 1.3383 | 1.4515 | 1.5662 | 1.6696 | 1.7737 | 1.8778 | 1.9812 | 2.0829 | 2.1698 | 2.258 | 2.3422 | 2.4205 | 2.4924 | 2.5683 | 2.6225 | 2.6848 | 2.7448 | 2.7835 |  | 0.40853 | 0.41714 | 0.42696 | 0.438 | 0.47706 | 0.51894 | 0.5634 | 0.61084 | 0.66088 | 0.71301 | 0.76804 | 0.82656 | 0.88772 | 0.95134 | 1.0177 | 1.0861 | 1.157 | 1.2303 | 1.3067 | 1.3863 | 1.4688 | 1.5536 | 1.6039 | 1.6592 | 1.7144 | 1.7671 | 1.8167 | 1.8735 | 1.9115 | 1.9599 | 2.0084 | 2.0402
Arnside |  | 0.33917 | 0.34738 | 0.35907 | 0.3746 | 0.4008 | 0.43494 | 0.47723 | 0.52892 | 0.58989 | 0.65706 | 0.72917 | 0.81185 | 0.89827 | 0.98215 | 1.0717 | 1.1586 | 1.2518 | 1.3416 | 1.4319 | 1.5223 | 1.6122 | 1.7003 | 1.7775 | 1.8571 | 1.933 | 2.0031 | 2.068 | 2.1351 | 2.1826 | 2.2374 | 2.2902 | 2.3237 |  | 0.33972 | 0.34394 | 0.34856 | 0.35361 | 0.36099 | 0.36943 | 0.37874 | 0.38879 | 0.39976 | 0.41141 | 0.42125 | 0.43365 | 0.44489 | 0.45622 | 0.46994 | 0.48554 | 0.50323 | 0.52305 | 0.54469 | 0.56842 | 0.59423 | 0.62147 | 0.64126 | 0.66617 | 0.69173 | 0.71558 | 0.73815 | 0.76663 | 0.77914 | 0.8016 | 0.8253 | 0.83937 |  | 0.33917 | 0.34631 | 0.35452 | 0.3638 | 0.38028 | 0.39934 | 0.42082 | 0.44481 | 0.47106 | 0.49912 | 0.52712 | 0.55974 | 0.59427 | 0.6259 | 0.66338 | 0.69868 | 0.74142 | 0.78262 | 0.82666 | 0.87371 | 0.92361 | 0.97555 | 1.0206 | 1.0715 | 1.1223 | 1.1706 | 1.2169 | 1.2682 | 1.3028 | 1.3466 | 1.391 | 1.4197 |  | 0.33917 | 0.34738 | 0.35907 | 0.37461 | 0.40574 | 0.44558 | 0.49376 | 0.55187 | 0.61928 | 0.69306 | 0.77136 | 0.86039 | 0.95292 | 1.0431 | 1.1389 | 1.2287 | 1.3275 | 1.4211 | 1.5187 | 1.6173 | 1.7121 | 1.8058 | 1.8844 | 1.9632 | 2.0377 | 2.1059 | 2.1688 | 2.2331 | 2.2778 | 2.3296 | 2.3795 | 2.4107 |  | 0.33922 | 0.34628 | 0.35441 | 0.36359 | 0.38933 | 0.41841 | 0.45007 | 0.48479 | 0.52177 | 0.56073 | 0.59921 | 0.64247 | 0.68755 | 0.72994 | 0.77803 | 0.82071 | 0.87344 | 0.92706 | 0.98706 | 1.051 | 1.1145 | 1.1807 | 1.2269 | 1.2771 | 1.3265 | 1.373 | 1.4171 | 1.4657 | 1.4975 | 1.5383 | 1.5798 | 1.6061
Ashton (Golborne) |  | 1.8219 | 1.8465 | 8.8814 | 8.9276 | 9.0008 | 9.0974 | 9.218 | 9.3671 | 9.5443 | 9.7402 | 9.9577 | 10.203 | 10.46 | 10.6524 | 10.8792 | 11.0797 | 11.2438 | 11.3342 | 11.3308 | 11.2017 | 10.9232 | 10.4996 | 9.9532 | 9.4104 | 8.9446 | 8.6001 | 8.3894 | 8.3102 | 8.2662 | 8.3099 | 8.3914 | 8.443 |  | 1.8218 | 1.8317 | 8.8434 | 8.8568 | 8.8755 | 8.8975 | 8.9222 | 8.9498 | 8.9807 | 9.0141 | 9.0488 | 9.0876 | 9.1245 | 9.1098 | 9.1193 | 9.1116 | 9.0753 | 8.9926 | 8.8409 | 8.5946 | 8.2374 | 7.7738 | 7.2173 | 6.677 | 6.2086 | 5.8453 | 5.596 | 5.4626 | 5.3568 | 5.3328 | 5.3473 | 5.3539 |  | 1.8219 | 1.8434 | 8.8679 | 8.8956 | 8.9399 | 8.9915 | 9.05 | 9.1161 | 9.1892 | 9.2677 | 9.3526 | 9.4475 | 9.5485 | 9.5839 | 9.6541 | 9.6997 | 9.7123 | 9.6567 | 9.5147 | 9.2559 | 8.8579 | 8.3264 | 7.684 | 7.0562 | 6.5163 | 6.1077 | 5.8424 | 5.7176 | 5.6364 | 5.6493 | 5.7072 | 5.7458 |  | 1.8219 | 1.8465 | 8.8814 | 8.9276 | 9.004 | 9.1042 | 9.2286 | 9.3816 | 9.5628 | 9.7629 | 9.9842 | 10.2335 | 10.4943 | 10.6907 | 10.9213 | 11.1239 | 11.2916 | 11.3851 | 11.3867 | 11.2631 | 10.9884 | 10.5688 | 10.023 | 9.4798 | 9.0133 | 8.6678 | 8.456 | 8.3753 | 8.3299 | 8.3719 | 8.4519 | 8.5023 |  | 1.8216 | 1.8421 | 8.8657 | 8.8924 | 8.95 | 9.0153 | 9.0874 | 9.1677 | 9.2547 | 9.3475 | 9.4465 | 9.5555 | 9.6713 | 9.7052 | 9.7792 | 9.8216 | 9.8212 | 9.7463 | 9.5657 | 9.2381 | 8.7345 | 8.0639 | 7.2365 | 6.4226 | 5.7175 | 5.1779 | 4.8158 | 4.6237 | 4.4979 | 4.4817 | 4.5209 | 4.4619
Ashton (Ribble) |  | 0.38473 | 0.39367 | 0.40648 | 0.42356 | 0.45077 | 0.48674 | 0.53179 | 0.58754 | 0.65387 | 0.72727 | 0.80857 | 0.90053 | 0.99703 | 1.0951 | 1.1966 | 1.2985 | 1.4031 | 1.5044 | 1.6061 | 1.7077 | 1.8085 | 1.9071 | 1.9926 | 2.0796 | 2.1626 | 2.2389 | 2.31 | 2.383 | 2.4342 | 2.4935 | 2.5509 | 2.5871 |  | 0.38481 | 0.38836 | 0.39258 | 0.39736 | 0.40416 | 0.41219 | 0.42119 | 0.43129 | 0.44259 | 0.45482 | 0.46738 | 0.48161 | 0.4954 | 0.51033 | 0.5271 | 0.54565 | 0.56613 | 0.5886 | 0.61308 | 0.6397 | 0.66852 | 0.69887 | 0.7208 | 0.74854 | 0.77709 | 0.80366 | 0.8292 | 0.86088 | 0.87469 | 0.89978 | 0.92645 | 0.94213 |  | 0.38473 | 0.39249 | 0.40143 | 0.41155 | 0.42791 | 0.44701 | 0.46869 | 0.49327 | 0.52045 | 0.54973 | 0.5812 | 0.61658 | 0.65443 | 0.69343 | 0.73611 | 0.7798 | 0.82736 | 0.87385 | 0.92348 | 0.97629 | 1.0322 | 1.0903 | 1.1398 | 1.1949 | 1.25 | 1.3024 | 1.3529 | 1.4088 | 1.4461 | 1.494 | 1.5426 | 1.5739 |  | 0.38473 | 0.39367 | 0.40648 | 0.42356 | 0.45233 | 0.49008 | 0.53695 | 0.59468 | 0.66298 | 0.73841 | 0.82161 | 0.91552 | 1.0139 | 1.1139 | 1.2173 | 1.3203 | 1.4265 | 1.5293 | 1.6334 | 1.7376 | 1.8402 | 1.9407 | 2.0266 | 2.1133 | 2.1959 | 2.2718 | 2.3422 | 2.4144 | 2.4648 | 2.5234 | 2.58 | 2.6155 |  | 0.38473 | 0.39239 | 0.40123 | 0.41125 | 0.43308 | 0.45788 | 0.48527 | 0.51573 | 0.54878 | 0.58398 | 0.62128 | 0.66251 | 0.70628 | 0.75126 | 0.79987 | 0.8486 | 0.90192 | 0.95766 | 1.0175 | 1.0809 | 1.1463 | 1.2142 | 1.264 | 1.3189 | 1.3736 | 1.4255 | 1.4755 | 1.5306 | 1.5671 | 1.6141 | 1.662 | 1.6926
Ashton On Mersey |  | 1.4166 | 1.4276 | 1.4427 | 1.4625 | 1.4982 | 1.5431 | 1.5977 | 1.6632 | 1.7397 | 1.8235 | 1.9158 | 2.0188 | 2.1261 | 2.2357 | 2.3486 | 2.4625 | 2.5785 | 2.686 | 2.794 | 2.902 | 3.0094 | 3.1147 | 3.2063 | 3.2994 | 3.3884 | 3.4709 | 3.5469 | 3.6266 | 3.6834 | 3.7487 | 3.8117 | 3.8522 |  | 1.4165 | 1.4213 | 1.4269 | 1.4332 | 1.4433 | 1.4548 | 1.4675 | 1.4814 | 1.4967 | 1.513 | 1.5299 | 1.5483 | 1.5639 | 1.5809 | 1.5997 | 1.6204 | 1.6431 | 1.6678 | 1.6947 | 1.7238 | 1.7552 | 1.7882 | 1.8122 | 1.8422 | 1.8728 | 1.9015 | 1.928 | 1.9623 | 1.9776 | 2.0045 | 2.0326 | 2.0495 |  | 1.4166 | 1.4263 | 1.4372 | 1.4494 | 1.4735 | 1.5005 | 1.5302 | 1.5631 | 1.5987 | 1.6364 | 1.6768 | 1.7211 | 1.7675 | 1.8158 | 1.8675 | 1.9208 | 1.9775 | 2.0276 | 2.0811 | 2.1378 | 2.1978 | 2.2601 | 2.3131 | 2.3717 | 2.4302 | 2.4861 | 2.5389 | 2.5989 | 2.6391 | 2.6903 | 2.7418 | 2.7754 |  | 1.4166 | 1.4276 | 1.4427 | 1.4625 | 1.4996 | 1.546 | 1.6021 | 1.6692 | 1.7474 | 1.8328 | 1.9266 | 2.0313 | 2.1401 | 2.2513 | 2.3658 | 2.4807 | 2.5983 | 2.7074 | 2.8177 | 2.9281 | 3.0374 | 3.1447 | 3.2366 | 3.3295 | 3.4183 | 3.5004 | 3.5761 | 3.6554 | 3.7117 | 3.7766 | 3.8391 | 3.8792 |  | 1.4163 | 1.4252 | 1.4354 | 1.4468 | 1.4807 | 1.5177 | 1.5575 | 1.6005 | 1.6462 | 1.6941 | 1.7447 | 1.7992 | 1.8564 | 1.9155 | 1.9781 | 2.0417 | 2.1091 | 2.1789 | 2.2526 | 2.3298 | 2.4097 | 2.492 | 2.5452 | 2.6037 | 2.662 | 2.7175 | 2.77 | 2.8295 | 2.8692 | 2.9199 | 2.9709 | 3.0041
Ashton Under Lyne T11 & T12 |  | 1.3291 | 1.3607 | 1.405 | 1.4635 | 1.569 | 1.7032 | 1.8668 | 2.0651 | 2.2975 | 2.5527 | 2.8352 | 3.1509 | 3.481 | 3.8197 | 4.1672 | 4.5193 | 4.8764 | 5.2087 | 5.5425 | 5.8761 | 6.2073 | 6.5319 | 6.8131 | 7.0976 | 7.3675 | 7.6137 | 7.8377 | 8.0713 | 8.237 | 8.4324 | 8.6227 | 8.744 |  | 1.329 | 1.3417 | 1.3566 | 1.3734 | 1.4008 | 1.4322 | 1.467 | 1.5056 | 1.5482 | 1.5939 | 1.6427 | 1.6959 | 1.7433 | 1.7951 | 1.8522 | 1.915 | 1.9839 | 2.0593 | 2.1412 | 2.2301 | 2.3261 | 2.427 | 2.4999 | 2.591 | 2.6829 | 2.7662 | 2.8415 | 2.9395 | 2.9812 | 3.0617 | 3.1478 | 3.1993 |  | 1.3291 | 1.3567 | 1.3882 | 1.4235 | 1.4932 | 1.5719 | 1.6591 | 1.7557 | 1.8608 | 1.9728 | 2.0937 | 2.2262 | 2.3664 | 2.5138 | 2.6707 | 2.8339 | 3.0061 | 3.1601 | 3.3244 | 3.4989 | 3.6833 | 3.8749 | 4.0373 | 4.216 | 4.3929 | 4.5583 | 4.7126 | 4.8872 | 5.0039 | 5.1581 | 5.3157 | 5.4179 |  | 1.3291 | 1.3607 | 1.405 | 1.4635 | 1.5718 | 1.7088 | 1.8754 | 2.0767 | 2.3121 | 2.5704 | 2.8559 | 3.1746 | 3.5077 | 3.8494 | 4.1999 | 4.5543 | 4.9143 | 5.2506 | 5.5892 | 5.9277 | 6.2632 | 6.5922 | 6.8736 | 7.158 | 7.4276 | 7.6735 | 7.8971 | 8.13 | 8.2952 | 8.49 | 8.6797 | 8.8005 |  | 1.3287 | 1.3552 | 1.3856 | 1.42 | 1.5182 | 1.6256 | 1.7413 | 1.8669 | 2.0008 | 2.1417 | 2.2916 | 2.453 | 2.623 | 2.8003 | 2.9869 | 3.1793 | 3.3811 | 3.5911 | 3.8119 | 4.0429 | 4.2831 | 4.5301 | 4.6912 | 4.8677 | 5.0406 | 5.1915 | 5.3503 | 5.5336 | 5.6556 | 5.812 | 5.9702 | 6.0727
Ashton Under Lyne T13 |  | 0.37277 | 0.38212 | 0.39531 | 0.41276 | 0.44228 | 0.48055 | 0.52788 | 0.58591 | 0.65453 | 0.73023 | 0.81438 | 0.90883 | 1.0077 | 1.1092 | 1.2135 | 1.319 | 1.4261 | 1.5277 | 1.6298 | 1.7317 | 1.8328 | 1.9317 | 2.0173 | 2.104 | 2.1868 | 2.263 | 2.3339 | 2.4069 | 2.458 | 2.5174 | 2.5748 | 2.611 |  | 0.37277 | 0.37657 | 0.38101 | 0.386 | 0.39353 | 0.40228 | 0.41201 | 0.42289 | 0.43499 | 0.44804 | 0.462 | 0.47728 | 0.49144 | 0.50697 | 0.52411 | 0.54298 | 0.56369 | 0.58635 | 0.61103 | 0.63781 | 0.66677 | 0.69725 | 0.71928 | 0.74713 | 0.77577 | 0.80244 | 0.82799 | 0.85979 | 0.87368 | 0.89885 | 0.92556 | 0.9413 |  | 0.37277 | 0.38094 | 0.39024 | 0.4007 | 0.41934 | 0.44069 | 0.4646 | 0.4914 | 0.52083 | 0.55233 | 0.58662 | 0.62443 | 0.66459 | 0.70702 | 0.75234 | 0.79963 | 0.84963 | 0.89636 | 0.94624 | 0.99927 | 1.0554 | 1.1136 | 1.1631 | 1.2178 | 1.2727 | 1.3248 | 1.375 | 1.4308 | 1.4678 | 1.5156 | 1.5641 | 1.5953 |  | 0.37277 | 0.38212 | 0.39531 | 0.41276 | 0.44295 | 0.48193 | 0.52999 | 0.58877 | 0.65815 | 0.73461 | 0.8195 | 0.9147 | 1.0143 | 1.1166 | 1.2216 | 1.3277 | 1.4354 | 1.538 | 1.6413 | 1.7443 | 1.8464 | 1.9464 | 2.0321 | 2.1188 | 2.2015 | 2.2776 | 2.3484 | 2.4212 | 2.4722 | 2.5314 | 2.5886 | 2.6246 |  | 0.37264 | 0.38037 | 0.38927 | 0.39937 | 0.42434 | 0.45209 | 0.48237 | 0.51563 | 0.55149 | 0.58946 | 0.63022 | 0.67453 | 0.72147 | 0.77069 | 0.8228 | 0.87668 | 0.93343 | 0.99289 | 1.0557 | 1.1217 | 1.1906 | 1.2617 | 1.3112 | 1.3659 | 1.4207 | 1.4726 | 1.5228 | 1.5784 | 1.6153 | 1.6628 | 1.7112 | 1.7423
Ashwood Dale |  | 0.74055 | 0.75702 | 0.78015 | 0.81069 | 0.87434 | 0.95365 | 1.0491 | 1.1625 | 1.2936 | 1.4364 | 1.5849 | 1.7556 | 1.9317 | 2.0941 | 2.2717 | 2.439 | 2.6271 | 2.8 | 2.974 | 3.1487 | 3.3228 | 3.4936 | 3.6442 | 3.7997 | 3.9437 | 4.0691 | 4.1772 | 4.2886 | 4.369 | 4.4703 | 4.5716 | 4.6358 |  | 0.74048 | 0.74724 | 0.75517 | 0.76413 | 0.78173 | 0.80162 | 0.82328 | 0.84596 | 0.86977 | 0.89454 | 0.91166 | 0.93527 | 0.95153 | 0.96504 | 0.98375 | 1.0077 | 1.0372 | 1.0731 | 1.1128 | 1.1573 | 1.2064 | 1.2585 | 1.296 | 1.3423 | 1.3869 | 1.4226 | 1.4505 | 1.4893 | 1.5029 | 1.5415 | 1.5857 | 1.6122 |  | 0.74055 | 0.75497 | 0.77134 | 0.78974 | 0.83447 | 0.88442 | 0.93924 | 0.99848 | 1.0616 | 1.1279 | 1.1899 | 1.2625 | 1.3368 | 1.3968 | 1.4723 | 1.5387 | 1.6279 | 1.7056 | 1.789 | 1.8791 | 1.9752 | 2.0754 | 2.1633 | 2.2631 | 2.3586 | 2.4419 | 2.5141 | 2.5954 | 2.6512 | 2.7321 | 2.8176 | 2.8731 |  | 0.74055 | 0.75703 | 0.78017 | 0.81073 | 0.89139 | 0.99035 | 1.1061 | 1.2416 | 1.3948 | 1.5604 | 1.7301 | 1.9226 | 2.1197 | 2.3039 | 2.5027 | 2.6804 | 2.8877 | 3.0739 | 3.2732 | 3.4765 | 3.6679 | 3.8581 | 4.013 | 4.1659 | 4.3054 | 4.4244 | 4.5254 | 4.6274 | 4.6983 | 4.7894 | 4.8809 | 4.9371 |  | 0.74028 | 0.75378 | 0.76935 | 0.78697 | 0.86681 | 0.9545 | 1.0476 | 1.1471 | 1.2505 | 1.3576 | 1.4591 | 1.5717 | 1.686 | 1.7866 | 1.9022 | 1.9977 | 2.125 | 2.2521 | 2.3965 | 2.5504 | 2.6987 | 2.8526 | 2.9414 | 3.0338 | 3.1162 | 3.1617 | 3.2378 | 3.3305 | 3.3902 | 3.4673 | 3.5457 | 3.5947
Askam & Dalton |  | 16.8061 | 16.8298 | 16.8634 | 16.9078 | 16.9864 | 17.0871 | 17.2105 | 17.3599 | 17.5349 | 17.7269 | 17.9334 | 18.1684 | 18.4131 | 18.6498 | 18.9015 | 19.1471 | 19.4087 | 19.6563 | 19.9045 | 20.1521 | 20.3968 | 20.6341 | 20.8362 | 21.0343 | 21.197 | 21.2476 | 21.3956 | 21.5727 | 21.6996 | 21.8504 | 21.9976 | 22.0919 |  | 16.8095 | 16.8259 | 16.8428 | 16.8606 | 16.8857 | 16.9136 | 16.9439 | 16.9759 | 17.0104 | 17.0465 | 17.0779 | 17.1156 | 17.147 | 17.1786 | 17.2163 | 17.2594 | 17.3086 | 17.3641 | 17.4247 | 17.4912 | 17.5632 | 17.6385 | 17.6907 | 17.7514 | 17.8003 | 17.8199 | 17.8094 | 17.8164 | 17.8044 | 17.8446 | 17.9013 | 17.9354 |  | 16.8061 | 16.8269 | 16.8506 | 16.8775 | 16.9287 | 16.9873 | 17.0526 | 17.1249 | 17.2033 | 17.2867 | 17.3707 | 17.4668 | 17.5676 | 17.6594 | 17.7666 | 17.869 | 17.9904 | 18.1028 | 18.2223 | 18.3493 | 18.4825 | 18.6187 | 18.7305 | 18.8481 | 18.94 | 18.929 | 19.0237 | 19.1557 | 19.2449 | 19.3638 | 19.4858 | 19.5652 |  | 16.8061 | 16.8298 | 16.8635 | 16.9079 | 16.999 | 17.1142 | 17.2526 | 17.4183 | 17.6096 | 17.8184 | 18.0405 | 18.2916 | 18.5518 | 18.8046 | 19.072 | 19.3253 | 19.601 | 19.8587 | 20.1258 | 20.3945 | 20.6522 | 20.904 | 21.1092 | 21.3055 | 21.4648 | 21.5108 | 21.6536 | 21.8239 | 21.9439 | 22.0872 | 22.2273 | 22.3157 |  | 16.8063 | 16.8266 | 16.8499 | 16.8761 | 16.9561 | 17.0452 | 17.1413 | 17.2458 | 17.3565 | 17.4725 | 17.5882 | 17.7163 | 17.8493 | 17.9754 | 18.1118 | 18.2342 | 18.3797 | 18.5235 | 18.6745 | 18.8131 | 18.8589 | 19.014 | 19.1406 | 19.2765 | 19.4062 | 19.5113 | 19.6289 | 19.7656 | 19.8553 | 19.9704 | 20.0867 | 20.1611
Askerton Castle |  | 0.11066 | 0.11224 | 0.11439 | 0.11714 | 0.12259 | 0.12919 | 0.13693 | 0.14589 | 0.156 | 0.16686 | 0.1782 | 0.19091 | 0.20394 | 0.21623 | 0.22937 | 0.24213 | 0.25618 | 0.26898 | 0.28195 | 0.2951 | 0.30833 | 0.32149 | 0.3333 | 0.34556 | 0.35732 | 0.36847 | 0.37844 | 0.38953 | 0.39784 | 0.40713 | 0.41598 | 0.42201 |  | 0.11077 | 0.11162 | 0.11253 | 0.11352 | 0.11519 | 0.11705 | 0.11904 | 0.12112 | 0.12328 | 0.1255 | 0.12734 | 0.12952 | 0.13105 | 0.13239 | 0.134 | 0.13605 | 0.13853 | 0.14158 | 0.14492 | 0.14864 | 0.1527 | 0.15703 | 0.16029 | 0.16421 | 0.16809 | 0.17182 | 0.17481 | 0.17933 | 0.18146 | 0.18488 | 0.18822 | 0.1904 |  | 0.11066 | 0.11207 | 0.11366 | 0.11542 | 0.11937 | 0.12373 | 0.12847 | 0.13355 | 0.13888 | 0.14442 | 0.14981 | 0.15583 | 0.16195 | 0.16725 | 0.17341 | 0.17922 | 0.18642 | 0.19256 | 0.19912 | 0.20618 | 0.21368 | 0.22153 | 0.22846 | 0.23622 | 0.24386 | 0.25125 | 0.25781 | 0.2658 | 0.27131 | 0.27803 | 0.28458 | 0.28905 |  | 0.11066 | 0.11224 | 0.11439 | 0.11714 | 0.12356 | 0.13129 | 0.14018 | 0.1504 | 0.16175 | 0.17391 | 0.18646 | 0.2004 | 0.21463 | 0.22815 | 0.2425 | 0.25587 | 0.27101 | 0.28462 | 0.29906 | 0.31385 | 0.32811 | 0.34241 | 0.35446 | 0.36659 | 0.37809 | 0.38888 | 0.39847 | 0.40905 | 0.41684 | 0.42556 | 0.43387 | 0.43947 |  | 0.11067 | 0.11207 | 0.11364 | 0.11538 | 0.12194 | 0.12906 | 0.13658 | 0.14454 | 0.15276 | 0.16122 | 0.16945 | 0.17835 | 0.18731 | 0.1955 | 0.20453 | 0.21259 | 0.22254 | 0.23271 | 0.24397 | 0.25589 | 0.26765 | 0.27987 | 0.28703 | 0.29466 | 0.30204 | 0.30908 | 0.31525 | 0.32272 | 0.32771 | 0.33387 | 0.33988 | 0.34391
Aspatria |  | 4.9092 | 4.9271 | 4.9519 | 4.9842 | 5.0381 | 5.1068 | 5.1903 | 5.2905 | 5.4069 | 5.5341 | 5.6702 | 5.8246 | 5.9855 | 6.1389 | 6.3029 | 6.4627 | 6.6333 | 6.7957 | 6.9581 | 7.1194 | 7.2766 | 7.4241 | 7.5359 | 7.6144 | 7.5959 | 7.3235 | 7.1173 | 6.955 | 6.861 | 6.8797 | 6.948 | 6.9951 |  | 4.9099 | 4.9182 | 4.9276 | 4.9378 | 4.9529 | 4.9704 | 4.9894 | 5.0101 | 5.0325 | 5.0562 | 5.0772 | 5.1026 | 5.1255 | 5.1485 | 5.1754 | 5.2062 | 5.2411 | 5.2803 | 5.3228 | 5.3688 | 5.4173 | 5.4648 | 5.488 | 5.494 | 5.4391 | 5.2691 | 4.9753 | 4.6971 | 4.5063 | 4.4455 | 4.4464 | 4.4544 |  | 4.9092 | 4.925 | 4.943 | 4.963 | 4.9982 | 5.0384 | 5.0832 | 5.1328 | 5.1863 | 5.243 | 5.3001 | 5.3652 | 5.4336 | 5.4938 | 5.5647 | 5.632 | 5.7118 | 5.7863 | 5.8647 | 5.9465 | 6.0298 | 6.1094 | 6.1597 | 6.1826 | 6.114 | 5.797 | 5.551 | 5.3539 | 5.2293 | 5.221 | 5.2661 | 5.2983 |  | 4.9092 | 4.9271 | 4.9519 | 4.9842 | 5.0465 | 5.1249 | 5.2183 | 5.3294 | 5.4567 | 5.5951 | 5.7417 | 5.9068 | 6.078 | 6.2421 | 6.4166 | 6.5815 | 6.7615 | 6.9305 | 7.1055 | 7.2808 | 7.4466 | 7.6037 | 7.7176 | 7.7949 | 7.7741 | 7.4986 | 7.2889 | 7.122 | 7.0234 | 7.0371 | 7.1005 | 7.1437 |  | 4.9092 | 4.925 | 4.9428 | 4.9627 | 5.0161 | 5.0758 | 5.1404 | 5.2105 | 5.2847 | 5.3624 | 5.4397 | 5.5253 | 5.6139 | 5.6973 | 5.7836 | 5.859 | 5.9476 | 6.0204 | 6.0839 | 6.1134 | 5.99 | 6.0203 | 6.0456 | 6.0352 | 5.9162 | 5.3658 | 5.3069 | 5.4009 | 5.4633 | 5.5419 | 5.6198 | 5.6711
Atherton Town Centre |  | 1.7318 | 1.775 | 1.836 | 1.9167 | 2.0464 | 2.2165 | 2.4285 | 2.6897 | 2.9997 | 3.3423 | 3.7233 | 4.1521 | 4.6012 | 5.0616 | 5.5352 | 6.0141 | 6.501 | 6.9701 | 7.4411 | 7.9114 | 8.3781 | 8.8349 | 9.2305 | 9.6319 | 10.0148 | 10.3678 | 10.6956 | 11.0336 | 11.2711 | 11.5464 | 11.8125 | 11.9805 |  | 1.7318 | 1.7492 | 1.7698 | 1.793 | 1.8261 | 1.865 | 1.9085 | 1.9572 | 2.0116 | 2.0704 | 2.1328 | 2.2016 | 2.2671 | 2.3386 | 2.4178 | 2.505 | 2.6008 | 2.7057 | 2.8198 | 2.9437 | 3.0777 | 3.2187 | 3.3206 | 3.4494 | 3.5817 | 3.7049 | 3.8226 | 3.9697 | 4.034 | 4.1503 | 4.2735 | 4.3462 |  | 1.7318 | 1.7695 | 1.8126 | 1.861 | 1.9404 | 2.0324 | 2.1362 | 2.2534 | 2.3828 | 2.5217 | 2.6729 | 2.8407 | 3.0194 | 3.2075 | 3.4097 | 3.62 | 3.8439 | 4.0598 | 4.2903 | 4.5353 | 4.7944 | 5.0636 | 5.2924 | 5.5457 | 5.7993 | 6.0404 | 6.2726 | 6.5306 | 6.7023 | 6.9232 | 7.1474 | 7.2919 |  | 1.7318 | 1.775 | 1.836 | 1.9167 | 2.0502 | 2.2243 | 2.4405 | 2.7062 | 3.0206 | 3.3678 | 3.7531 | 4.1863 | 4.6397 | 5.1045 | 5.5825 | 6.0641 | 6.555 | 7.0284 | 7.5054 | 7.9822 | 8.4537 | 8.9157 | 9.3119 | 9.713 | 10.0952 | 10.4472 | 10.774 | 11.1107 | 11.3468 | 11.6206 | 11.8853 | 12.0521 |  | 1.7313 | 1.7673 | 1.8087 | 1.8556 | 1.9584 | 2.0743 | 2.202 | 2.3436 | 2.4971 | 2.6604 | 2.8359 | 3.0282 | 3.2325 | 3.4463 | 3.6742 | 3.9085 | 4.1579 | 4.4196 | 4.6977 | 4.9907 | 5.2963 | 5.6123 | 5.8416 | 6.0945 | 6.3474 | 6.5876 | 6.8187 | 7.0753 | 7.2456 | 7.465 | 7.6877 | 7.831
Athletic St |  | 1.6093 | 1.6278 | 1.6537 | 1.6877 | 1.7418 | 1.8122 | 1.8997 | 2.0068 | 2.1334 | 2.2731 | 2.4271 | 2.6008 | 2.7824 | 2.9667 | 3.1577 | 3.3495 | 3.5464 | 3.7366 | 3.9277 | 4.1188 | 4.3087 | 4.4949 | 4.657 | 4.8219 | 4.9794 | 5.1251 | 5.2598 | 5.4002 | 5.5 | 5.6148 | 5.7256 | 5.7965 |  | 1.6096 | 1.618 | 1.6276 | 1.6383 | 1.653 | 1.6701 | 1.6892 | 1.7102 | 1.7336 | 1.7587 | 1.7842 | 1.8128 | 1.8397 | 1.8686 | 1.901 | 1.9368 | 1.9763 | 2.0195 | 2.0665 | 2.1176 | 2.1728 | 2.2309 | 2.2731 | 2.326 | 2.38 | 2.4306 | 2.4777 | 2.5382 | 2.565 | 2.6125 | 2.6623 | 2.6921 |  | 1.6093 | 1.6256 | 1.6441 | 1.6648 | 1.6982 | 1.7369 | 1.7805 | 1.8295 | 1.8834 | 1.9411 | 2.0029 | 2.0719 | 2.1451 | 2.2202 | 2.3023 | 2.3862 | 2.4775 | 2.5658 | 2.6599 | 2.76 | 2.8659 | 2.9759 | 3.0697 | 3.1739 | 3.2778 | 3.377 | 3.4713 | 3.5775 | 3.6486 | 3.7393 | 3.8308 | 3.8903 |  | 1.6093 | 1.6278 | 1.6537 | 1.6877 | 1.7448 | 1.8188 | 1.9098 | 2.0208 | 2.1513 | 2.2949 | 2.4527 | 2.6302 | 2.8155 | 3.0037 | 3.1984 | 3.3921 | 3.5925 | 3.7854 | 3.9813 | 4.1776 | 4.3709 | 4.5609 | 4.7236 | 4.8882 | 5.0449 | 5.1897 | 5.3232 | 5.4621 | 5.5604 | 5.6736 | 5.7829 | 5.8525 |  | 1.609 | 1.6244 | 1.642 | 1.6619 | 1.7061 | 1.7559 | 1.8106 | 1.8712 | 1.9366 | 2.0059 | 2.0792 | 2.1598 | 2.2451 | 2.3326 | 2.4268 | 2.5212 | 2.6243 | 2.7319 | 2.8472 | 2.969 | 3.0948 | 3.2251 | 3.3196 | 3.4233 | 3.5265 | 3.6246 | 3.7178 | 3.8226 | 3.8921 | 3.9812 | 4.0711 | 4.1293
Avenham |  | 0.53532 | 0.54799 | 0.56487 | 0.58617 | 0.63708 | 0.69621 | 0.76323 | 0.83916 | 0.92343 | 1.0133 | 1.1097 | 1.2142 | 1.3224 | 1.4323 | 1.5451 | 1.6593 | 1.776 | 1.8708 | 1.9669 | 2.0638 | 2.1612 | 2.258 | 2.3438 | 2.431 | 2.5137 | 2.5909 | 2.6566 | 2.7327 | 2.7912 | 2.8585 | 2.9235 | 2.9688 |  | 0.53531 | 0.54048 | 0.54648 | 0.55314 | 0.56765 | 0.58367 | 0.6008 | 0.61919 | 0.63882 | 0.65942 | 0.68078 | 0.70354 | 0.72009 | 0.73766 | 0.75673 | 0.77774 | 0.8007 | 0.82592 | 0.85306 | 0.88227 | 0.91353 | 0.94635 | 0.97086 | 0.99947 | 1.0267 | 1.0515 | 1.0678 | 1.0971 | 1.1105 | 1.1343 | 1.1576 | 1.1736 |  | 0.53532 | 0.54672 | 0.55937 | 0.57328 | 0.61307 | 0.65581 | 0.70114 | 0.74925 | 0.79964 | 0.85182 | 0.90629 | 0.96398 | 1.0236 | 1.0845 | 1.1482 | 1.2134 | 1.2817 | 1.3293 | 1.3797 | 1.433 | 1.489 | 1.5472 | 1.597 | 1.6506 | 1.7022 | 1.7506 | 1.7896 | 1.8411 | 1.8768 | 1.9229 | 1.9683 | 1.9999 |  | 0.53532 | 0.54799 | 0.56487 | 0.58617 | 0.63925 | 0.70067 | 0.76999 | 0.84831 | 0.93497 | 1.0272 | 1.126 | 1.2329 | 1.3434 | 1.4557 | 1.5708 | 1.6869 | 1.8059 | 1.904 | 2.0039 | 2.1048 | 2.2056 | 2.306 | 2.3919 | 2.479 | 2.5615 | 2.6384 | 2.7038 | 2.7796 | 2.8376 | 2.9045 | 2.9691 | 3.0141 |  | 0.53525 | 0.54641 | 0.55886 | 0.57257 | 0.6367 | 0.7039 | 0.7737 | 0.84639 | 0.92133 | 0.99811 | 1.0771 | 1.1594 | 1.2438 | 1.3294 | 1.4178 | 1.5073 | 1.6002 | 1.6945 | 1.792 | 1.8925 | 1.9951 | 2.0997 | 2.1487 | 2.2009 | 2.25 | 2.2893 | 2.3311 | 2.388 | 2.4269 | 2.4744 | 2.5201 | 2.5519
Baguley |  | 2.1908 | 2.2136 | 4.2726 | 4.3168 | 4.386 | 4.4785 | 4.5952 | 4.7408 | 4.9151 | 5.1085 | 5.3251 | 5.5694 | 5.8262 | 6.0816 | 6.3473 | 6.6131 | 6.8768 | 7.1242 | 7.3601 | 7.5782 | 7.7727 | 7.937 | 8.0381 | 8.101 | 8.0686 | 7.8595 | 7.4724 | 7.1047 | 6.8748 | 6.8519 | 6.9255 | 6.972 |  | 2.1909 | 2.1994 | 4.2358 | 4.2477 | 4.2642 | 4.2839 | 4.3061 | 4.3314 | 4.3599 | 4.391 | 4.4248 | 4.4621 | 4.499 | 4.5327 | 4.5732 | 4.6153 | 4.6578 | 4.6986 | 4.7349 | 4.7633 | 4.7807 | 4.7831 | 4.7414 | 4.6831 | 4.5607 | 4.3078 | 3.9233 | 3.5663 | 3.3166 | 3.2433 | 3.2549 | 3.2717 |  | 2.1908 | 2.2105 | 4.2593 | 4.2852 | 4.3257 | 4.3732 | 4.4276 | 4.4897 | 4.5588 | 4.6336 | 4.716 | 4.8079 | 4.9066 | 5.003 | 5.1102 | 5.2193 | 5.3297 | 5.4298 | 5.5258 | 5.6134 | 5.6879 | 5.7442 | 5.7498 | 5.7283 | 5.6229 | 5.3513 | 4.9114 | 4.5003 | 4.2355 | 4.1845 | 4.2376 | 4.2734 |  | 2.1908 | 2.2136 | 4.2726 | 4.3168 | 4.387 | 4.4805 | 4.5982 | 4.7449 | 4.9203 | 5.1148 | 5.3324 | 5.5778 | 5.8356 | 6.0921 | 6.3589 | 6.6255 | 6.8902 | 7.139 | 7.3766 | 7.5965 | 7.7925 | 7.9584 | 8.0595 | 8.1223 | 8.0899 | 7.8806 | 7.4934 | 7.1255 | 6.8954 | 6.8722 | 6.9456 | 6.992 |  | 2.1908 | 2.2103 | 4.2589 | 4.2846 | 4.3352 | 4.393 | 4.4575 | 4.5298 | 4.6092 | 4.6942 | 4.7869 | 4.889 | 4.9982 | 5.103 | 5.2193 | 5.3366 | 5.4539 | 5.5492 | 5.6279 | 5.6861 | 5.7152 | 5.7064 | 5.6024 | 5.437 | 5.0974 | 4.0182 | 3.8417 | 3.9448 | 4.0131 | 4.1208 | 4.2381 | 4.302
Bamber Bridge |  | 1.0818 | 1.1084 | 1.1454 | 1.1938 | 1.2715 | 1.372 | 1.4955 | 1.646 | 1.8228 | 2.0172 | 2.2322 | 2.4731 | 2.7254 | 2.9833 | 3.2491 | 3.5176 | 3.7917 | 4.055 | 4.3199 | 4.5852 | 4.8492 | 5.1087 | 5.3349 | 5.565 | 5.785 | 5.9898 | 6.1775 | 6.3767 | 6.5198 | 6.6837 | 6.8413 | 6.9438 |  | 1.0818 | 1.0925 | 1.105 | 1.1191 | 1.1393 | 1.163 | 1.1893 | 1.2187 | 1.2514 | 1.2866 | 1.3236 | 1.3646 | 1.4036 | 1.4459 | 1.4927 | 1.5441 | 1.6005 | 1.6622 | 1.7291 | 1.8015 | 1.8796 | 1.9618 | 2.0218 | 2.0962 | 2.1718 | 2.2429 | 2.3069 | 2.3923 | 2.4307 | 2.4971 | 2.5655 | 2.6074 |  | 1.0818 | 1.1052 | 1.1317 | 1.1614 | 1.2103 | 1.2664 | 1.3294 | 1.4 | 1.4772 | 1.5598 | 1.6489 | 1.7475 | 1.8522 | 1.9614 | 2.0789 | 2.2004 | 2.3301 | 2.4541 | 2.5861 | 2.7262 | 2.8742 | 3.0279 | 3.159 | 3.3035 | 3.4474 | 3.5852 | 3.7142 | 3.8627 | 3.9624 | 4.0887 | 4.2151 | 4.2983 |  | 1.0818 | 1.1084 | 1.1454 | 1.1938 | 1.2743 | 1.3777 | 1.5043 | 1.6581 | 1.8383 | 2.0361 | 2.2543 | 2.4986 | 2.7541 | 3.0152 | 3.2842 | 3.5547 | 3.8318 | 4.098 | 4.3673 | 4.6373 | 4.9047 | 5.1679 | 5.3947 | 5.6245 | 5.8439 | 6.0479 | 6.2348 | 6.4329 | 6.5749 | 6.7376 | 6.8941 | 6.9956 |  | 1.0816 | 1.1045 | 1.1305 | 1.1597 | 1.2241 | 1.2961 | 1.3749 | 1.4616 | 1.5549 | 1.6537 | 1.7588 | 1.8735 | 1.9948 | 2.1206 | 2.2545 | 2.3913 | 2.5373 | 2.6901 | 2.8524 | 3.0232 | 3.2005 | 3.3838 | 3.5154 | 3.6596 | 3.803 | 3.94 | 4.0682 | 4.2155 | 4.3141 | 4.4392 | 4.5645 | 4.6467
Barbara St |  | 0.69548 | 0.71333 | 0.73788 | 0.76981 | 0.82366 | 0.89233 | 0.97619 | 1.0777 | 1.1966 | 1.3271 | 1.4711 | 1.6322 | 1.8002 | 1.9723 | 2.1494 | 2.3284 | 2.5107 | 2.6829 | 2.8561 | 3.0294 | 3.2018 | 3.3711 | 3.5186 | 3.6684 | 3.8115 | 3.9446 | 4.0668 | 4.1959 | 4.2883 | 4.3944 | 4.4965 | 4.5625 |  | 0.69553 | 0.70339 | 0.71246 | 0.72265 | 0.73763 | 0.75488 | 0.774 | 0.79509 | 0.8184 | 0.84331 | 0.86937 | 0.89785 | 0.92332 | 0.95103 | 0.98163 | 1.0152 | 1.052 | 1.0921 | 1.1355 | 1.1826 | 1.2334 | 1.2868 | 1.3257 | 1.3742 | 1.4234 | 1.4697 | 1.5118 | 1.5672 | 1.5921 | 1.6354 | 1.6802 | 1.7075 |  | 0.69548 | 0.71126 | 0.72899 | 0.74876 | 0.78379 | 0.82358 | 0.86785 | 0.917 | 0.9706 | 1.0277 | 1.0891 | 1.1566 | 1.2278 | 1.3022 | 1.3819 | 1.4643 | 1.5519 | 1.6327 | 1.7188 | 1.8102 | 1.9067 | 2.0069 | 2.0922 | 2.1864 | 2.2802 | 2.3699 | 2.4543 | 2.5509 | 2.6157 | 2.6979 | 2.7805 | 2.8346 |  | 0.69548 | 0.71333 | 0.73788 | 0.76982 | 0.82537 | 0.89591 | 0.98167 | 1.0852 | 1.2061 | 1.3386 | 1.4846 | 1.6477 | 1.8177 | 1.9918 | 2.1708 | 2.3511 | 2.5353 | 2.7096 | 2.8856 | 3.0619 | 3.2367 | 3.4085 | 3.5561 | 3.7058 | 3.8486 | 3.9813 | 4.1031 | 4.2317 | 4.3235 | 4.4289 | 4.5304 | 4.596 |  | 0.69515 | 0.70979 | 0.72651 | 0.74529 | 0.79241 | 0.84446 | 0.90094 | 0.96255 | 1.0285 | 1.0981 | 1.172 | 1.2521 | 1.3366 | 1.4243 | 1.5173 | 1.6125 | 1.7133 | 1.8183 | 1.9293 | 2.0459 | 2.1669 | 2.2917 | 2.3773 | 2.4712 | 2.5648 | 2.6541 | 2.7381 | 2.834 | 2.8982 | 2.9798 | 3.0617 | 3.1154
Barrow |  | 1.4673 | 1.4819 | 1.5018 | 1.5273 | 1.5708 | 1.6259 | 1.6931 | 1.774 | 1.8686 | 1.9722 | 2.0854 | 2.2126 | 2.3447 | 2.4778 | 2.6162 | 2.7545 | 2.8974 | 3.0323 | 3.1679 | 3.3037 | 3.4388 | 3.5715 | 3.6873 | 3.8055 | 3.9184 | 4.0233 | 4.1197 | 4.2212 | 4.2939 | 4.3772 | 4.4574 | 4.5092 |  | 1.4677 | 1.4757 | 1.4843 | 1.4938 | 1.5072 | 1.5223 | 1.5389 | 1.5568 | 1.5764 | 1.5971 | 1.6175 | 1.6402 | 1.6593 | 1.6798 | 1.7029 | 1.7285 | 1.7568 | 1.7878 | 1.8216 | 1.8583 | 1.8979 | 1.9396 | 1.97 | 2.0079 | 2.0465 | 2.0827 | 2.1158 | 2.1593 | 2.1786 | 2.2126 | 2.2478 | 2.2691 |  | 1.4673 | 1.4803 | 1.4948 | 1.5108 | 1.5396 | 1.5721 | 1.6082 | 1.648 | 1.6913 | 1.7372 | 1.7855 | 1.8391 | 1.8949 | 1.9512 | 2.013 | 2.0754 | 2.144 | 2.207 | 2.2741 | 2.3456 | 2.4211 | 2.4996 | 2.5668 | 2.6414 | 2.7158 | 2.7868 | 2.8538 | 2.9301 | 2.9813 | 3.0463 | 3.1115 | 3.1542 |  | 1.4673 | 1.4819 | 1.5018 | 1.5273 | 1.574 | 1.6327 | 1.7036 | 1.7885 | 1.8871 | 1.9949 | 2.112 | 2.2431 | 2.379 | 2.5161 | 2.6584 | 2.7988 | 2.9452 | 3.083 | 3.2236 | 3.3648 | 3.5035 | 3.6401 | 3.7566 | 3.8744 | 3.9866 | 4.0904 | 4.1857 | 4.2857 | 4.3568 | 4.4384 | 4.5171 | 4.5676 |  | 1.4668 | 1.4782 | 1.4912 | 1.5058 | 1.5455 | 1.5895 | 1.637 | 1.6887 | 1.7439 | 1.8018 | 1.862 | 1.9277 | 1.9966 | 2.0662 | 2.1411 | 2.2148 | 2.2961 | 2.3801 | 2.4702 | 2.565 | 2.6622 | 2.7626 | 2.8305 | 2.9047 | 2.9783 | 3.0482 | 3.114 | 3.1887 | 3.2384 | 3.3017 | 3.3653 | 3.4066
Barton Dock Rd |  | 0.14803 | 0.15176 | 0.51277 | 0.51915 | 0.53421 | 0.55186 | 0.57208 | 0.59521 | 0.62113 | 0.64891 | 0.67889 | 0.7116 | 0.74548 | 0.78005 | 0.8155 | 0.85137 | 0.8879 | 0.91801 | 0.94842 | 0.97901 | 1.0096 | 1.04 | 1.0667 | 1.094 | 1.1201 | 1.1449 | 1.1671 | 1.1919 | 1.2104 | 1.2311 | 1.2509 | 1.2644 |  | 0.14803 | 0.14961 | 0.15147 | 0.15356 | 0.15793 | 0.16277 | 0.16797 | 0.17356 | 0.17957 | 0.18588 | 0.19243 | 0.19942 | 0.2045 | 0.20997 | 0.21594 | 0.22246 | 0.22955 | 0.23726 | 0.24556 | 0.2545 | 0.26408 | 0.27414 | 0.28162 | 0.2906 | 0.29952 | 0.30807 | 0.31493 | 0.3253 | 0.33019 | 0.33804 | 0.3457 | 0.35071 |  | 0.14803 | 0.15137 | 0.5111 | 0.5152 | 0.52682 | 0.53933 | 0.55266 | 0.56686 | 0.58183 | 0.59738 | 0.61369 | 0.63104 | 0.64902 | 0.66755 | 0.68695 | 0.70685 | 0.72762 | 0.74242 | 0.75812 | 0.77472 | 0.79221 | 0.81036 | 0.82588 | 0.84282 | 0.85955 | 0.87575 | 0.89012 | 0.90782 | 0.91989 | 0.93478 | 0.94931 | 0.95924 |  | 0.14803 | 0.15176 | 0.51277 | 0.51915 | 0.5348 | 0.55308 | 0.57392 | 0.59769 | 0.62426 | 0.6527 | 0.68331 | 0.71667 | 0.75119 | 0.78639 | 0.82248 | 0.85887 | 0.89602 | 0.92705 | 0.95852 | 0.9902 | 1.0218 | 1.0531 | 1.0799 | 1.1071 | 1.1333 | 1.158 | 1.1801 | 1.2048 | 1.2232 | 1.2438 | 1.2635 | 1.2769 |  | 0.148 | 0.1512 | 0.5108 | 0.51478 | 0.53333 | 0.5528 | 0.57308 | 0.59427 | 0.61621 | 0.63875 | 0.66205 | 0.6864 | 0.71149 | 0.73712 | 0.76362 | 0.79051 | 0.81838 | 0.84671 | 0.87608 | 0.90638 | 0.93744 | 0.96919 | 0.98476 | 1.0017 | 1.0183 | 1.0345 | 1.0488 | 1.0664 | 1.0783 | 1.0931 | 1.1075 | 1.1174
Bedford |  | 4.3336 | 4.3638 | 4.406 | 4.4614 | 4.5572 | 4.6796 | 4.8296 | 5.0116 | 5.2252 | 5.46 | 5.7194 | 6.0099 | 6.3135 | 6.6237 | 6.9431 | 7.2656 | 7.5944 | 7.904 | 8.215 | 8.5255 | 8.8326 | 9.13 | 9.3775 | 9.6034 | 9.7567 | 9.7796 | 9.6682 | 9.5667 | 9.5151 | 9.5996 | 9.738 | 9.8278 |  | 4.3338 | 4.3467 | 4.3616 | 4.3783 | 4.4038 | 4.4332 | 4.4657 | 4.5017 | 4.5415 | 4.5841 | 4.6287 | 4.6778 | 4.722 | 4.7701 | 4.8233 | 4.882 | 4.9464 | 5.017 | 5.0936 | 5.1763 | 5.2646 | 5.3546 | 5.4108 | 5.4639 | 5.471 | 5.3847 | 5.2009 | 5.0391 | 4.914 | 4.9106 | 4.9584 | 4.9942 |  | 4.3336 | 4.3601 | 4.3903 | 4.424 | 4.4862 | 4.5568 | 4.6354 | 4.7228 | 4.8181 | 4.9197 | 5.029 | 5.1494 | 5.2767 | 5.4094 | 5.5517 | 5.6989 | 5.8559 | 5.9997 | 6.153 | 6.3153 | 6.4857 | 6.6589 | 6.7954 | 6.9221 | 6.988 | 6.9348 | 6.7574 | 6.5998 | 6.5012 | 6.5459 | 6.6523 | 6.7233 |  | 4.3336 | 4.3638 | 4.406 | 4.4614 | 4.5607 | 4.687 | 4.8409 | 5.0271 | 5.245 | 5.4841 | 5.7475 | 6.0422 | 6.3498 | 6.6642 | 6.9877 | 7.3129 | 7.6455 | 7.9592 | 8.276 | 8.5926 | 8.9044 | 9.2067 | 9.4549 | 9.6804 | 9.833 | 9.8552 | 9.7428 | 9.64 | 9.5872 | 9.6703 | 9.8074 | 9.8962 |  | 4.3332 | 4.3584 | 4.3873 | 4.4199 | 4.5058 | 4.6005 | 4.7032 | 4.815 | 4.9348 | 5.0609 | 5.1946 | 5.3396 | 5.4923 | 5.6505 | 5.8183 | 5.9895 | 6.1716 | 6.3492 | 6.5314 | 6.7181 | 6.9041 | 7.0835 | 7.1664 | 7.2169 | 7.1478 | 6.5944 | 6.5902 | 6.7615 | 6.8755 | 7.0214 | 7.1686 | 7.2641
Belgrave |  | 0.57821 | 0.59285 | 7.9132 | 7.9397 | 7.9821 | 8.0371 | 8.1051 | 8.188 | 8.2859 | 8.3936 | 8.5128 | 8.6467 | 8.7867 | 8.8647 | 8.9713 | 9.0531 | 9.0984 | 9.0773 | 8.9687 | 8.7433 | 8.3798 | 7.8837 | 7.2871 | 6.6926 | 6.1742 | 5.7763 | 5.5074 | 5.3613 | 5.2709 | 5.2534 | 5.2728 | 5.2864 |  | 0.57819 | 0.58434 | 7.8915 | 7.8996 | 7.911 | 7.9243 | 7.9392 | 7.9557 | 7.974 | 7.9937 | 8.0143 | 8.0371 | 8.0583 | 8.0303 | 8.023 | 7.9979 | 7.944 | 7.8448 | 7.6792 | 7.4232 | 7.0615 | 6.5991 | 6.0588 | 5.5273 | 5.0616 | 4.6963 | 4.4366 | 4.2804 | 4.1684 | 4.1203 | 4.1058 | 4.096 |  | 0.57821 | 0.59111 | 7.9057 | 7.922 | 7.9485 | 7.979 | 8.0134 | 8.0518 | 8.0941 | 8.1392 | 8.188 | 8.2421 | 8.2993 | 8.2941 | 8.3176 | 8.317 | 8.2816 | 8.1827 | 7.9999 | 7.7048 | 7.2769 | 6.7222 | 6.0731 | 5.4317 | 4.8718 | 4.4375 | 4.1371 | 3.964 | 3.8508 | 3.8139 | 3.8175 | 3.8217 |  | 0.57821 | 0.59286 | 7.9132 | 7.9397 | 7.9837 | 8.0404 | 8.1101 | 8.195 | 8.2947 | 8.4044 | 8.5255 | 8.6612 | 8.803 | 8.8829 | 8.9914 | 9.0742 | 9.1212 | 9.1018 | 8.9956 | 8.7729 | 8.4113 | 7.9173 | 7.321 | 6.7264 | 6.2076 | 5.8093 | 5.5399 | 5.3931 | 5.3021 | 5.2839 | 5.3026 | 5.3157 |  | 0.57799 | 0.59013 | 7.904 | 7.9196 | 7.9541 | 7.9928 | 8.0352 | 8.082 | 8.1325 | 8.1861 | 8.2432 | 8.3056 | 8.3718 | 8.3601 | 8.3824 | 8.3746 | 8.3224 | 8.198 | 7.9708 | 7.6031 | 7.069 | 6.3768 | 5.555 | 4.7403 | 4.0268 | 3.4709 | 3.081 | 2.8459 | 2.6918 | 2.6287 | 2.6155 | 2.5293
Benchill |  | 0.24996 | 0.25596 | 0.26466 | 0.27639 | 0.29415 | 0.31815 | 0.34865 | 0.38692 | 0.43288 | 0.484 | 0.54134 | 0.60615 | 0.67433 | 0.74456 | 0.81664 | 0.88971 | 0.96363 | 1.0361 | 1.1089 | 1.1813 | 1.2531 | 1.3232 | 1.3836 | 1.4448 | 1.5031 | 1.5564 | 1.6064 | 1.6571 | 1.6922 | 1.7331 | 1.7729 | 1.7975 |  | 0.24997 | 0.25222 | 0.25493 | 0.25802 | 0.26218 | 0.26717 | 0.27283 | 0.27931 | 0.28665 | 0.29467 | 0.30343 | 0.31311 | 0.32291 | 0.33374 | 0.3457 | 0.35885 | 0.37329 | 0.38907 | 0.40627 | 0.42497 | 0.44522 | 0.46652 | 0.48183 | 0.50137 | 0.52161 | 0.54035 | 0.55886 | 0.58113 | 0.5907 | 0.60849 | 0.62763 | 0.6387 |  | 0.24996 | 0.25513 | 0.26112 | 0.26795 | 0.27804 | 0.29004 | 0.30382 | 0.3197 | 0.33745 | 0.35671 | 0.37805 | 0.4019 | 0.42761 | 0.4551 | 0.4846 | 0.51559 | 0.54838 | 0.58133 | 0.61653 | 0.65398 | 0.69363 | 0.73481 | 0.76969 | 0.80837 | 0.8472 | 0.88399 | 0.92001 | 0.95923 | 0.98517 | 1.0189 | 1.0534 | 1.0753 |  | 0.24996 | 0.25596 | 0.26466 | 0.27639 | 0.29436 | 0.31858 | 0.34931 | 0.38782 | 0.43401 | 0.48537 | 0.54294 | 0.60799 | 0.6764 | 0.74686 | 0.81917 | 0.89241 | 0.96656 | 1.0394 | 1.1124 | 1.1853 | 1.2574 | 1.3278 | 1.3882 | 1.4494 | 1.5077 | 1.561 | 1.611 | 1.6616 | 1.6966 | 1.7375 | 1.7772 | 1.8018 |  | 0.24996 | 0.25509 | 0.26105 | 0.26783 | 0.28003 | 0.29415 | 0.31005 | 0.32805 | 0.34792 | 0.36931 | 0.39277 | 0.41875 | 0.44664 | 0.47632 | 0.508 | 0.54111 | 0.57607 | 0.61313 | 0.6525 | 0.69413 | 0.7379 | 0.78321 | 0.81811 | 0.85677 | 0.89558 | 0.93234 | 0.96832 | 1.0075 | 1.0334 | 1.067 | 1.1015 | 1.1234
Bentham |  | 4.4545 | 4.464 | 4.4772 | 4.4946 | 4.5251 | 4.564 | 4.6113 | 4.6683 | 4.7346 | 4.8072 | 4.8852 | 4.9736 | 5.0658 | 5.156 | 5.2514 | 5.345 | 5.4445 | 5.5388 | 5.6338 | 5.7291 | 5.8241 | 5.9176 | 5.9999 | 6.0846 | 6.1654 | 6.2407 | 6.3097 | 6.3827 | 6.4353 | 6.4954 | 6.5531 | 6.5906 |  | 4.4551 | 4.4598 | 4.465 | 4.4706 | 4.4793 | 4.4891 | 4.4999 | 4.5115 | 4.524 | 4.5373 | 4.5491 | 4.5634 | 4.5758 | 4.5883 | 4.603 | 4.6198 | 4.6388 | 4.6604 | 4.6839 | 4.7096 | 4.7375 | 4.7671 | 4.7887 | 4.8155 | 4.8428 | 4.8684 | 4.8916 | 4.9223 | 4.9362 | 4.9601 | 4.9848 | 4.9999 |  | 4.4545 | 4.4628 | 4.4723 | 4.4829 | 4.503 | 4.526 | 4.5514 | 4.5795 | 4.6099 | 4.6421 | 4.6747 | 4.7117 | 4.7506 | 4.7872 | 4.829 | 4.8695 | 4.917 | 4.961 | 5.008 | 5.0581 | 5.1113 | 5.1666 | 5.2146 | 5.2684 | 5.3218 | 5.3729 | 5.4208 | 5.4755 | 5.5125 | 5.559 | 5.6056 | 5.6362 |  | 4.4545 | 4.464 | 4.4772 | 4.4946 | 4.5297 | 4.5737 | 4.6264 | 4.6891 | 4.7613 | 4.8399 | 4.9235 | 5.0177 | 5.1154 | 5.2113 | 5.3124 | 5.4087 | 5.5133 | 5.6113 | 5.713 | 5.8159 | 5.9157 | 6.0144 | 6.0978 | 6.1818 | 6.2614 | 6.335 | 6.4022 | 6.4728 | 6.523 | 6.5804 | 6.6356 | 6.671 |  | 4.4546 | 4.4628 | 4.4722 | 4.4827 | 4.5139 | 4.5485 | 4.5857 | 4.6261 | 4.6688 | 4.7135 | 4.7582 | 4.8074 | 4.8585 | 4.9073 | 4.9614 | 5.0113 | 5.0704 | 5.1309 | 5.1975 | 5.2681 | 5.3388 | 5.4123 | 5.4613 | 5.5145 | 5.5667 | 5.6162 | 5.6622 | 5.7145 | 5.749 | 5.7929 | 5.8369 | 5.8654
Bispham |  | 1.2134 | 1.2326 | 1.2591 | 1.2938 | 1.3637 | 1.4499 | 1.5527 | 1.675 | 1.8164 | 1.9706 | 2.1396 | 2.3275 | 2.5233 | 2.7234 | 2.9291 | 3.1368 | 3.3482 | 3.5374 | 3.7277 | 3.9178 | 4.1065 | 4.2906 | 4.4475 | 4.5989 | 4.7242 | 4.8036 | 4.8348 | 4.8735 | 4.9082 | 4.9926 | 5.0915 | 5.156 |  | 1.2134 | 1.2212 | 1.2306 | 1.2413 | 1.2605 | 1.2823 | 1.3062 | 1.3322 | 1.3608 | 1.3911 | 1.4227 | 1.4571 | 1.4851 | 1.5156 | 1.5494 | 1.5863 | 1.6268 | 1.6708 | 1.7185 | 1.77 | 1.8252 | 1.8824 | 1.9212 | 1.964 | 1.9928 | 1.9909 | 1.9559 | 1.9355 | 1.9101 | 1.9324 | 1.9712 | 1.9972 |  | 1.2134 | 1.2303 | 1.2494 | 1.2707 | 1.3199 | 1.3743 | 1.4337 | 1.4984 | 1.5681 | 1.6416 | 1.7199 | 1.8049 | 1.8942 | 1.9869 | 2.0856 | 2.1872 | 2.2945 | 2.3832 | 2.4777 | 2.5778 | 2.6831 | 2.7913 | 2.8801 | 2.9704 | 3.0415 | 3.0733 | 3.063 | 3.0661 | 3.0704 | 3.1288 | 3.2064 | 3.2578 |  | 1.2134 | 1.2326 | 1.2591 | 1.2938 | 1.3664 | 1.4554 | 1.5611 | 1.6865 | 1.8309 | 1.9882 | 2.1603 | 2.3512 | 2.5499 | 2.753 | 2.9617 | 3.1716 | 3.3859 | 3.5787 | 3.7735 | 3.9685 | 4.1612 | 4.3494 | 4.5066 | 4.6579 | 4.7828 | 4.8617 | 4.8924 | 4.9304 | 4.9644 | 5.048 | 5.1463 | 5.2101 |  | 1.2132 | 1.2293 | 1.2476 | 1.2682 | 1.3421 | 1.4214 | 1.5056 | 1.5955 | 1.6901 | 1.7887 | 1.8921 | 2.0023 | 2.1173 | 2.2359 | 2.3603 | 2.4869 | 2.6198 | 2.7529 | 2.8906 | 3.0326 | 3.1768 | 3.321 | 3.3931 | 3.4595 | 3.4883 | 3.3638 | 3.4074 | 3.5128 | 3.5832 | 3.6728 | 3.7628 | 3.8216
Blackbull |  | 1.1872 | 1.2016 | 1.2221 | 1.2493 | 1.2942 | 1.3529 | 1.4255 | 1.5148 | 1.6204 | 1.7369 | 1.8656 | 2.0108 | 2.1629 | 2.3176 | 2.4776 | 2.6384 | 2.8031 | 2.9608 | 3.1191 | 3.2771 | 3.4333 | 3.5847 | 3.7116 | 3.83 | 3.9169 | 3.9473 | 3.9206 | 3.8977 | 3.8894 | 3.9403 | 4.0132 | 4.0598 |  | 1.1875 | 1.1936 | 1.2007 | 1.2088 | 1.2206 | 1.2344 | 1.2497 | 1.2667 | 1.2857 | 1.3061 | 1.3271 | 1.3506 | 1.3725 | 1.3962 | 1.4228 | 1.4521 | 1.4844 | 1.5198 | 1.5582 | 1.5998 | 1.6444 | 1.69 | 1.7193 | 1.7489 | 1.7598 | 1.731 | 1.6618 | 1.6028 | 1.5542 | 1.5597 | 1.5872 | 1.6065 |  | 1.1872 | 1.1997 | 1.2141 | 1.2304 | 1.2584 | 1.2907 | 1.3271 | 1.3679 | 1.4128 | 1.461 | 1.5127 | 1.5704 | 1.6318 | 1.6952 | 1.7642 | 1.835 | 1.9115 | 1.9842 | 2.0617 | 2.144 | 2.2304 | 2.3187 | 2.3893 | 2.4577 | 2.5008 | 2.4932 | 2.4339 | 2.3836 | 2.3527 | 2.3848 | 2.4429 | 2.4812 |  | 1.1872 | 1.2016 | 1.2221 | 1.2493 | 1.2966 | 1.3578 | 1.4332 | 1.5254 | 1.6339 | 1.7534 | 1.885 | 2.033 | 2.1879 | 2.3455 | 2.5083 | 2.6707 | 2.838 | 2.998 | 3.1599 | 3.3219 | 3.4808 | 3.6352 | 3.7626 | 3.8807 | 3.9671 | 3.9968 | 3.9692 | 3.9453 | 3.9359 | 3.9856 | 4.0574 | 4.1032 |  | 1.1872 | 1.1995 | 1.2137 | 1.2297 | 1.2679 | 1.3108 | 1.3577 | 1.4093 | 1.465 | 1.5241 | 1.5865 | 1.6549 | 1.7273 | 1.8018 | 1.8818 | 1.9623 | 2.0496 | 2.1355 | 2.225 | 2.3174 | 2.4098 | 2.5001 | 2.5486 | 2.5851 | 2.5716 | 2.355 | 2.3676 | 2.4539 | 2.5112 | 2.5848 | 2.6594 | 2.7074
Blackburn |  | 0.57077 | 0.58483 | 0.60429 | 0.62959 | 0.67423 | 0.73041 | 0.79822 | 0.87955 | 0.97402 | 1.0773 | 1.1907 | 1.3172 | 1.4492 | 1.5839 | 1.7227 | 1.8629 | 2.0061 | 2.1395 | 2.2738 | 2.4085 | 2.5427 | 2.6748 | 2.7903 | 2.9078 | 3.0202 | 3.1254 | 3.2212 | 3.324 | 3.3985 | 3.4835 | 3.565 | 3.6186 |  | 0.57166 | 0.57909 | 0.58718 | 0.59597 | 0.609 | 0.62371 | 0.63979 | 0.65731 | 0.67647 | 0.69682 | 0.71796 | 0.74101 | 0.76127 | 0.78315 | 0.80726 | 0.8338 | 0.86287 | 0.89468 | 0.92914 | 0.96643 | 1.0066 | 1.0488 | 1.0798 | 1.118 | 1.1565 | 1.193 | 1.225 | 1.2688 | 1.2888 | 1.3227 | 1.3572 | 1.3786 |  | 0.57077 | 0.58319 | 0.59725 | 0.61294 | 0.64282 | 0.6765 | 0.71366 | 0.75468 | 0.79907 | 0.84615 | 0.8965 | 0.95162 | 1.0097 | 1.07 | 1.1345 | 1.2009 | 1.2717 | 1.335 | 1.4024 | 1.4739 | 1.5495 | 1.6279 | 1.6948 | 1.7685 | 1.8417 | 1.912 | 1.9771 | 2.053 | 2.1042 | 2.1686 | 2.2328 | 2.2753 |  | 0.57077 | 0.58483 | 0.60429 | 0.62959 | 0.67592 | 0.73395 | 0.80365 | 0.88698 | 0.98345 | 1.0888 | 1.2042 | 1.3326 | 1.4665 | 1.6032 | 1.744 | 1.8855 | 2.0305 | 2.1659 | 2.303 | 2.4406 | 2.5771 | 2.7117 | 2.8274 | 2.9448 | 3.057 | 3.1617 | 3.2571 | 3.3594 | 3.4333 | 3.5176 | 3.5986 | 3.6517 |  | 0.57078 | 0.58291 | 0.59668 | 0.61208 | 0.65423 | 0.70034 | 0.74993 | 0.80352 | 0.86046 | 0.92012 | 0.983 | 1.0507 | 1.1216 | 1.1948 | 1.2721 | 1.3508 | 1.4342 | 1.5208 | 1.6123 | 1.708 | 1.8071 | 1.9092 | 1.9764 | 2.0499 | 2.1228 | 2.1927 | 2.2573 | 2.3326 | 2.3832 | 2.447 | 2.5106 | 2.5527
Blackburn Rd Clayton |  | 1.4526 | 1.4683 | 1.4896 | 1.5171 | 1.5624 | 1.6199 | 1.6899 | 1.7744 | 1.873 | 1.981 | 2.0996 | 2.2324 | 2.3707 | 2.5114 | 2.6569 | 2.8034 | 2.9535 | 3.0961 | 3.2397 | 3.3836 | 3.5269 | 3.668 | 3.7912 | 3.9168 | 4.0369 | 4.149 | 4.2514 | 4.3608 | 4.4399 | 4.5302 | 4.6169 | 4.6737 |  | 1.4525 | 1.4594 | 1.4673 | 1.4762 | 1.4889 | 1.5036 | 1.5198 | 1.5377 | 1.5574 | 1.5784 | 1.6 | 1.6238 | 1.6453 | 1.6684 | 1.6941 | 1.7223 | 1.7533 | 1.7871 | 1.8237 | 1.8634 | 1.9061 | 1.9511 | 1.984 | 2.0246 | 2.0658 | 2.1046 | 2.139 | 2.1856 | 2.2067 | 2.2429 | 2.2798 | 2.3027 |  | 1.4526 | 1.4665 | 1.4821 | 1.4994 | 1.5289 | 1.5624 | 1.5997 | 1.6409 | 1.6859 | 1.7337 | 1.7846 | 1.8408 | 1.8998 | 1.9606 | 2.0263 | 2.0937 | 2.1662 | 2.2337 | 2.3056 | 2.3819 | 2.4624 | 2.5461 | 2.6175 | 2.6964 | 2.7748 | 2.85 | 2.9198 | 3.0009 | 3.0556 | 3.1244 | 3.1931 | 3.2386 |  | 1.4526 | 1.4683 | 1.4896 | 1.5171 | 1.5645 | 1.6244 | 1.6968 | 1.7839 | 1.8851 | 1.9958 | 2.1169 | 2.2523 | 2.3931 | 2.5364 | 2.6844 | 2.8323 | 2.9848 | 3.1296 | 3.2766 | 3.4241 | 3.57 | 3.7138 | 3.8374 | 3.9627 | 4.0824 | 4.1939 | 4.2956 | 4.4041 | 4.4823 | 4.5715 | 4.6573 | 4.7133 |  | 1.4522 | 1.4649 | 1.4794 | 1.4957 | 1.5351 | 1.5788 | 1.6262 | 1.678 | 1.7334 | 1.7917 | 1.8531 | 1.9199 | 1.9903 | 2.0625 | 2.1395 | 2.2172 | 2.3008 | 2.3877 | 2.4801 | 2.5772 | 2.6775 | 2.7811 | 2.853 | 2.9316 | 3.0095 | 3.0841 | 3.1532 | 3.2334 | 3.2871 | 3.355 | 3.4227 | 3.4673
Blackfriars |  | 1.5417 | 1.554 | 1.5711 | 1.5935 | 1.6399 | 1.6967 | 1.764 | 1.8435 | 1.935 | 2.0344 | 2.1434 | 2.264 | 2.3899 | 2.5112 | 2.6377 | 2.7648 | 2.8922 | 3.0018 | 3.1093 | 3.2129 | 3.3099 | 3.3951 | 3.4478 | 3.4677 | 3.3967 | 2.9741 | 2.978 | 3.0698 | 3.1361 | 3.2118 | 3.2846 | 3.3322 |  | 1.5418 | 1.5465 | 1.5522 | 1.5585 | 1.5707 | 1.5846 | 1.5996 | 1.6161 | 1.6342 | 1.6534 | 1.6739 | 1.696 | 1.7143 | 1.7344 | 1.7563 | 1.7804 | 1.8066 | 1.8351 | 1.8658 | 1.8987 | 1.933 | 1.9666 | 1.9826 | 1.9864 | 1.9467 | 1.8245 | 1.6142 | 1.4143 | 1.2772 | 1.2333 | 1.234 | 1.2347 |  | 1.5417 | 1.5525 | 1.5648 | 1.5786 | 1.6117 | 1.6483 | 1.688 | 1.7311 | 1.7774 | 1.826 | 1.878 | 1.9341 | 1.9932 | 2.0472 | 2.1065 | 2.1669 | 2.2288 | 2.2751 | 2.3222 | 2.3689 | 2.413 | 2.4499 | 2.459 | 2.4395 | 2.3334 | 1.8798 | 1.8563 | 1.9242 | 1.9699 | 2.0277 | 2.0853 | 2.1234 |  | 1.5417 | 1.554 | 1.5711 | 1.5935 | 1.6413 | 1.6995 | 1.7682 | 1.8493 | 1.9422 | 2.0431 | 2.1535 | 2.2756 | 2.403 | 2.5258 | 2.6537 | 2.782 | 2.9108 | 3.0227 | 3.1327 | 3.2389 | 3.3382 | 3.4257 | 3.4785 | 3.4983 | 3.4272 | 3.0045 | 3.0083 | 3.0999 | 3.1661 | 3.2416 | 3.3142 | 3.3617 |  | 1.5417 | 1.5525 | 1.5647 | 1.5784 | 1.629 | 1.6831 | 1.7403 | 1.8011 | 1.8649 | 1.9311 | 2.0006 | 2.0743 | 2.1511 | 2.2288 | 2.2939 | 2.3549 | 2.4095 | 2.4493 | 2.4586 | 2.3853 | 1.9705 | 1.9412 | 2.0013 | 2.0672 | 2.1327 | 2.1955 | 2.2538 | 2.3216 | 2.3671 | 2.4246 | 2.4821 | 2.52
Blackley |  | 1.873 | 1.8904 | 1.9155 | 1.949 | 2.0021 | 2.0726 | 2.1612 | 2.2713 | 2.4027 | 2.5484 | 2.7112 | 2.8947 | 3.0874 | 3.2856 | 3.4891 | 3.6953 | 3.9042 | 4.1065 | 4.3095 | 4.512 | 4.7127 | 4.9088 | 5.0782 | 5.2498 | 5.4134 | 5.5636 | 5.7038 | 5.8468 | 5.9465 | 6.0625 | 6.1749 | 6.2451 |  | 1.8731 | 1.8799 | 1.888 | 1.8973 | 1.9103 | 1.9258 | 1.9431 | 1.9628 | 1.9848 | 2.0088 | 2.0347 | 2.0633 | 2.0911 | 2.1217 | 2.1555 | 2.1926 | 2.2334 | 2.278 | 2.3265 | 2.3792 | 2.4362 | 2.4962 | 2.5394 | 2.5943 | 2.651 | 2.7037 | 2.755 | 2.8176 | 2.8447 | 2.8946 | 2.9479 | 2.979 |  | 1.873 | 1.8881 | 1.9055 | 1.9253 | 1.9569 | 1.9938 | 2.0357 | 2.0835 | 2.1365 | 2.1937 | 2.2566 | 2.3266 | 2.4015 | 2.4812 | 2.5666 | 2.656 | 2.7506 | 2.843 | 2.9418 | 3.0467 | 3.1578 | 3.2732 | 3.3711 | 3.4794 | 3.5881 | 3.6913 | 3.7916 | 3.9017 | 3.9747 | 4.0692 | 4.1656 | 4.2272 |  | 1.873 | 1.8904 | 1.9155 | 1.949 | 2.003 | 2.0745 | 2.1641 | 2.2752 | 2.4077 | 2.5544 | 2.7183 | 2.9028 | 3.0965 | 3.2958 | 3.5003 | 3.7072 | 3.917 | 4.1206 | 4.3252 | 4.5293 | 4.7314 | 4.9289 | 5.0984 | 5.2699 | 5.4334 | 5.5834 | 5.7235 | 5.8663 | 5.9657 | 6.0815 | 6.1937 | 6.2637 |  | 1.8729 | 1.8877 | 1.9048 | 1.9243 | 1.9643 | 2.0097 | 2.0602 | 2.1165 | 2.1781 | 2.2439 | 2.3153 | 2.3939 | 2.4777 | 2.5663 | 2.6606 | 2.7587 | 2.8621 | 2.9712 | 3.0869 | 3.2089 | 3.3367 | 3.4689 | 3.5668 | 3.6751 | 3.7837 | 3.8866 | 3.9868 | 4.0966 | 4.1694 | 4.2636 | 4.3597 | 4.4212
Blackpool |  | 0.41486 | 0.42533 | 0.43894 | 0.45577 | 0.51217 | 0.5743 | 0.64171 | 0.71499 | 0.79363 | 0.87584 | 0.96245 | 1.0542 | 1.1485 | 1.2446 | 1.3424 | 1.4417 | 1.5424 | 1.6089 | 1.6765 | 1.745 | 1.8142 | 1.8836 | 1.9457 | 2.0092 | 2.0705 | 2.1303 | 2.1818 | 2.2438 | 2.2922 | 2.3452 | 2.3953 | 2.4315 |  | 0.41481 | 0.41919 | 0.42423 | 0.42979 | 0.44635 | 0.46409 | 0.48269 | 0.50232 | 0.52296 | 0.54436 | 0.56662 | 0.58984 | 0.6034 | 0.61798 | 0.63366 | 0.65055 | 0.66868 | 0.68813 | 0.7089 | 0.73105 | 0.75456 | 0.7792 | 0.79795 | 0.81947 | 0.84014 | 0.86053 | 0.874 | 0.89908 | 0.91172 | 0.92994 | 0.94622 | 0.9581 |  | 0.41486 | 0.42438 | 0.43482 | 0.44618 | 0.49448 | 0.54496 | 0.59732 | 0.65168 | 0.70767 | 0.76492 | 0.82401 | 0.88525 | 0.94792 | 1.0121 | 1.0779 | 1.145 | 1.2136 | 1.2487 | 1.2856 | 1.3243 | 1.365 | 1.4071 | 1.4433 | 1.4821 | 1.5199 | 1.5573 | 1.5875 | 1.6292 | 1.6582 | 1.6926 | 1.7249 | 1.7483 |  | 0.41486 | 0.42533 | 0.43894 | 0.45577 | 0.51444 | 0.57884 | 0.64853 | 0.7241 | 0.80502 | 0.88952 | 0.97842 | 1.0725 | 1.169 | 1.2674 | 1.3675 | 1.4691 | 1.572 | 1.6428 | 1.7146 | 1.7874 | 1.8609 | 1.9345 | 1.9966 | 2.0601 | 2.1214 | 2.1811 | 2.2327 | 2.2946 | 2.343 | 2.396 | 2.446 | 2.4822 |  | 0.41475 | 0.42397 | 0.43415 | 0.44525 | 0.52882 | 0.61459 | 0.70222 | 0.7919 | 0.88319 | 0.97575 | 1.0702 | 1.1668 | 1.265 | 1.3647 | 1.466 | 1.5686 | 1.6728 | 1.7769 | 1.8829 | 1.9908 | 2.1005 | 2.2117 | 2.2479 | 2.2867 | 2.3245 | 2.3618 | 2.3921 | 2.4337 | 2.4627 | 2.4971 | 2.5293 | 2.5527
Bollington |  | 1.6031 | 1.6145 | 1.6305 | 1.6516 | 1.6916 | 1.7423 | 1.8037 | 1.8769 | 1.9617 | 2.0542 | 2.1492 | 2.2596 | 2.3737 | 2.4768 | 2.5916 | 2.6978 | 2.82 | 2.9354 | 3.0517 | 3.1687 | 3.2852 | 3.3992 | 3.4991 | 3.5991 | 3.6832 | 3.7398 | 3.768 | 3.7998 | 3.827 | 3.8835 | 3.948 | 3.9899 |  | 1.6045 | 1.6117 | 1.6193 | 1.6274 | 1.6402 | 1.6544 | 1.6698 | 1.6857 | 1.7023 | 1.7194 | 1.7302 | 1.746 | 1.7575 | 1.767 | 1.7805 | 1.7975 | 1.8182 | 1.843 | 1.8704 | 1.9009 | 1.9343 | 1.9692 | 1.9933 | 2.0202 | 2.0391 | 2.0401 | 2.022 | 2.0127 | 1.9989 | 2.0138 | 2.0386 | 2.0548 |  | 1.6031 | 1.6131 | 1.6245 | 1.6373 | 1.6646 | 1.6955 | 1.7298 | 1.7671 | 1.8071 | 1.8492 | 1.8874 | 1.9334 | 1.9808 | 2.0166 | 2.0644 | 2.1042 | 2.1613 | 2.214 | 2.2704 | 2.3312 | 2.3958 | 2.4626 | 2.5202 | 2.5824 | 2.6332 | 2.6606 | 2.6633 | 2.6735 | 2.6825 | 2.7234 | 2.7754 | 2.8097 |  | 1.6031 | 1.6145 | 1.6305 | 1.6516 | 1.7047 | 1.7705 | 1.8475 | 1.9378 | 2.0397 | 2.1498 | 2.2613 | 2.3886 | 2.5189 | 2.6388 | 2.77 | 2.8839 | 3.0209 | 3.1461 | 3.2817 | 3.4205 | 3.55 | 3.6787 | 3.7819 | 3.88 | 3.9605 | 4.012 | 4.0345 | 4.0589 | 4.0787 | 4.1271 | 4.1839 | 4.2194 |  | 1.6032 | 1.613 | 1.6241 | 1.6367 | 1.686 | 1.7411 | 1.7999 | 1.8633 | 1.9293 | 1.9978 | 2.0614 | 2.1332 | 2.2061 | 2.268 | 2.3416 | 2.3983 | 2.4794 | 2.5578 | 2.6484 | 2.7448 | 2.8349 | 2.9271 | 2.9782 | 3.0248 | 3.0476 | 2.9798 | 3.0084 | 3.0707 | 3.1109 | 3.1623 | 3.214 | 3.2466
Bolton By Bowland |  | 1.3986 | 1.4043 | 1.4119 | 1.4216 | 1.4399 | 1.4622 | 1.4882 | 1.5184 | 1.5526 | 1.5894 | 1.6288 | 1.6724 | 1.7175 | 1.7591 | 1.8033 | 1.8471 | 1.8924 | 1.9321 | 1.9712 | 2.009 | 2.0444 | 2.0753 | 2.0939 | 2.099 | 2.0656 | 1.8838 | 1.8826 | 1.9206 | 1.9492 | 1.9812 | 2.0116 | 2.0326 |  | 1.3989 | 1.4016 | 1.4046 | 1.4079 | 1.4132 | 1.4193 | 1.4258 | 1.4329 | 1.4403 | 1.4482 | 1.4559 | 1.4644 | 1.4712 | 1.4782 | 1.4859 | 1.4947 | 1.5047 | 1.5159 | 1.5281 | 1.5411 | 1.5547 | 1.568 | 1.5745 | 1.5751 | 1.5568 | 1.5038 | 1.4121 | 1.3261 | 1.2678 | 1.2479 | 1.2463 | 1.2459 |  | 1.3986 | 1.4037 | 1.4094 | 1.4156 | 1.4288 | 1.4434 | 1.4592 | 1.4763 | 1.4943 | 1.5132 | 1.5327 | 1.5539 | 1.5758 | 1.594 | 1.6148 | 1.6353 | 1.6575 | 1.6748 | 1.6922 | 1.7094 | 1.7253 | 1.7381 | 1.7399 | 1.7294 | 1.6817 | 1.4867 | 1.4733 | 1.5002 | 1.5187 | 1.5413 | 1.5631 | 1.5782 |  | 1.3986 | 1.4043 | 1.4119 | 1.4216 | 1.4414 | 1.4652 | 1.4929 | 1.5249 | 1.5609 | 1.5995 | 1.6407 | 1.686 | 1.7328 | 1.7762 | 1.8221 | 1.8669 | 1.9137 | 1.9549 | 1.9962 | 2.0365 | 2.0736 | 2.1064 | 2.1253 | 2.1301 | 2.0965 | 1.9142 | 1.9125 | 1.9499 | 1.9779 | 2.0092 | 2.0389 | 2.0594 |  | 1.3987 | 1.4037 | 1.4093 | 1.4155 | 1.4356 | 1.4573 | 1.4802 | 1.5045 | 1.5299 | 1.556 | 1.5827 | 1.6111 | 1.6402 | 1.6683 | 1.6913 | 1.7112 | 1.7298 | 1.7422 | 1.7421 | 1.7069 | 1.5258 | 1.5087 | 1.5325 | 1.558 | 1.5831 | 1.6072 | 1.6282 | 1.6545 | 1.6723 | 1.6942 | 1.7154 | 1.7299
Bolton Le Sands |  | 1.5746 | 1.5954 | 1.6241 | 1.6614 | 1.7241 | 1.8036 | 1.9 | 2.0158 | 2.1504 | 2.2977 | 2.458 | 2.6379 | 2.8257 | 3.0135 | 3.2095 | 3.4051 | 3.6078 | 3.7998 | 3.9928 | 4.1861 | 4.3782 | 4.5664 | 4.7291 | 4.8913 | 5.0353 | 5.1264 | 5.2571 | 5.4092 | 5.5202 | 5.6462 | 5.7669 | 5.8469 |  | 1.5761 | 1.5873 | 1.5996 | 1.6129 | 1.6317 | 1.653 | 1.6764 | 1.7018 | 1.7295 | 1.7589 | 1.7879 | 1.8205 | 1.8496 | 1.8804 | 1.915 | 1.9533 | 1.9956 | 2.0421 | 2.0924 | 2.1469 | 2.2055 | 2.2669 | 2.311 | 2.3631 | 2.4101 | 2.4442 | 2.4606 | 2.4952 | 2.5055 | 2.5457 | 2.5919 | 2.6209 |  | 1.5746 | 1.593 | 1.6138 | 1.637 | 1.6781 | 1.7249 | 1.7769 | 1.8344 | 1.8968 | 1.963 | 2.0325 | 2.1098 | 2.1913 | 2.2721 | 2.361 | 2.4504 | 2.5488 | 2.6397 | 2.7361 | 2.8381 | 2.9452 | 3.0554 | 3.1472 | 3.2453 | 3.3318 | 3.3714 | 3.4563 | 3.5681 | 3.6439 | 3.7386 | 3.8325 | 3.8951 |  | 1.5746 | 1.5954 | 1.6241 | 1.6614 | 1.729 | 1.8141 | 1.9162 | 2.0382 | 2.179 | 2.3326 | 2.4989 | 2.6849 | 2.8786 | 3.0725 | 3.2744 | 3.4732 | 3.6814 | 3.8778 | 4.0783 | 4.2799 | 4.4775 | 4.6716 | 4.8354 | 4.9969 | 5.1398 | 5.2293 | 5.3581 | 5.5078 | 5.6164 | 5.7398 | 5.858 | 5.9359 |  | 1.5747 | 1.5929 | 1.6135 | 1.6364 | 1.6949 | 1.7596 | 1.8296 | 1.9056 | 1.9865 | 2.0714 | 2.1592 | 2.2549 | 2.3551 | 2.4554 | 2.5616 | 2.6648 | 2.7783 | 2.8934 | 3.0132 | 3.1293 | 3.2056 | 3.3342 | 3.4335 | 3.5414 | 3.6479 | 3.7498 | 3.843 | 3.9524 | 4.0257 | 4.1178 | 4.2091 | 4.2697
Botany Bay |  | 0.62021 | 0.63552 | 0.65709 | 0.68557 | 0.73163 | 0.79175 | 0.86633 | 0.95781 | 1.0659 | 1.1852 | 1.3166 | 1.4649 | 1.62 | 1.777 | 1.9399 | 2.1031 | 2.2712 | 2.4334 | 2.5963 | 2.7592 | 2.9211 | 3.0798 | 3.218 | 3.3586 | 3.4929 | 3.6171 | 3.7319 | 3.8513 | 3.9359 | 4.0334 | 4.1276 | 4.1876 |  | 0.62075 | 0.62793 | 0.63599 | 0.64489 | 0.65734 | 0.67176 | 0.68775 | 0.70542 | 0.72494 | 0.74587 | 0.76698 | 0.79081 | 0.81309 | 0.83694 | 0.86376 | 0.89359 | 0.92665 | 0.96316 | 1.0029 | 1.0462 | 1.093 | 1.1423 | 1.1782 | 1.2232 | 1.2692 | 1.3123 | 1.3527 | 1.4041 | 1.4268 | 1.4673 | 1.5098 | 1.5352 |  | 0.62021 | 0.6336 | 0.64887 | 0.66605 | 0.69457 | 0.72756 | 0.76474 | 0.80651 | 0.8524 | 0.90157 | 0.95398 | 1.0127 | 1.0749 | 1.1384 | 1.208 | 1.2789 | 1.3566 | 1.4315 | 1.5115 | 1.5967 | 1.6868 | 1.7805 | 1.8605 | 1.9494 | 2.0383 | 2.1229 | 2.2037 | 2.2943 | 2.3549 | 2.4323 | 2.5104 | 2.5612 |  | 0.62021 | 0.63552 | 0.65709 | 0.68557 | 0.73464 | 0.79819 | 0.8763 | 0.97159 | 1.0835 | 1.2067 | 1.3418 | 1.4939 | 1.6527 | 1.8134 | 1.9799 | 2.1451 | 2.3166 | 2.4814 | 2.649 | 2.817 | 2.9822 | 3.1446 | 3.2834 | 3.4237 | 3.5572 | 3.6804 | 3.7941 | 3.912 | 3.9951 | 4.091 | 4.1836 | 4.2423 |  | 0.62014 | 0.6331 | 0.64796 | 0.66474 | 0.70344 | 0.74704 | 0.79487 | 0.84765 | 0.9045 | 0.96476 | 1.028 | 1.0977 | 1.1712 | 1.2461 | 1.3269 | 1.4074 | 1.496 | 1.5884 | 1.6878 | 1.7929 | 1.9011 | 2.0133 | 2.094 | 2.1825 | 2.2706 | 2.3542 | 2.4338 | 2.5229 | 2.582 | 2.6578 | 2.7344 | 2.7838
Bow Lane |  | 1.7501 | 7.788 | 7.8409 | 7.91 | 8.0203 | 8.1632 | 8.3392 | 8.554 | 8.8065 | 9.0844 | 9.3916 | 9.7362 | 10.097 | 10.4122 | 10.7587 | 11.0872 | 11.3916 | 11.6313 | 11.8007 | 11.8744 | 11.8333 | 11.6782 | 11.4068 | 11.1372 | 10.9116 | 10.7541 | 10.6691 | 10.6966 | 10.7318 | 10.8633 | 11.0277 | 11.1358 |  | 1.75 | 7.765 | 7.7826 | 7.8025 | 7.831 | 7.8644 | 7.9017 | 7.9434 | 7.9897 | 8.0396 | 8.0921 | 8.1503 | 8.2059 | 8.2241 | 8.2638 | 8.2934 | 8.3042 | 8.283 | 8.2123 | 8.0727 | 7.8516 | 7.5513 | 7.1641 | 6.7953 | 6.4748 | 6.2197 | 6.0311 | 5.9487 | 5.8699 | 5.8837 | 5.9338 | 5.9649 |  | 1.7501 | 7.7835 | 7.8213 | 7.8637 | 7.9327 | 8.0123 | 8.1016 | 8.2017 | 8.3114 | 8.4288 | 8.5554 | 8.6956 | 8.8446 | 8.9464 | 9.08 | 9.1975 | 9.2948 | 9.3345 | 9.3133 | 9.2076 | 9.0002 | 8.6937 | 8.2861 | 7.8942 | 7.56 | 7.307 | 7.1384 | 7.0938 | 7.0675 | 7.1459 | 7.2664 | 7.3475 |  | 1.7501 | 7.788 | 7.8409 | 7.91 | 8.0244 | 8.172 | 8.3527 | 8.5725 | 8.8302 | 9.1133 | 9.4253 | 9.775 | 10.1407 | 10.4609 | 10.8123 | 11.1438 | 11.4527 | 11.6967 | 11.8727 | 11.9535 | 11.9175 | 11.7679 | 11.4973 | 11.2272 | 11.0007 | 10.8421 | 10.7558 | 10.7815 | 10.815 | 10.9446 | 11.1071 | 11.2137 |  | 1.7498 | 1.7823 | 1.8193 | 1.8609 | 1.9516 | 2.0534 | 2.1649 | 2.2877 | 2.4201 | 2.5602 | 2.7094 | 2.8723 | 3.0446 | 3.2232 | 3.4137 | 3.6076 | 3.8155 | 4.0311 | 4.2596 | 4.4995 | 4.7474 | 5.002 | 5.1802 | 5.3696 | 5.5408 | 5.634 | 5.7952 | 6.0059 | 6.1466 | 6.3255 | 6.5049 | 6.6224
Bowaters |  | 4.2615 | 4.2624 | 4.2636 | 4.2651 | 4.2686 | 4.2727 | 4.2773 | 4.2824 | 4.288 | 4.2939 | 4.3001 | 4.3069 | 4.3139 | 4.3209 | 4.3281 | 4.3354 | 4.343 | 4.3489 | 4.3549 | 4.3609 | 4.3668 | 4.3721 | 4.3751 | 4.3742 | 4.3636 | 4.3352 | 4.2879 | 4.2414 | 4.2121 | 4.2006 | 4.1985 | 4.1976 |  | 4.2615 | 4.2619 | 4.2623 | 4.2628 | 4.2638 | 4.265 | 4.2662 | 4.2675 | 4.2689 | 4.2704 | 4.2718 | 4.2734 | 4.2745 | 4.2757 | 4.277 | 4.2784 | 4.2799 | 4.2816 | 4.2833 | 4.2852 | 4.287 | 4.2884 | 4.2881 | 4.2848 | 4.2739 | 4.2492 | 4.2094 | 4.1706 | 4.1451 | 4.134 | 4.1303 | 4.1293 |  | 4.2615 | 4.2623 | 4.2632 | 4.2642 | 4.2671 | 4.2701 | 4.2733 | 4.2767 | 4.2802 | 4.2838 | 4.2876 | 4.2916 | 4.2956 | 4.2998 | 4.3041 | 4.3084 | 4.313 | 4.3161 | 4.3193 | 4.3227 | 4.3259 | 4.3288 | 4.3295 | 4.3264 | 4.3136 | 4.2833 | 4.2341 | 4.1859 | 4.1548 | 4.1417 | 4.138 | 4.1361 |  | 4.2615 | 4.2624 | 4.2636 | 4.2651 | 4.2688 | 4.2731 | 4.2778 | 4.2831 | 4.2888 | 4.2949 | 4.3014 | 4.3083 | 4.3154 | 4.3227 | 4.3301 | 4.3375 | 4.3452 | 4.3514 | 4.3577 | 4.364 | 4.3701 | 4.3757 | 4.3787 | 4.3778 | 4.3672 | 4.3388 | 4.2914 | 4.2449 | 4.2155 | 4.2041 | 4.2019 | 4.201 |  | 4.2615 | 4.2623 | 4.2632 | 4.2642 | 4.2688 | 4.2736 | 4.2786 | 4.2838 | 4.2891 | 4.2945 | 4.3001 | 4.3058 | 4.3117 | 4.3176 | 4.3237 | 4.3298 | 4.3362 | 4.3408 | 4.3445 | 4.3476 | 4.3494 | 4.3493 | 4.3415 | 4.3264 | 4.2925 | 4.1836 | 4.1617 | 4.1655 | 4.168 | 4.1711 | 4.174 | 4.1761
Bowdon |  | 0.68497 | 0.69779 | 0.71479 | 0.73639 | 0.78231 | 0.83725 | 0.90129 | 0.97565 | 1.0602 | 1.1514 | 1.2504 | 1.3593 | 1.472 | 1.587 | 1.7052 | 1.8246 | 1.9462 | 2.0511 | 2.1568 | 2.2628 | 2.3684 | 2.4721 | 2.5614 | 2.6485 | 2.7228 | 2.7754 | 2.803 | 2.8374 | 2.8667 | 2.9205 | 2.9803 | 3.0205 |  | 0.68489 | 0.69086 | 0.69759 | 0.70507 | 0.71868 | 0.73379 | 0.75013 | 0.76771 | 0.78671 | 0.80668 | 0.82731 | 0.84941 | 0.86611 | 0.88417 | 0.904 | 0.9257 | 0.94936 | 0.97511 | 1.0029 | 1.0329 | 1.0649 | 1.0981 | 1.1212 | 1.1468 | 1.1655 | 1.1698 | 1.1562 | 1.153 | 1.1444 | 1.1594 | 1.1815 | 1.1967 |  | 0.68497 | 0.69647 | 0.70914 | 0.72305 | 0.75722 | 0.7944 | 0.83439 | 0.8773 | 0.92292 | 0.97057 | 1.0208 | 1.0747 | 1.1303 | 1.1879 | 1.2486 | 1.3109 | 1.3764 | 1.4269 | 1.4806 | 1.5373 | 1.5969 | 1.6583 | 1.7091 | 1.7612 | 1.8039 | 1.8281 | 1.8303 | 1.8422 | 1.8516 | 1.8877 | 1.932 | 1.9621 |  | 0.68497 | 0.69779 | 0.71479 | 0.73639 | 0.78409 | 0.84091 | 0.90686 | 0.98319 | 1.0697 | 1.1629 | 1.2639 | 1.3748 | 1.4894 | 1.6064 | 1.7265 | 1.8474 | 1.9709 | 2.0784 | 2.1872 | 2.2964 | 2.4048 | 2.5113 | 2.6007 | 2.6878 | 2.7619 | 2.8142 | 2.8415 | 2.8755 | 2.9044 | 2.9578 | 3.0172 | 3.0571 |  | 0.68453 | 0.69469 | 0.70617 | 0.71894 | 0.77086 | 0.82591 | 0.88373 | 0.94471 | 1.0083 | 1.0741 | 1.1424 | 1.2145 | 1.2892 | 1.3658 | 1.4455 | 1.5265 | 1.6109 | 1.6956 | 1.7829 | 1.8727 | 1.9639 | 2.0555 | 2.0985 | 2.1393 | 2.1621 | 2.1127 | 2.1401 | 2.2001 | 2.2406 | 2.2913 | 2.3414 | 2.3749
Bradford |  | 1.0329 | 1.0425 | 5.056 | 5.0739 | 5.1069 | 5.1487 | 5.1997 | 5.2615 | 5.3339 | 5.4135 | 5.5016 | 5.6001 | 5.7033 | 5.7737 | 5.86 | 5.9335 | 5.9866 | 5.9983 | 5.962 | 5.8613 | 5.6841 | 5.4319 | 5.1169 | 4.7914 | 4.4796 | 4.1823 | 3.9026 | 3.6901 | 3.5553 | 3.5123 | 3.5163 | 3.5197 |  | 1.033 | 1.0368 | 5.0414 | 5.0465 | 5.055 | 5.0647 | 5.0755 | 5.0875 | 5.1008 | 5.115 | 5.1303 | 5.147 | 5.1618 | 5.1501 | 5.1501 | 5.1406 | 5.1157 | 5.0663 | 4.9809 | 4.8462 | 4.6536 | 4.4048 | 4.1078 | 3.8079 | 3.5229 | 3.2529 | 2.9998 | 2.8044 | 2.6703 | 2.6133 | 2.5967 | 2.5891 |  | 1.0329 | 1.0413 | 5.0508 | 5.0616 | 5.0834 | 5.1079 | 5.1351 | 5.1653 | 5.1981 | 5.2331 | 5.271 | 5.3125 | 5.3565 | 5.3674 | 5.3944 | 5.4091 | 5.4047 | 5.3609 | 5.2718 | 5.1217 | 4.8988 | 4.6053 | 4.2534 | 3.8951 | 3.5545 | 3.2321 | 2.9308 | 2.7002 | 2.5502 | 2.4945 | 2.4886 | 2.4862 |  | 1.0329 | 1.0425 | 5.056 | 5.0739 | 5.1076 | 5.1501 | 5.2018 | 5.2643 | 5.3374 | 5.4177 | 5.5066 | 5.6058 | 5.7097 | 5.7808 | 5.8679 | 5.9419 | 5.9958 | 6.0086 | 5.9736 | 5.8742 | 5.6982 | 5.4471 | 5.1322 | 4.8067 | 4.4949 | 4.1975 | 3.9177 | 3.7052 | 3.5703 | 3.5273 | 3.5312 | 3.5346 |  | 1.0329 | 1.0411 | 5.0505 | 5.0611 | 5.0921 | 5.1259 | 5.1624 | 5.2018 | 5.2439 | 5.2881 | 5.3353 | 5.386 | 5.4394 | 5.4514 | 5.4821 | 5.4977 | 5.4887 | 5.4353 | 5.323 | 5.1317 | 4.8465 | 4.4689 | 3.998 | 3.5109 | 3.026 | 2.4132 | 2.1412 | 2.0249 | 1.9488 | 1.9251 | 1.9291 | 1.889
Bradshawgate |  | 0.47634 | 0.48825 | 0.50385 | 0.52324 | 0.56782 | 0.61922 | 0.67698 | 0.74182 | 0.81316 | 0.88883 | 0.96978 | 1.057 | 1.1472 | 1.2393 | 1.3336 | 1.4294 | 1.5271 | 1.6061 | 1.6863 | 1.7676 | 1.8496 | 1.9316 | 2.0049 | 2.0799 | 2.1522 | 2.2224 | 2.2833 | 2.3556 | 2.4117 | 2.4735 | 2.5319 | 2.5736 |  | 0.47633 | 0.48127 | 0.487 | 0.49333 | 0.50637 | 0.52079 | 0.53621 | 0.5528 | 0.57053 | 0.58914 | 0.60864 | 0.62928 | 0.64468 | 0.66116 | 0.6789 | 0.69816 | 0.71897 | 0.74151 | 0.76563 | 0.79143 | 0.8189 | 0.84771 | 0.86958 | 0.89486 | 0.91927 | 0.94323 | 0.95959 | 0.98901 | 1.0037 | 1.0252 | 1.0447 | 1.0587 |  | 0.47634 | 0.48714 | 0.49903 | 0.51201 | 0.54704 | 0.58464 | 0.62445 | 0.66663 | 0.71071 | 0.75628 | 0.80394 | 0.85418 | 0.90609 | 0.95951 | 1.015 | 1.0719 | 1.1309 | 1.172 | 1.2153 | 1.261 | 1.3089 | 1.3586 | 1.4013 | 1.4473 | 1.4921 | 1.5363 | 1.5726 | 1.6217 | 1.6558 | 1.6965 | 1.735 | 1.7625 |  | 0.47634 | 0.48825 | 0.50385 | 0.52324 | 0.56931 | 0.62224 | 0.68154 | 0.74795 | 0.82085 | 0.8981 | 0.9806 | 1.0694 | 1.1611 | 1.2548 | 1.3506 | 1.4479 | 1.5471 | 1.6286 | 1.7116 | 1.7956 | 1.8802 | 1.9649 | 2.0383 | 2.1133 | 2.1855 | 2.2555 | 2.3163 | 2.3886 | 2.4446 | 2.5061 | 2.5644 | 2.6061 |  | 0.47627 | 0.48681 | 0.49849 | 0.51125 | 0.56665 | 0.62466 | 0.68487 | 0.74751 | 0.81203 | 0.87806 | 0.94619 | 1.0169 | 1.0894 | 1.1635 | 1.2396 | 1.317 | 1.3967 | 1.4775 | 1.5608 | 1.6465 | 1.7342 | 1.8237 | 1.8665 | 1.9124 | 1.9572 | 2.0013 | 2.0375 | 2.0865 | 2.1204 | 2.161 | 2.1993 | 2.2267
Bramhall |  | 0.88265 | 0.90337 | 0.93268 | 0.97145 | 1.031 | 1.1097 | 1.2082 | 1.33 | 1.4748 | 1.6349 | 1.8135 | 2.0143 | 2.2251 | 2.4418 | 2.6645 | 2.8901 | 3.119 | 3.3419 | 3.5657 | 3.7893 | 4.0113 | 4.2287 | 4.4168 | 4.607 | 4.7868 | 4.9498 | 5.0972 | 5.2506 | 5.3595 | 5.4892 | 5.6159 | 5.6966 |  | 0.88261 | 0.89068 | 0.90032 | 0.91126 | 0.92619 | 0.94392 | 0.96384 | 0.98637 | 1.0117 | 1.0391 | 1.0686 | 1.1011 | 1.133 | 1.168 | 1.2066 | 1.2489 | 1.2952 | 1.3457 | 1.4006 | 1.4601 | 1.5243 | 1.5917 | 1.6404 | 1.7011 | 1.762 | 1.8164 | 1.865 | 1.9284 | 1.9549 | 2.0082 | 2.0657 | 2.1001 |  | 0.88265 | 0.90075 | 0.92144 | 0.94475 | 0.98029 | 1.0219 | 1.0691 | 1.1227 | 1.182 | 1.246 | 1.3161 | 1.3939 | 1.4771 | 1.5654 | 1.6601 | 1.7589 | 1.8637 | 1.9669 | 2.077 | 2.1939 | 2.3174 | 2.4457 | 2.5542 | 2.6736 | 2.7913 | 2.9003 | 3.0013 | 3.1155 | 3.1918 | 3.2943 | 3.3995 | 3.4678 |  | 0.88265 | 0.90337 | 0.93268 | 0.97145 | 1.0321 | 1.112 | 1.2117 | 1.3348 | 1.4809 | 1.6423 | 1.8221 | 2.0242 | 2.2363 | 2.4542 | 2.6781 | 2.9046 | 3.1347 | 3.359 | 3.5847 | 3.8102 | 4.0337 | 4.2527 | 4.441 | 4.631 | 4.8107 | 4.9734 | 5.1206 | 5.2737 | 5.3822 | 5.5115 | 5.6379 | 5.7183 |  | 0.88254 | 0.90016 | 0.9204 | 0.94326 | 0.98728 | 1.0374 | 1.0932 | 1.1555 | 1.2235 | 1.2962 | 1.3749 | 1.4615 | 1.5538 | 1.6512 | 1.755 | 1.8626 | 1.9764 | 2.096 | 2.2227 | 2.3563 | 2.4959 | 2.64 | 2.7473 | 2.8645 | 2.9785 | 3.074 | 3.1793 | 3.3019 | 3.3836 | 3.4884 | 3.5944 | 3.663
Bridgewater |  | 1.2812 | 1.2863 | 1.3634 | 1.3727 | 1.3932 | 1.4181 | 1.4472 | 1.4814 | 1.5205 | 1.5629 | 1.6092 | 1.6604 | 1.7137 | 1.7685 | 1.8246 | 1.8814 | 1.939 | 1.9885 | 2.0383 | 2.0878 | 2.1359 | 2.1802 | 2.2102 | 2.2202 | 2.18 | 2.0482 | 1.8203 | 1.5949 | 1.4518 | 1.4014 | 1.398 | 1.3973 |  | 1.2812 | 1.2832 | 1.3555 | 1.3581 | 1.3635 | 1.3696 | 1.3762 | 1.3834 | 1.3912 | 1.3995 | 1.4084 | 1.418 | 1.4257 | 1.4341 | 1.4433 | 1.4533 | 1.4643 | 1.476 | 1.4887 | 1.5021 | 1.5156 | 1.5275 | 1.5289 | 1.5166 | 1.4663 | 1.3452 | 1.1493 | 0.95774 | 0.83045 | 0.77849 | 0.76485 | 0.76266 |  | 1.2812 | 1.2857 | 1.3608 | 1.3665 | 1.3816 | 1.398 | 1.4158 | 1.4349 | 1.4554 | 1.4769 | 1.4997 | 1.5243 | 1.5502 | 1.5772 | 1.6056 | 1.6349 | 1.6655 | 1.689 | 1.7139 | 1.7398 | 1.7661 | 1.7905 | 1.8024 | 1.7961 | 1.7414 | 1.5966 | 1.3573 | 1.122 | 0.97023 | 0.91227 | 0.90249 | 0.89774 |  | 1.2812 | 1.2863 | 1.3634 | 1.3727 | 1.3938 | 1.4192 | 1.4489 | 1.4837 | 1.5234 | 1.5664 | 1.6133 | 1.6651 | 1.719 | 1.7744 | 1.831 | 1.8884 | 1.9465 | 1.9971 | 2.048 | 2.0985 | 2.1477 | 2.1931 | 2.2231 | 2.233 | 2.1928 | 2.061 | 1.8331 | 1.6077 | 1.4645 | 1.4141 | 1.4106 | 1.4099 |  | 1.2812 | 1.2857 | 1.3608 | 1.3665 | 1.39 | 1.415 | 1.4412 | 1.4689 | 1.4979 | 1.5278 | 1.5592 | 1.5923 | 1.6267 | 1.6622 | 1.6991 | 1.7369 | 1.776 | 1.8064 | 1.8332 | 1.8569 | 1.8753 | 1.8839 | 1.8527 | 1.7858 | 1.6239 | 1.0808 | 0.98041 | 1.0085 | 1.0274 | 1.0512 | 1.0749 | 1.0907
Brinksway |  | 0.86465 | 0.88352 | 0.90919 | 0.94225 | 0.99937 | 1.071 | 1.1571 | 1.26 | 1.3792 | 1.5093 | 1.6525 | 1.8116 | 1.9776 | 2.148 | 2.323 | 2.5006 | 2.6809 | 2.849 | 3.0184 | 3.1883 | 3.3577 | 3.5246 | 3.6703 | 3.8178 | 3.9574 | 4.0853 | 4.1976 | 4.3203 | 4.4106 | 4.5169 | 4.6202 | 4.6889 |  | 0.86458 | 0.87234 | 0.88137 | 0.89145 | 0.907 | 0.92489 | 0.94457 | 0.96635 | 0.99034 | 1.016 | 1.0433 | 1.073 | 1.0997 | 1.1287 | 1.1605 | 1.1952 | 1.233 | 1.274 | 1.3183 | 1.3661 | 1.4174 | 1.4713 | 1.5107 | 1.5583 | 1.605 | 1.6469 | 1.6797 | 1.7286 | 1.7498 | 1.7906 | 1.833 | 1.8598 |  | 0.86465 | 0.88143 | 0.9002 | 0.92102 | 0.9594 | 1.0026 | 1.0501 | 1.1026 | 1.1593 | 1.2193 | 1.284 | 1.3544 | 1.4285 | 1.5064 | 1.5889 | 1.6746 | 1.7647 | 1.8453 | 1.9311 | 2.0218 | 2.1175 | 2.2168 | 2.301 | 2.3927 | 2.4821 | 2.5651 | 2.6374 | 2.7247 | 2.784 | 2.8626 | 2.9422 | 2.9954 |  | 0.86465 | 0.88352 | 0.90919 | 0.94225 | 1.0006 | 1.0736 | 1.161 | 1.2653 | 1.3859 | 1.5174 | 1.662 | 1.8225 | 1.9898 | 2.1617 | 2.338 | 2.5167 | 2.6984 | 2.8684 | 3.0401 | 3.2122 | 3.3837 | 3.5527 | 3.6986 | 3.846 | 3.9855 | 4.1132 | 4.2254 | 4.3479 | 4.4379 | 4.544 | 4.6471 | 4.7156 |  | 0.86439 | 0.88034 | 0.89838 | 0.9185 | 0.97104 | 1.0285 | 1.0902 | 1.157 | 1.228 | 1.3025 | 1.3815 | 1.4663 | 1.5554 | 1.6483 | 1.7458 | 1.8462 | 1.9512 | 2.06 | 2.1739 | 2.2929 | 2.4164 | 2.5431 | 2.6261 | 2.7157 | 2.8014 | 2.8709 | 2.9476 | 3.0435 | 3.1082 | 3.1894 | 3.2698 | 3.3235
Broadheath |  | 2.217 | 2.2379 | 2.2661 | 2.3022 | 2.382 | 2.4772 | 2.5877 | 2.7158 | 2.8608 | 3.0171 | 3.1867 | 3.373 | 3.5662 | 3.7635 | 3.966 | 4.1707 | 4.3793 | 4.557 | 4.7363 | 4.9163 | 5.0958 | 5.2726 | 5.4262 | 5.5789 | 5.7161 | 5.8281 | 5.909 | 6.0025 | 6.0756 | 6.1787 | 6.2856 | 6.3576 |  | 2.217 | 2.2259 | 2.2363 | 2.2479 | 2.2708 | 2.2963 | 2.3239 | 2.3536 | 2.3858 | 2.4197 | 2.455 | 2.4928 | 2.5215 | 2.5525 | 2.5865 | 2.6238 | 2.6643 | 2.7084 | 2.756 | 2.8073 | 2.8622 | 2.9195 | 2.9605 | 3.0076 | 3.0477 | 3.0725 | 3.0757 | 3.0973 | 3.1003 | 3.1342 | 3.1749 | 3.2022 |  | 2.217 | 2.2356 | 2.2564 | 2.2794 | 2.3392 | 2.4043 | 2.474 | 2.5489 | 2.6283 | 2.7112 | 2.7986 | 2.8922 | 2.9895 | 3.09 | 3.1958 | 3.3044 | 3.4184 | 3.5044 | 3.5958 | 3.6924 | 3.7941 | 3.8992 | 3.9873 | 4.0802 | 4.1633 | 4.2266 | 4.2637 | 4.3181 | 4.3564 | 4.4283 | 4.5078 | 4.5617 |  | 2.217 | 2.2379 | 2.2661 | 2.3022 | 2.3852 | 2.4837 | 2.5975 | 2.729 | 2.8775 | 3.0374 | 3.2104 | 3.4001 | 3.5968 | 3.7974 | 4.0033 | 4.2108 | 4.4226 | 4.6051 | 4.7898 | 4.9755 | 5.16 | 5.3418 | 5.4957 | 5.6483 | 5.7851 | 5.8967 | 5.9771 | 6.07 | 6.1425 | 6.2449 | 6.3511 | 6.4226 |  | 2.2168 | 2.2344 | 2.2543 | 2.2764 | 2.3698 | 2.4686 | 2.572 | 2.6809 | 2.7941 | 2.911 | 3.0323 | 3.1599 | 3.2918 | 3.427 | 3.5675 | 3.7102 | 3.8587 | 4.0086 | 4.1637 | 4.3236 | 4.4867 | 4.6519 | 4.7323 | 4.8139 | 4.8769 | 4.8663 | 4.9285 | 5.0308 | 5.1 | 5.1862 | 5.2712 | 5.3283
Broadway |  | 4.6295 | 4.65 | 4.6785 | 4.7157 | 4.7757 | 4.8531 | 4.9483 | 5.0639 | 5.1997 | 5.3488 | 5.5117 | 5.6956 | 5.8878 | 6.06 | 6.2458 | 6.4276 | 6.6129 | 6.7848 | 6.9501 | 7.1049 | 7.242 | 7.3492 | 7.3849 | 7.3312 | 7.0361 | 5.7964 | 5.7193 | 5.8727 | 5.9832 | 6.1095 | 6.231 | 6.31 |  | 4.6295 | 4.6377 | 4.6474 | 4.6583 | 4.6742 | 4.6929 | 4.7136 | 4.7367 | 4.7621 | 4.7894 | 4.8163 | 4.8472 | 4.8762 | 4.9069 | 4.9418 | 4.9804 | 5.0231 | 5.0697 | 5.12 | 5.1736 | 5.2287 | 5.2797 | 5.294 | 5.2686 | 5.1253 | 4.7605 | 4.1622 | 3.5804 | 3.1906 | 3.0403 | 3.0102 | 2.9918 |  | 4.6295 | 4.6476 | 4.668 | 4.6909 | 4.7288 | 4.7725 | 4.8214 | 4.8761 | 4.9359 | 4.9997 | 5.0667 | 5.142 | 5.2218 | 5.2805 | 5.3533 | 5.4229 | 5.4982 | 5.5638 | 5.6277 | 5.687 | 5.7356 | 5.762 | 5.725 | 5.6058 | 5.2526 | 3.9617 | 3.8395 | 3.954 | 4.0312 | 4.1286 | 4.2259 | 4.2901 |  | 4.6295 | 4.65 | 4.6785 | 4.7157 | 4.7808 | 4.8642 | 4.9654 | 5.0877 | 5.2301 | 5.386 | 5.5553 | 5.7457 | 5.9443 | 6.1229 | 6.3151 | 6.5002 | 6.6913 | 6.8675 | 7.0406 | 7.2041 | 7.3468 | 7.4601 | 7.497 | 7.4426 | 7.1462 | 5.9047 | 5.8255 | 5.9763 | 6.0841 | 6.2075 | 6.3261 | 6.4029 |  | 4.6294 | 4.6469 | 4.6669 | 4.6893 | 4.7419 | 4.8009 | 4.8654 | 4.9361 | 5.012 | 5.0921 | 5.1749 | 5.2663 | 5.3624 | 5.4541 | 5.5113 | 5.5488 | 5.5721 | 5.5525 | 5.4493 | 5.1199 | 3.8603 | 3.6415 | 3.7435 | 3.8546 | 3.9646 | 4.0693 | 4.1669 | 4.2787 | 4.3531 | 4.4476 | 4.5421 | 4.604
Buckshaw |  | 3.5063 | 3.5177 | 3.5338 | 3.555 | 3.5892 | 3.6338 | 3.6889 | 3.7564 | 3.836 | 3.9237 | 4.0205 | 4.1295 | 4.2437 | 4.3541 | 4.4699 | 4.5855 | 4.7031 | 4.8147 | 4.9248 | 5.0319 | 5.1335 | 5.2251 | 5.2873 | 5.3218 | 5.2785 | 4.9569 | 4.9284 | 4.9643 | 4.9933 | 5.0497 | 5.1132 | 5.1543 |  | 3.5063 | 3.5106 | 3.5158 | 3.5217 | 3.5302 | 3.5403 | 3.5516 | 3.5642 | 3.5782 | 3.5934 | 3.609 | 3.6266 | 3.6436 | 3.6618 | 3.6822 | 3.7048 | 3.7297 | 3.757 | 3.7865 | 3.8183 | 3.8517 | 3.8845 | 3.9006 | 3.9063 | 3.8728 | 3.7638 | 3.5757 | 3.3964 | 3.2724 | 3.2348 | 3.2383 | 3.2414 |  | 3.5063 | 3.5163 | 3.5277 | 3.5405 | 3.5617 | 3.5862 | 3.6138 | 3.6449 | 3.6789 | 3.7154 | 3.7545 | 3.7981 | 3.8445 | 3.8866 | 3.9344 | 3.9825 | 4.034 | 4.0818 | 4.1311 | 4.1812 | 4.23 | 4.2737 | 4.2929 | 4.289 | 4.2118 | 3.8605 | 3.8063 | 3.8201 | 3.8306 | 3.8713 | 3.922 | 3.9554 |  | 3.5063 | 3.5177 | 3.5338 | 3.555 | 3.5911 | 3.6378 | 3.695 | 3.7649 | 3.8469 | 3.937 | 4.0361 | 4.1474 | 4.2639 | 4.3766 | 4.4947 | 4.6115 | 4.7312 | 4.8445 | 4.9575 | 5.0678 | 5.1716 | 5.2655 | 5.3281 | 5.3624 | 5.3186 | 4.9964 | 4.9672 | 5.0022 | 5.0303 | 5.0858 | 5.1484 | 5.1887 |  | 3.5063 | 3.5162 | 3.5275 | 3.5402 | 3.5689 | 3.6011 | 3.6364 | 3.6754 | 3.7173 | 3.7618 | 3.8087 | 3.8602 | 3.9146 | 3.9692 | 4.0162 | 4.0589 | 4.0997 | 4.1288 | 4.1364 | 4.0837 | 3.779 | 3.756 | 3.8043 | 3.8507 | 3.8775 | 3.8245 | 3.8578 | 3.924 | 3.968 | 4.0242 | 4.0807 | 4.1175
Burnley |  | 0.90487 | 6.9214 | 6.9444 | 6.9744 | 7.0212 | 7.0826 | 7.159 | 7.2528 | 7.364 | 7.4868 | 7.6222 | 7.7751 | 7.9349 | 8.0434 | 8.1778 | 8.2909 | 8.3765 | 8.4071 | 8.366 | 8.2286 | 7.9774 | 7.616 | 7.1659 | 6.7184 | 6.3315 | 6.0403 | 5.8529 | 5.7666 | 5.7156 | 5.7285 | 5.7709 | 5.7984 |  | 0.90469 | 6.9117 | 6.9198 | 6.9289 | 6.9414 | 6.956 | 6.9723 | 6.9905 | 7.0107 | 7.0324 | 7.0543 | 7.0791 | 7.1024 | 7.0856 | 7.0869 | 7.0743 | 7.0392 | 6.9679 | 6.8429 | 6.6446 | 6.3606 | 5.9946 | 5.5605 | 5.1366 | 4.7672 | 4.4792 | 4.2782 | 4.1645 | 4.0787 | 4.0509 | 4.0518 | 4.051 |  | 0.90487 | 6.9195 | 6.9359 | 6.9542 | 6.9829 | 7.0163 | 7.0539 | 7.0963 | 7.143 | 7.1931 | 7.2465 | 7.3065 | 7.3699 | 7.3814 | 7.4191 | 7.4365 | 7.4283 | 7.3685 | 7.2414 | 7.0235 | 6.6979 | 6.2692 | 5.7591 | 5.2582 | 4.8244 | 4.4925 | 4.2701 | 4.1543 | 4.0788 | 4.0712 | 4.0974 | 4.1156 |  | 0.90487 | 6.9214 | 6.9444 | 6.9744 | 7.0241 | 7.0889 | 7.1687 | 7.2663 | 7.3812 | 7.5078 | 7.6468 | 7.8035 | 7.9668 | 8.079 | 8.217 | 8.332 | 8.4208 | 8.454 | 8.4173 | 8.285 | 8.0369 | 7.679 | 7.2296 | 6.7818 | 6.3941 | 6.1019 | 5.9134 | 5.8256 | 5.7731 | 5.7844 | 5.8252 | 5.8514 |  | 0.90444 | 0.91771 | 0.93295 | 0.95016 | 0.98737 | 1.0296 | 1.0762 | 1.128 | 1.184 | 1.2436 | 1.3064 | 1.3759 | 1.4496 | 1.5248 | 1.6063 | 1.6874 | 1.7768 | 1.87 | 1.9702 | 2.0763 | 2.1857 | 2.2991 | 2.3824 | 2.4739 | 2.565 | 2.6514 | 2.7339 | 2.826 | 2.887 | 2.9653 | 3.0446 | 3.0957
Burnley Centre |  | 1.3539 | 1.3759 | 1.405 | 1.4417 | 1.513 | 1.5987 | 1.6985 | 1.8143 | 1.9452 | 2.0862 | 2.2387 | 2.4063 | 2.5798 | 2.7561 | 2.9377 | 3.1213 | 3.3095 | 3.4763 | 3.645 | 3.8147 | 3.9844 | 4.1515 | 4.2954 | 4.4334 | 4.5439 | 4.6079 | 4.6156 | 4.6391 | 4.6686 | 4.75 | 4.8472 | 4.9151 |  | 1.3538 | 1.3633 | 1.3742 | 1.3863 | 1.407 | 1.4303 | 1.4555 | 1.4829 | 1.5124 | 1.5435 | 1.5756 | 1.6102 | 1.6382 | 1.668 | 1.7005 | 1.7364 | 1.7756 | 1.8187 | 1.8651 | 1.915 | 1.9681 | 2.023 | 2.0607 | 2.0994 | 2.1206 | 2.1089 | 2.0545 | 2.0207 | 1.9888 | 2.004 | 2.0347 | 2.0583 |  | 1.3539 | 1.3737 | 1.3956 | 1.4195 | 1.4715 | 1.5286 | 1.5902 | 1.6565 | 1.727 | 1.8006 | 1.878 | 1.9612 | 2.0474 | 2.1356 | 2.229 | 2.3247 | 2.4262 | 2.5086 | 2.596 | 2.6884 | 2.7852 | 2.8844 | 2.9657 | 3.0458 | 3.1031 | 3.1183 | 3.0813 | 3.064 | 3.0564 | 3.1036 | 3.1697 | 3.2164 |  | 1.3539 | 1.3759 | 1.405 | 1.4417 | 1.5161 | 1.6052 | 1.7084 | 1.8278 | 1.9623 | 2.107 | 2.2631 | 2.4342 | 2.6112 | 2.7911 | 2.9762 | 3.1622 | 3.3538 | 3.5246 | 3.6985 | 3.8737 | 4.0478 | 4.2195 | 4.3639 | 4.5016 | 4.6116 | 4.675 | 4.682 | 4.7045 | 4.7331 | 4.8135 | 4.9097 | 4.9768 |  | 1.3534 | 1.3719 | 1.3925 | 1.4153 | 1.4923 | 1.5747 | 1.6616 | 1.7536 | 1.8496 | 1.9489 | 2.052 | 2.161 | 2.2737 | 2.3885 | 2.5084 | 2.6296 | 2.7575 | 2.8846 | 3.0156 | 3.15 | 3.2853 | 3.4197 | 3.4823 | 3.5353 | 3.5446 | 3.3827 | 3.4065 | 3.5049 | 3.572 | 3.6544 | 3.7344 | 3.7893
Burnley North |  | 3.1736 | 3.1859 | 3.2022 | 3.2233 | 3.2586 | 3.3032 | 3.3574 | 3.4223 | 3.4981 | 3.581 | 3.6718 | 3.7733 | 3.8788 | 3.9752 | 4.0779 | 4.1796 | 4.282 | 4.3751 | 4.4648 | 4.549 | 4.624 | 4.683 | 4.7031 | 4.6734 | 4.511 | 3.8471 | 3.7643 | 3.8007 | 3.8303 | 3.884 | 3.9436 | 3.9827 |  | 3.1735 | 3.1789 | 3.185 | 3.1918 | 3.2018 | 3.2133 | 3.2259 | 3.2398 | 3.255 | 3.2711 | 3.2876 | 3.3058 | 3.3218 | 3.3389 | 3.358 | 3.3791 | 3.4023 | 3.4275 | 3.4548 | 3.4837 | 3.5134 | 3.5406 | 3.5474 | 3.5311 | 3.4474 | 3.2376 | 2.8944 | 2.5604 | 2.3371 | 2.2497 | 2.2308 | 2.2203 |  | 3.1736 | 3.1845 | 3.1966 | 3.2099 | 3.2333 | 3.2598 | 3.2891 | 3.3214 | 3.3564 | 3.3936 | 3.433 | 3.4765 | 3.5218 | 3.5575 | 3.5997 | 3.6413 | 3.6848 | 3.7209 | 3.7563 | 3.7893 | 3.8167 | 3.8323 | 3.8133 | 3.7483 | 3.5544 | 2.8627 | 2.7554 | 2.7706 | 2.7819 | 2.8197 | 2.8658 | 2.8966 |  | 3.1736 | 3.1859 | 3.2022 | 3.2233 | 3.2604 | 3.3071 | 3.3633 | 3.4305 | 3.5085 | 3.5937 | 3.6867 | 3.7904 | 3.8981 | 3.9966 | 4.1015 | 4.2044 | 4.3089 | 4.4038 | 4.4964 | 4.5838 | 4.6609 | 4.7223 | 4.7428 | 4.7129 | 4.5501 | 3.8856 | 3.8022 | 3.8378 | 3.8667 | 3.9195 | 3.9782 | 4.0167 |  | 3.1732 | 3.1828 | 3.1937 | 3.2058 | 3.2375 | 3.2725 | 3.3103 | 3.3513 | 3.3951 | 3.4411 | 3.4894 | 3.5418 | 3.5967 | 3.6506 | 3.6861 | 3.7132 | 3.7313 | 3.7262 | 3.6766 | 3.5096 | 2.864 | 2.7517 | 2.7963 | 2.8392 | 2.8651 | 2.8216 | 2.8521 | 2.9127 | 2.9532 | 3.0044 | 3.0557 | 3.0893
Burrow Beck |  | 14.9579 | 14.9775 | 15.0045 | 15.0396 | 15.0978 | 15.1721 | 15.2624 | 15.3712 | 15.498 | 15.6369 | 15.7883 | 15.9583 | 16.136 | 16.3145 | 16.5006 | 16.6864 | 16.8791 | 17.0623 | 17.2467 | 17.4307 | 17.6117 | 17.7832 | 17.9146 | 18.0037 | 17.9788 | 17.7469 | 17.2965 | 16.856 | 16.5819 | 16.519 | 16.5583 | 16.5877 |  | 14.9581 | 14.9664 | 14.976 | 14.9868 | 15.0027 | 15.0211 | 15.0415 | 15.0639 | 15.0885 | 15.1149 | 15.141 | 15.1706 | 15.1979 | 15.2268 | 15.2593 | 15.2954 | 15.3352 | 15.3787 | 15.4257 | 15.476 | 15.5283 | 15.5783 | 15.5987 | 15.5927 | 15.5029 | 15.2548 | 14.8383 | 14.4383 | 14.1675 | 14.0712 | 14.0601 | 14.0672 |  | 14.9579 | 14.9752 | 14.9948 | 15.0166 | 15.0544 | 15.0977 | 15.1457 | 15.1991 | 15.2571 | 15.3187 | 15.3833 | 15.4554 | 15.5316 | 15.6079 | 15.6918 | 15.7762 | 15.8694 | 15.9563 | 16.0485 | 16.1457 | 16.2459 | 16.3434 | 16.4078 | 16.4363 | 16.3571 | 16.0769 | 15.5838 | 15.1059 | 14.7992 | 14.7075 | 14.7223 | 14.7361 |  | 14.9579 | 14.9775 | 15.0045 | 15.0396 | 15.1025 | 15.1821 | 15.2779 | 15.3926 | 15.5254 | 15.6703 | 15.8274 | 16.0033 | 16.1866 | 16.3711 | 16.5629 | 16.7516 | 16.9496 | 17.1369 | 17.3284 | 17.5203 | 17.7065 | 17.8837 | 18.0161 | 18.1046 | 18.0785 | 17.845 | 17.3929 | 16.9501 | 16.6736 | 16.6082 | 16.645 | 16.6724 |  | 14.9578 | 14.9747 | 14.9939 | 15.0153 | 15.0687 | 15.1282 | 15.1926 | 15.2627 | 15.3375 | 15.4161 | 15.4974 | 15.5862 | 15.6793 | 15.7727 | 15.8737 | 15.9724 | 16.0821 | 16.1739 | 16.2628 | 16.3482 | 16.4214 | 16.4751 | 16.4449 | 16.3387 | 16.0208 | 14.8563 | 14.6693 | 14.7727 | 14.8418 | 14.929 | 15.0157 | 15.0729
Burscough Bridge |  | 3.2432 | 14.2704 | 14.3091 | 14.3587 | 14.436 | 14.5345 | 14.654 | 14.7973 | 14.9634 | 15.1448 | 15.342 | 15.5629 | 15.7936 | 16.0246 | 16.2657 | 16.5067 | 16.7571 | 16.9975 | 17.2385 | 17.476 | 17.7016 | 17.8942 | 17.9797 | 17.8708 | 17.2877 | 15.8367 | 13.4722 | 11.1276 | 9.6267 | 9.0025 | 8.8368 | 8.7458 |  | 3.244 | 14.2558 | 14.2703 | 14.2862 | 14.3081 | 14.3335 | 14.3615 | 14.3923 | 14.426 | 14.4619 | 14.4976 | 14.538 | 14.5762 | 14.6158 | 14.6603 | 14.7096 | 14.7638 | 14.8222 | 14.8841 | 14.9474 | 15.0066 | 15.0458 | 15.0024 | 14.8139 | 14.2583 | 13.0239 | 11.0725 | 9.1486 | 7.8868 | 7.3264 | 7.1328 | 7.0748 |  | 3.2432 | 14.2673 | 14.2956 | 14.3271 | 14.3767 | 14.4337 | 14.4973 | 14.5679 | 14.6445 | 14.7258 | 14.8111 | 14.906 | 15.0063 | 15.1058 | 15.2154 | 15.3255 | 15.4471 | 15.5624 | 15.6834 | 15.8069 | 15.9258 | 16.0197 | 16.0148 | 15.8231 | 15.1648 | 13.6455 | 11.2193 | 8.8193 | 7.2688 | 6.5995 | 6.3938 | 6.2761 |  | 3.2432 | 14.2704 | 14.3091 | 14.3587 | 14.442 | 14.5474 | 14.6739 | 14.8249 | 14.9987 | 15.188 | 15.3926 | 15.6211 | 15.8591 | 16.0977 | 16.3462 | 16.5909 | 16.8481 | 17.0936 | 17.3437 | 17.5913 | 17.8233 | 18.023 | 18.1099 | 18.0002 | 17.4156 | 15.9625 | 13.5956 | 11.2479 | 9.744 | 9.1163 | 8.9474 | 8.8538 |  | 3.2432 | 3.2683 | 3.2965 | 3.3277 | 3.3951 | 3.4706 | 3.5529 | 3.6428 | 3.7387 | 3.8395 | 3.9439 | 4.0581 | 4.1775 | 4.2963 | 4.4251 | 4.5508 | 4.6907 | 4.8352 | 4.9902 | 5.1526 | 5.3171 | 5.4864 | 5.6056 | 5.7353 | 5.8636 | 5.9881 | 6.1001 | 6.2379 | 6.3308 | 6.4474 | 6.5621 | 6.6388
Bury Town Centre |  | 0.62366 | 0.63954 | 0.66102 | 0.68856 | 0.74343 | 0.81011 | 0.8886 | 0.98066 | 1.0859 | 1.1999 | 1.3241 | 1.4613 | 1.6038 | 1.7494 | 1.899 | 2.0504 | 2.2047 | 2.3416 | 2.4797 | 2.6183 | 2.7568 | 2.8934 | 3.0132 | 3.1353 | 3.2522 | 3.3621 | 3.4616 | 3.5702 | 3.6499 | 3.7402 | 3.8266 | 3.8843 |  | 0.62363 | 0.6304 | 0.63826 | 0.64706 | 0.66261 | 0.68013 | 0.69919 | 0.71994 | 0.74249 | 0.76637 | 0.79127 | 0.81812 | 0.83992 | 0.86345 | 0.88926 | 0.91754 | 0.94842 | 0.98211 | 1.0185 | 1.0578 | 1.1001 | 1.1445 | 1.1772 | 1.2171 | 1.2571 | 1.2951 | 1.3273 | 1.3732 | 1.3944 | 1.4296 | 1.4648 | 1.4871 |  | 0.62366 | 0.63781 | 0.65362 | 0.67111 | 0.7106 | 0.75406 | 0.80115 | 0.85217 | 0.90665 | 0.96383 | 1.0245 | 1.0899 | 1.1581 | 1.2287 | 1.3035 | 1.3805 | 1.4616 | 1.5276 | 1.5977 | 1.672 | 1.7504 | 1.8318 | 1.9013 | 1.9775 | 2.053 | 2.1258 | 2.1919 | 2.2709 | 2.3244 | 2.3912 | 2.4572 | 2.5015 |  | 0.62366 | 0.63954 | 0.66102 | 0.68856 | 0.74542 | 0.81422 | 0.89487 | 0.98916 | 1.0966 | 1.2129 | 1.3394 | 1.4787 | 1.6235 | 1.7713 | 1.9231 | 2.0762 | 2.2325 | 2.3723 | 2.5138 | 2.656 | 2.7975 | 2.9372 | 3.0573 | 3.1792 | 3.2959 | 3.4055 | 3.5046 | 3.6128 | 3.692 | 3.7817 | 3.8677 | 3.925 |  | 0.62342 | 0.63678 | 0.65187 | 0.66867 | 0.72762 | 0.79067 | 0.85733 | 0.9281 | 1.0023 | 1.0792 | 1.1596 | 1.2449 | 1.3334 | 1.4245 | 1.5195 | 1.6163 | 1.7177 | 1.8219 | 1.9309 | 2.0442 | 2.161 | 2.2809 | 2.3506 | 2.4266 | 2.5019 | 2.5743 | 2.6401 | 2.7186 | 2.7716 | 2.8379 | 2.9034 | 2.9473
Campbell St |  | 2.4784 | 2.4925 | 2.512 | 2.5374 | 2.5802 | 2.6349 | 2.7016 | 2.7823 | 2.8768 | 2.9805 | 3.0949 | 3.2229 | 3.3565 | 3.4932 | 3.6339 | 3.7762 | 3.9211 | 4.0576 | 4.1948 | 4.3313 | 4.4653 | 4.5916 | 4.687 | 4.7493 | 4.7249 | 4.5424 | 4.1947 | 3.8526 | 3.6378 | 3.5839 | 3.6084 | 3.6263 |  | 2.4784 | 2.4846 | 2.4917 | 2.4998 | 2.5117 | 2.5254 | 2.5407 | 2.5574 | 2.576 | 2.5958 | 2.6166 | 2.6393 | 2.6595 | 2.6816 | 2.7059 | 2.7326 | 2.7618 | 2.7935 | 2.8277 | 2.8643 | 2.9022 | 2.9383 | 2.9521 | 2.9458 | 2.8759 | 2.6853 | 2.3678 | 2.0609 | 1.8532 | 1.7786 | 1.7695 | 1.774 |  | 2.4784 | 2.4909 | 2.5049 | 2.5206 | 2.5485 | 2.5802 | 2.6155 | 2.6546 | 2.6973 | 2.7427 | 2.7916 | 2.8454 | 2.902 | 2.9612 | 3.0246 | 3.0902 | 3.1599 | 3.2239 | 3.2919 | 3.3633 | 3.437 | 3.5085 | 3.5546 | 3.5727 | 3.509 | 3.2921 | 2.9143 | 2.5462 | 2.3095 | 2.2366 | 2.2455 | 2.2539 |  | 2.4784 | 2.4925 | 2.512 | 2.5374 | 2.5816 | 2.6377 | 2.7059 | 2.7882 | 2.8843 | 2.9897 | 3.1057 | 3.2353 | 3.3704 | 3.5087 | 3.651 | 3.7943 | 3.9407 | 4.0789 | 4.2183 | 4.3572 | 4.493 | 4.6214 | 4.717 | 4.7792 | 4.7545 | 4.5717 | 4.2237 | 3.8811 | 3.6658 | 3.6115 | 3.6355 | 3.653 |  | 2.4781 | 2.4898 | 2.5031 | 2.518 | 2.5557 | 2.5972 | 2.6423 | 2.6915 | 2.7441 | 2.7996 | 2.8585 | 2.9223 | 2.9896 | 3.0596 | 3.1336 | 3.2094 | 3.2897 | 3.3569 | 3.4202 | 3.4801 | 3.5321 | 3.5689 | 3.5422 | 3.4581 | 3.2131 | 2.3232 | 2.1797 | 2.256 | 2.307 | 2.3718 | 2.4369 | 2.4795
Cannon St |  | 0.40605 | 0.41246 | 0.42086 | 0.43127 | 0.46633 | 0.50495 | 0.54684 | 0.59239 | 0.64123 | 0.69228 | 0.74608 | 0.80305 | 0.86166 | 0.92143 | 0.98231 | 1.0441 | 1.1067 | 1.1481 | 1.1901 | 1.2327 | 1.2756 | 1.3183 | 1.3554 | 1.3908 | 1.4186 | 1.4342 | 1.4329 | 1.4382 | 1.4469 | 1.4697 | 1.4969 | 1.517 |  | 0.40605 | 0.40864 | 0.41164 | 0.41496 | 0.42512 | 0.43603 | 0.44745 | 0.45952 | 0.47222 | 0.48541 | 0.49916 | 0.51353 | 0.52203 | 0.53115 | 0.54096 | 0.55153 | 0.56287 | 0.57503 | 0.58801 | 0.6018 | 0.61633 | 0.63126 | 0.64172 | 0.6518 | 0.65649 | 0.6521 | 0.63399 | 0.62324 | 0.61404 | 0.6172 | 0.62394 | 0.63008 |  | 0.40605 | 0.41187 | 0.41828 | 0.42528 | 0.45527 | 0.48664 | 0.51916 | 0.55296 | 0.58775 | 0.62334 | 0.66009 | 0.69817 | 0.73725 | 0.77726 | 0.81828 | 0.86013 | 0.90291 | 0.92475 | 0.94775 | 0.97188 | 0.997 | 1.0227 | 1.0436 | 1.0636 | 1.0767 | 1.0783 | 1.0636 | 1.0561 | 1.0525 | 1.0636 | 1.0794 | 1.0914 |  | 0.40605 | 0.41246 | 0.42086 | 0.43127 | 0.46772 | 0.50774 | 0.55103 | 0.59798 | 0.64822 | 0.70067 | 0.75587 | 0.81424 | 0.87425 | 0.93542 | 0.9977 | 1.0609 | 1.1249 | 1.1689 | 1.2136 | 1.2588 | 1.3043 | 1.3496 | 1.3867 | 1.4221 | 1.45 | 1.4656 | 1.4642 | 1.4695 | 1.4782 | 1.501 | 1.5281 | 1.5482 |  | 0.40605 | 0.41186 | 0.41827 | 0.42526 | 0.47734 | 0.53079 | 0.58541 | 0.64129 | 0.69818 | 0.75585 | 0.81469 | 0.87487 | 0.93604 | 0.99815 | 1.0613 | 1.1252 | 1.1901 | 1.2537 | 1.3178 | 1.3826 | 1.4476 | 1.5121 | 1.5276 | 1.5398 | 1.5393 | 1.4902 | 1.4932 | 1.5192 | 1.5373 | 1.5588 | 1.5789 | 1.5935
Capontree |  | 7.0777 | 7.0941 | 7.117 | 7.1467 | 7.2007 | 7.2688 | 7.3509 | 7.4485 | 7.5613 | 7.6841 | 7.8122 | 7.9591 | 8.1112 | 8.2053 | 8.3241 | 8.4275 | 8.5384 | 8.6279 | 8.701 | 8.7504 | 8.7615 | 8.7101 | 8.5352 | 8.1537 | 7.2341 | 4.1813 | 3.7941 | 3.9196 | 4.0113 | 4.115 | 4.2145 | 4.28 |  | 7.0786 | 7.0868 | 7.0959 | 7.1057 | 7.1215 | 7.1395 | 7.159 | 7.1796 | 7.2014 | 7.2241 | 7.2411 | 7.2635 | 7.2815 | 7.2978 | 7.3186 | 7.3437 | 7.3736 | 7.4081 | 7.4454 | 7.4843 | 7.5207 | 7.5435 | 7.5081 | 7.3658 | 6.9536 | 6.0423 | 4.6069 | 3.1855 | 2.2547 | 1.8371 | 1.6904 | 1.601 |  | 7.0777 | 7.0922 | 7.1086 | 7.127 | 7.1636 | 7.2051 | 7.2509 | 7.301 | 7.3545 | 7.4109 | 7.4646 | 7.5272 | 7.592 | 7.5981 | 7.6291 | 7.6454 | 7.6706 | 7.6774 | 7.6713 | 7.6461 | 7.5879 | 7.473 | 7.2408 | 6.8074 | 5.8414 | 2.7475 | 2.3238 | 2.4175 | 2.4815 | 2.561 | 2.6399 | 2.6923 |  | 7.0777 | 7.0941 | 7.117 | 7.1467 | 7.2141 | 7.2976 | 7.3956 | 7.5106 | 7.6407 | 7.7814 | 7.9263 | 8.0903 | 8.2589 | 8.3701 | 8.5056 | 8.617 | 8.7429 | 8.8427 | 8.9355 | 9.0072 | 9.0317 | 8.9954 | 8.8239 | 8.4404 | 7.5171 | 4.4593 | 4.0663 | 4.1845 | 4.2686 | 4.3642 | 4.4559 | 4.515 |  | 7.0778 | 7.0922 | 7.1085 | 7.1267 | 7.1885 | 7.2572 | 7.3307 | 7.41 | 7.4927 | 7.5788 | 7.6609 | 7.7525 | 7.8459 | 7.9187 | 7.9058 | 7.8388 | 7.7368 | 7.5292 | 7.124 | 6.1953 | 3.1388 | 2.446 | 2.5308 | 2.6213 | 2.7092 | 2.792 | 2.8675 | 2.9538 | 3.0103 | 3.0816 | 3.1527 | 3.1987
Carleton |  | 0.2893 | 0.29293 | 0.29792 | 0.30439 | 0.31863 | 0.33578 | 0.35582 | 0.37907 | 0.40534 | 0.43363 | 0.46361 | 0.49695 | 0.53122 | 0.5643 | 0.59905 | 0.63339 | 0.67022 | 0.7027 | 0.73552 | 0.76867 | 0.80192 | 0.83486 | 0.86411 | 0.89428 | 0.92314 | 0.95025 | 0.97482 | 1.0015 | 1.021 | 1.0432 | 1.0643 | 1.0784 |  | 0.28937 | 0.29091 | 0.29268 | 0.29462 | 0.29858 | 0.30301 | 0.30776 | 0.31277 | 0.31799 | 0.32339 | 0.32822 | 0.33373 | 0.33744 | 0.3408 | 0.34469 | 0.34966 | 0.35565 | 0.36305 | 0.37118 | 0.38023 | 0.39014 | 0.40071 | 0.40861 | 0.41824 | 0.42792 | 0.43711 | 0.44494 | 0.45602 | 0.46114 | 0.46965 | 0.47819 | 0.48359 |  | 0.2893 | 0.29251 | 0.29613 | 0.30017 | 0.3107 | 0.32222 | 0.33465 | 0.34794 | 0.36187 | 0.37636 | 0.39085 | 0.40672 | 0.4229 | 0.43775 | 0.45427 | 0.47052 | 0.48955 | 0.50479 | 0.5211 | 0.53864 | 0.55733 | 0.57687 | 0.59395 | 0.61304 | 0.63192 | 0.65008 | 0.66665 | 0.68622 | 0.69956 | 0.71611 | 0.73245 | 0.74341 |  | 0.2893 | 0.29293 | 0.29792 | 0.30439 | 0.32052 | 0.33981 | 0.36205 | 0.38768 | 0.41633 | 0.44706 | 0.47933 | 0.51502 | 0.55157 | 0.587 | 0.62404 | 0.65961 | 0.69854 | 0.73274 | 0.76846 | 0.80482 | 0.84018 | 0.87543 | 0.90511 | 0.93502 | 0.96343 | 0.98992 | 1.0138 | 1.0395 | 1.0582 | 1.0793 | 1.0995 | 1.1129 |  | 0.28931 | 0.2925 | 0.29612 | 0.30015 | 0.31776 | 0.33662 | 0.35645 | 0.37731 | 0.39883 | 0.42095 | 0.44294 | 0.46636 | 0.49003 | 0.51244 | 0.53647 | 0.55917 | 0.58551 | 0.61264 | 0.64202 | 0.67295 | 0.70392 | 0.73595 | 0.75345 | 0.77229 | 0.79072 | 0.80826 | 0.82414 | 0.84279 | 0.85521 | 0.87076 | 0.88614 | 0.89631
Carlisle North |  | 8.0379 | 8.0493 | 8.0648 | 8.0847 | 8.1231 | 8.1703 | 8.2259 | 8.2909 | 8.3647 | 8.4443 | 8.5275 | 8.6213 | 8.7178 | 8.7418 | 8.7973 | 8.8224 | 8.817 | 8.7412 | 8.5758 | 8.2915 | 7.8666 | 7.3072 | 6.6531 | 6.001 | 5.4258 | 4.9727 | 4.647 | 4.4493 | 4.326 | 4.279 | 4.2733 | 4.2729 |  | 8.0379 | 8.0425 | 8.048 | 8.054 | 8.0648 | 8.0771 | 8.0905 | 8.1046 | 8.1193 | 8.1347 | 8.147 | 8.1623 | 8.1737 | 8.1312 | 8.1098 | 8.0705 | 8.002 | 7.888 | 7.7049 | 7.4285 | 7.0429 | 6.5532 | 5.9877 | 5.4269 | 4.9302 | 4.5333 | 4.2387 | 4.0498 | 3.92 | 3.8541 | 3.8234 | 3.8052 |  | 8.0379 | 8.048 | 8.0594 | 8.072 | 8.0994 | 8.1298 | 8.163 | 8.1987 | 8.2365 | 8.2758 | 8.3138 | 8.3569 | 8.4009 | 8.3718 | 8.3743 | 8.3467 | 8.2893 | 8.1632 | 7.9495 | 7.6194 | 7.1515 | 6.5525 | 5.8621 | 5.1768 | 4.5715 | 4.0911 | 3.7407 | 3.5209 | 3.378 | 3.3131 | 3.2916 | 3.2807 |  | 8.0379 | 8.0493 | 8.0648 | 8.0847 | 8.1308 | 8.1867 | 8.2514 | 8.3262 | 8.4098 | 8.4996 | 8.5922 | 8.6958 | 8.8017 | 8.8353 | 8.9004 | 8.9301 | 8.9332 | 8.8636 | 8.7097 | 8.4382 | 8.0211 | 7.4706 | 6.8183 | 6.1651 | 5.5879 | 5.132 | 4.8032 | 4.6014 | 4.474 | 4.4225 | 4.4125 | 4.4086 |  | 8.0378 | 8.0478 | 8.059 | 8.0715 | 8.1171 | 8.1669 | 8.2197 | 8.2759 | 8.3341 | 8.3942 | 8.4524 | 8.5158 | 8.5799 | 8.5555 | 8.5678 | 8.5399 | 8.4756 | 8.334 | 8.0895 | 7.7005 | 7.1346 | 6.4058 | 5.5367 | 4.6685 | 3.8967 | 3.2627 | 2.827 | 2.5574 | 2.3802 | 2.29 | 2.2499 | 2.1446
Carr St |  | 0.78349 | 0.80312 | 0.83096 | 0.86795 | 0.92658 | 1.004 | 1.1011 | 1.2214 | 1.3647 | 1.5233 | 1.7003 | 1.8997 | 2.1086 | 2.3233 | 2.5439 | 2.7671 | 2.9936 | 3.2126 | 3.4324 | 3.6517 | 3.8691 | 4.0816 | 4.2653 | 4.4514 | 4.6289 | 4.792 | 4.9441 | 5.0997 | 5.2082 | 5.3345 | 5.4568 | 5.5333 |  | 0.78344 | 0.79137 | 0.80075 | 0.8114 | 0.82628 | 0.8438 | 0.86348 | 0.8856 | 0.91041 | 0.93724 | 0.96594 | 0.99752 | 1.0277 | 1.0608 | 1.0974 | 1.1378 | 1.182 | 1.2304 | 1.2831 | 1.3403 | 1.4022 | 1.4673 | 1.5143 | 1.5739 | 1.6353 | 1.6924 | 1.7478 | 1.8158 | 1.8453 | 1.8994 | 1.957 | 1.9907 |  | 0.78349 | 0.80059 | 0.82013 | 0.84218 | 0.87747 | 0.91857 | 0.96518 | 1.018 | 1.0765 | 1.1396 | 1.2085 | 1.2852 | 1.3669 | 1.4535 | 1.5465 | 1.6435 | 1.7465 | 1.8467 | 1.9537 | 2.0675 | 2.188 | 2.313 | 2.4192 | 2.5367 | 2.6546 | 2.7665 | 2.8751 | 2.9946 | 3.0739 | 3.1764 | 3.2808 | 3.3478 |  | 0.78349 | 0.80312 | 0.83096 | 0.86795 | 0.92784 | 1.0067 | 1.1052 | 1.2269 | 1.3716 | 1.5318 | 1.7102 | 1.911 | 2.1214 | 2.3375 | 2.5595 | 2.7838 | 3.0116 | 3.2322 | 3.4541 | 3.6756 | 3.8947 | 4.1091 | 4.293 | 4.479 | 4.6563 | 4.8191 | 4.9709 | 5.1261 | 5.2342 | 5.3601 | 5.4819 | 5.5581 |  | 0.78323 | 0.79941 | 0.8181 | 0.83933 | 0.884 | 0.93461 | 0.99066 | 1.0531 | 1.1212 | 1.1939 | 1.2726 | 1.3589 | 1.451 | 1.548 | 1.6514 | 1.7583 | 1.8716 | 1.9909 | 2.1174 | 2.2509 | 2.3905 | 2.5348 | 2.6411 | 2.7586 | 2.8762 | 2.9878 | 3.0961 | 3.2152 | 3.2941 | 3.3962 | 3.5002 | 3.5667
Castleton |  | 0.65702 | 0.67286 | 0.69498 | 0.72408 | 0.77109 | 0.83232 | 0.90823 | 1.0013 | 1.1114 | 1.2328 | 1.3674 | 1.5187 | 1.677 | 1.8388 | 2.0056 | 2.1739 | 2.3455 | 2.5104 | 2.676 | 2.8415 | 3.0058 | 3.1667 | 3.3063 | 3.4476 | 3.5816 | 3.7037 | 3.8148 | 3.9303 | 4.0122 | 4.109 | 4.2032 | 4.2632 |  | 0.65699 | 0.66357 | 0.67126 | 0.67993 | 0.69228 | 0.7067 | 0.72279 | 0.74072 | 0.76067 | 0.78214 | 0.80462 | 0.82948 | 0.85274 | 0.87804 | 0.90614 | 0.9371 | 0.97112 | 1.0084 | 1.0489 | 1.0928 | 1.1403 | 1.1903 | 1.2263 | 1.2714 | 1.3169 | 1.3581 | 1.3954 | 1.4437 | 1.4642 | 1.5041 | 1.5468 | 1.5723 |  | 0.65702 | 0.67092 | 0.68666 | 0.70432 | 0.73355 | 0.76726 | 0.80519 | 0.84779 | 0.89464 | 0.94484 | 0.99909 | 1.0593 | 1.1232 | 1.1899 | 1.2618 | 1.3362 | 1.4159 | 1.4922 | 1.5736 | 1.66 | 1.7515 | 1.8464 | 1.927 | 2.016 | 2.104 | 2.1861 | 2.2629 | 2.3494 | 2.4072 | 2.4838 | 2.5622 | 2.6129 |  | 0.65702 | 0.67286 | 0.69498 | 0.72408 | 0.77282 | 0.83597 | 0.91385 | 1.009 | 1.1213 | 1.2448 | 1.3815 | 1.5349 | 1.6952 | 1.8591 | 2.0279 | 2.1974 | 2.3709 | 2.5376 | 2.706 | 2.8745 | 3.0409 | 3.2042 | 3.344 | 3.4852 | 3.6188 | 3.7404 | 3.851 | 3.9658 | 4.047 | 4.143 | 4.2365 | 4.2958 |  | 0.65676 | 0.6698 | 0.68477 | 0.70168 | 0.73996 | 0.78293 | 0.83009 | 0.88218 | 0.93846 | 0.99818 | 1.0619 | 1.1317 | 1.2056 | 1.2825 | 1.3645 | 1.4482 | 1.5379 | 1.6315 | 1.731 | 1.8359 | 1.9447 | 2.0571 | 2.1372 | 2.2248 | 2.3105 | 2.3849 | 2.4636 | 2.5542 | 2.6144 | 2.6917 | 2.77 | 2.8205
Catterall Waterworks |  | 7.0713 | 7.0755 | 7.0813 | 7.0891 | 7.1026 | 7.1198 | 7.1408 | 7.1662 | 7.196 | 7.2286 | 7.2643 | 7.3045 | 7.3465 | 7.3678 | 7.3961 | 7.421 | 7.4433 | 7.4573 | 7.4637 | 7.4593 | 7.4379 | 7.3891 | 7.2882 | 7.0948 | 6.6662 | 5.3021 | 5.111 | 5.1434 | 5.1665 | 5.1931 | 5.2186 | 5.2351 |  | 7.0715 | 7.0735 | 7.0758 | 7.0783 | 7.082 | 7.0863 | 7.091 | 7.0962 | 7.1019 | 7.1079 | 7.1139 | 7.1207 | 7.1267 | 7.1332 | 7.1405 | 7.1486 | 7.1575 | 7.1671 | 7.1773 | 7.1873 | 7.1954 | 7.1969 | 7.175 | 7.1047 | 6.9159 | 6.5083 | 5.8718 | 5.2385 | 4.8255 | 4.6353 | 4.5641 | 4.5205 |  | 7.0713 | 7.075 | 7.0791 | 7.0838 | 7.0926 | 7.1026 | 7.1138 | 7.1261 | 7.1396 | 7.1539 | 7.169 | 7.1858 | 7.2035 | 7.2004 | 7.2044 | 7.2052 | 7.2038 | 7.195 | 7.1796 | 7.1548 | 7.1144 | 7.0483 | 6.932 | 6.7247 | 6.2839 | 4.909 | 4.7086 | 4.7328 | 4.7491 | 4.7698 | 4.7906 | 4.8042 |  | 7.0713 | 7.0755 | 7.0813 | 7.0891 | 7.1036 | 7.122 | 7.1442 | 7.171 | 7.2021 | 7.2361 | 7.273 | 7.3145 | 7.3578 | 7.3804 | 7.41 | 7.4356 | 7.4589 | 7.4739 | 7.482 | 7.4793 | 7.4591 | 7.4116 | 7.3109 | 7.1174 | 6.6885 | 5.3241 | 5.1327 | 5.1645 | 5.1871 | 5.2131 | 5.2382 | 5.2542 |  | 7.0713 | 7.0749 | 7.0791 | 7.0837 | 7.0965 | 7.1107 | 7.126 | 7.1426 | 7.1603 | 7.1789 | 7.1981 | 7.2192 | 7.2412 | 7.2589 | 7.2352 | 7.1943 | 7.1293 | 7.0183 | 6.8161 | 6.3819 | 5.0155 | 4.6858 | 4.7074 | 4.731 | 4.7545 | 4.7767 | 4.7976 | 4.8214 | 4.8372 | 4.8573 | 4.8776 | 4.8907
Cecil St |  | 0.48261 | 0.49565 | 0.51298 | 0.53501 | 0.58609 | 0.64645 | 0.71619 | 0.79662 | 0.88761 | 0.98554 | 1.0919 | 1.2083 | 1.3287 | 1.4521 | 1.5783 | 1.7063 | 1.8359 | 1.9441 | 2.0531 | 2.1624 | 2.2715 | 2.379 | 2.4731 | 2.5688 | 2.6604 | 2.7464 | 2.8243 | 2.909 | 2.9709 | 3.0412 | 3.1085 | 3.1532 |  | 0.48246 | 0.48839 | 0.49513 | 0.50264 | 0.51763 | 0.53415 | 0.55195 | 0.57105 | 0.59164 | 0.61326 | 0.63584 | 0.65981 | 0.67711 | 0.69597 | 0.71657 | 0.73902 | 0.76343 | 0.7899 | 0.81849 | 0.84932 | 0.88243 | 0.91721 | 0.94281 | 0.97409 | 1.0055 | 1.0354 | 1.0609 | 1.0969 | 1.1134 | 1.1411 | 1.1689 | 1.1864 |  | 0.48261 | 0.4943 | 0.50718 | 0.52134 | 0.56035 | 0.60242 | 0.64739 | 0.69536 | 0.74616 | 0.79906 | 0.8549 | 0.91437 | 0.97575 | 1.0396 | 1.1064 | 1.1754 | 1.247 | 1.299 | 1.3542 | 1.4127 | 1.4743 | 1.5383 | 1.5928 | 1.6525 | 1.7118 | 1.7688 | 1.821 | 1.8828 | 1.9246 | 1.977 | 2.0289 | 2.0636 |  | 0.48261 | 0.49565 | 0.51298 | 0.53501 | 0.5877 | 0.64968 | 0.72106 | 0.80315 | 0.8958 | 0.99539 | 1.1034 | 1.2215 | 1.3435 | 1.4685 | 1.5964 | 1.7259 | 1.8572 | 1.9682 | 2.0802 | 2.1925 | 2.3044 | 2.4148 | 2.509 | 2.6046 | 2.6961 | 2.7821 | 2.86 | 2.9446 | 3.0063 | 3.0765 | 3.1437 | 3.1883 |  | 0.48216 | 0.49246 | 0.50411 | 0.5171 | 0.57799 | 0.64202 | 0.70884 | 0.77889 | 0.85166 | 0.92663 | 1.0046 | 1.0863 | 1.1708 | 1.2577 | 1.3477 | 1.4396 | 1.5342 | 1.6308 | 1.7308 | 1.8341 | 1.9404 | 2.0491 | 2.1036 | 2.1633 | 2.2225 | 2.2794 | 2.3314 | 2.3932 | 2.4348 | 2.4871 | 2.5388 | 2.5734
Central Manchester |  | 0.6861 | 0.69343 | 0.93341 | 0.94619 | 0.97977 | 1.0187 | 1.0629 | 1.1131 | 1.1691 | 1.229 | 1.2937 | 1.3639 | 1.4368 | 1.5115 | 1.5878 | 1.6652 | 1.7435 | 1.8056 | 1.8681 | 1.9308 | 1.993 | 2.0529 | 2.1011 | 2.1396 | 2.1509 | 2.1133 | 2.0225 | 1.9369 | 1.8862 | 1.8862 | 1.9093 | 1.9262 |  | 0.6861 | 0.68897 | 0.92233 | 0.92608 | 0.93533 | 0.9455 | 0.95632 | 0.96798 | 0.98047 | 0.99361 | 1.0075 | 1.0223 | 1.0328 | 1.0442 | 1.0567 | 1.0702 | 1.0849 | 1.1007 | 1.1176 | 1.1357 | 1.1547 | 1.1734 | 1.1834 | 1.1882 | 1.1731 | 1.1209 | 1.0276 | 0.94127 | 0.88158 | 0.8643 | 0.86639 | 0.87143 |  | 0.6861 | 0.69263 | 0.92997 | 0.93809 | 0.9646 | 0.99295 | 1.0229 | 1.0548 | 1.0881 | 1.1228 | 1.1591 | 1.1976 | 1.2376 | 1.2791 | 1.3222 | 1.3666 | 1.4124 | 1.4428 | 1.475 | 1.5088 | 1.5439 | 1.5787 | 1.6039 | 1.6212 | 1.6131 | 1.558 | 1.4512 | 1.3511 | 1.2875 | 1.2757 | 1.2881 | 1.2979 |  | 0.6861 | 0.69343 | 0.93341 | 0.94619 | 0.98089 | 1.0209 | 1.0662 | 1.1176 | 1.1748 | 1.2358 | 1.3016 | 1.373 | 1.447 | 1.5228 | 1.6002 | 1.6787 | 1.7582 | 1.8223 | 1.887 | 1.9518 | 2.016 | 2.078 | 2.1263 | 2.1648 | 2.176 | 2.1384 | 2.0476 | 1.9619 | 1.9112 | 1.9112 | 1.9343 | 1.9511 |  | 0.68609 | 0.69261 | 0.69993 | 0.70804 | 0.75177 | 0.79735 | 0.84455 | 0.89362 | 0.94423 | 0.99609 | 1.0497 | 1.1054 | 1.1627 | 1.2214 | 1.2818 | 1.3433 | 1.4064 | 1.4673 | 1.5285 | 1.59 | 1.6512 | 1.7103 | 1.7245 | 1.7295 | 1.7041 | 1.5575 | 1.5477 | 1.584 | 1.6086 | 1.6391 | 1.669 | 1.6893
Chadderton |  | 2.9201 | 2.9323 | 2.949 | 2.9708 | 3.0082 | 3.0558 | 3.1136 | 3.1834 | 3.2649 | 3.3543 | 3.4528 | 3.5629 | 3.6779 | 3.7954 | 3.9164 | 4.0387 | 4.1634 | 4.2806 | 4.3985 | 4.5166 | 4.6341 | 4.7496 | 4.8502 | 4.9526 | 5.0504 | 5.1415 | 5.225 | 5.3136 | 5.3772 | 5.4501 | 5.5202 | 5.5658 |  | 2.9201 | 2.9252 | 2.9312 | 2.9379 | 2.9481 | 2.9599 | 2.973 | 2.9874 | 3.0033 | 3.0203 | 3.0381 | 3.0577 | 3.0751 | 3.0941 | 3.1151 | 3.1381 | 3.1633 | 3.1908 | 3.2206 | 3.2529 | 3.2876 | 3.3242 | 3.3509 | 3.384 | 3.4176 | 3.4492 | 3.4777 | 3.5157 | 3.5328 | 3.5623 | 3.5928 | 3.6114 |  | 2.9201 | 2.9308 | 2.9429 | 2.9564 | 2.981 | 3.0088 | 3.0397 | 3.0739 | 3.1112 | 3.1508 | 3.1933 | 3.24 | 3.2893 | 3.3406 | 3.3956 | 3.4524 | 3.5129 | 3.5681 | 3.6268 | 3.6892 | 3.7551 | 3.8235 | 3.8818 | 3.9461 | 4.0101 | 4.0714 | 4.1288 | 4.1949 | 4.2392 | 4.2954 | 4.3516 | 4.3886 |  | 2.9201 | 2.9323 | 2.949 | 2.9708 | 3.0096 | 3.0586 | 3.1179 | 3.1893 | 3.2725 | 3.3635 | 3.4636 | 3.5753 | 3.6918 | 3.8109 | 3.9335 | 4.0567 | 4.1829 | 4.3017 | 4.4218 | 4.5423 | 4.6616 | 4.7789 | 4.8798 | 4.9821 | 5.0797 | 5.1704 | 5.2536 | 5.3417 | 5.4049 | 5.4772 | 5.5469 | 5.592 |  | 2.92 | 2.9301 | 2.9417 | 2.9547 | 2.9885 | 3.0256 | 3.0658 | 3.1095 | 3.1562 | 3.2052 | 3.2572 | 3.3134 | 3.3726 | 3.4339 | 3.4988 | 3.5649 | 3.6352 | 3.7082 | 3.7854 | 3.8664 | 3.9503 | 4.0369 | 4.0954 | 4.1595 | 4.2233 | 4.2843 | 4.3413 | 4.4069 | 4.4507 | 4.5064 | 4.5621 | 4.5987
Chamberhall |  | 1.7322 | 1.7536 | 1.7827 | 1.8204 | 1.89 | 1.9766 | 2.0804 | 2.2042 | 2.3475 | 2.5039 | 2.6754 | 2.8661 | 3.0647 | 3.2677 | 3.4764 | 3.6874 | 3.9025 | 4.0995 | 4.2978 | 4.4964 | 4.6942 | 4.8883 | 5.0567 | 5.2253 | 5.38 | 5.512 | 5.6184 | 5.7346 | 5.8212 | 5.9349 | 6.05 | 6.1256 |  | 1.7322 | 1.7414 | 1.7521 | 1.764 | 1.7835 | 1.8057 | 1.8301 | 1.8567 | 1.8859 | 1.917 | 1.9494 | 1.9845 | 2.0144 | 2.0467 | 2.0823 | 2.1215 | 2.1643 | 2.211 | 2.2617 | 2.3164 | 2.3753 | 2.4369 | 2.481 | 2.5337 | 2.582 | 2.6178 | 2.638 | 2.6751 | 2.6865 | 2.728 | 2.7755 | 2.8057 |  | 1.7322 | 1.7512 | 1.7724 | 1.7959 | 1.8438 | 1.8972 | 1.9558 | 2.0199 | 2.0892 | 2.1623 | 2.2403 | 2.3254 | 2.4145 | 2.507 | 2.6056 | 2.7073 | 2.8151 | 2.9084 | 3.0077 | 3.113 | 3.2241 | 3.339 | 3.4358 | 3.5399 | 3.6371 | 3.7181 | 3.7795 | 3.8566 | 3.9093 | 3.9934 | 4.0837 | 4.1436 |  | 1.7322 | 1.7536 | 1.7827 | 1.8204 | 1.8925 | 1.9818 | 2.0885 | 2.2152 | 2.3614 | 2.5208 | 2.6951 | 2.8888 | 3.0902 | 3.296 | 3.5076 | 3.7206 | 3.9384 | 4.1387 | 4.3413 | 4.5444 | 4.7458 | 4.9437 | 5.1124 | 5.2808 | 5.4351 | 5.5667 | 5.6725 | 5.788 | 5.8738 | 5.9867 | 6.101 | 6.176 |  | 1.7319 | 1.7495 | 1.7695 | 1.792 | 1.8606 | 1.935 | 2.0145 | 2.0999 | 2.1902 | 2.2846 | 2.3839 | 2.4902 | 2.6015 | 2.7163 | 2.837 | 2.9601 | 3.0899 | 3.2229 | 3.3621 | 3.5071 | 3.6562 | 3.8083 | 3.8998 | 3.9957 | 4.0783 | 4.1064 | 4.1856 | 4.2965 | 4.3709 | 4.465 | 4.5589 | 4.6208
Chapel Wharf |  | 0.29977 | 0.30485 | 0.312 | 0.3214 | 0.33954 | 0.36218 | 0.38942 | 0.42206 | 0.45999 | 0.50146 | 0.54718 | 0.59804 | 0.65124 | 0.70583 | 0.76181 | 0.81853 | 0.87606 | 0.9284 | 0.98102 | 1.0336 | 1.0859 | 1.1369 | 1.1806 | 1.2233 | 1.2603 | 1.2871 | 1.3033 | 1.3216 | 1.336 | 1.3616 | 1.3898 | 1.4082 |  | 0.29979 | 0.30176 | 0.3041 | 0.30673 | 0.31141 | 0.31677 | 0.32263 | 0.32911 | 0.33624 | 0.34389 | 0.35205 | 0.36092 | 0.36866 | 0.37712 | 0.38642 | 0.39662 | 0.40776 | 0.41991 | 0.43309 | 0.44732 | 0.46261 | 0.47849 | 0.48949 | 0.50209 | 0.51194 | 0.51534 | 0.51176 | 0.51217 | 0.50906 | 0.51711 | 0.52865 | 0.53612 |  | 0.29977 | 0.30423 | 0.30931 | 0.31502 | 0.32744 | 0.34132 | 0.35652 | 0.37324 | 0.3913 | 0.41043 | 0.431 | 0.45338 | 0.47707 | 0.50193 | 0.52825 | 0.55558 | 0.58429 | 0.60881 | 0.63492 | 0.66261 | 0.69177 | 0.72182 | 0.74667 | 0.77253 | 0.7945 | 0.80819 | 0.81301 | 0.82147 | 0.82758 | 0.84604 | 0.86843 | 0.8832 |  | 0.29977 | 0.30485 | 0.312 | 0.3214 | 0.34003 | 0.36319 | 0.39094 | 0.42412 | 0.46258 | 0.50459 | 0.55084 | 0.60223 | 0.65596 | 0.71108 | 0.76758 | 0.82474 | 0.88278 | 0.9359 | 0.9894 | 1.0429 | 1.0959 | 1.1478 | 1.1915 | 1.2343 | 1.2711 | 1.2979 | 1.3141 | 1.3323 | 1.3466 | 1.3721 | 1.4003 | 1.4186 |  | 0.29976 | 0.30418 | 0.30922 | 0.31489 | 0.3332 | 0.35297 | 0.37407 | 0.39672 | 0.42069 | 0.44574 | 0.47223 | 0.50053 | 0.53018 | 0.56099 | 0.59327 | 0.62647 | 0.66111 | 0.69624 | 0.73266 | 0.77035 | 0.80897 | 0.84788 | 0.86936 | 0.89042 | 0.90389 | 0.88608 | 0.90181 | 0.93098 | 0.95049 | 0.97532 | 1.0003 | 1.0166
Chassen Rd |  | 1.5568 | 1.5695 | 1.5869 | 1.6096 | 1.6514 | 1.7039 | 1.7672 | 1.8432 | 1.9317 | 2.0285 | 2.135 | 2.2537 | 2.3774 | 2.5037 | 2.6338 | 2.7651 | 2.8989 | 3.022 | 3.1458 | 3.2696 | 3.3928 | 3.5135 | 3.6183 | 3.7241 | 3.8235 | 3.9127 | 3.9912 | 4.0742 | 4.1341 | 4.2067 | 4.2782 | 4.3243 |  | 1.5567 | 1.5623 | 1.5688 | 1.5762 | 1.588 | 1.6016 | 1.6166 | 1.6329 | 1.6509 | 1.6701 | 1.6899 | 1.7114 | 1.7295 | 1.7491 | 1.7708 | 1.7946 | 1.8207 | 1.8492 | 1.8801 | 1.9136 | 1.9497 | 1.9876 | 2.0149 | 2.0485 | 2.0815 | 2.11 | 2.1333 | 2.1659 | 2.179 | 2.2078 | 2.239 | 2.2581 |  | 1.5568 | 1.568 | 1.5806 | 1.5946 | 1.623 | 1.6548 | 1.6899 | 1.7283 | 1.77 | 1.8142 | 1.8614 | 1.913 | 1.9671 | 2.0234 | 2.0836 | 2.1456 | 2.2114 | 2.269 | 2.3304 | 2.3956 | 2.4644 | 2.5357 | 2.5962 | 2.6624 | 2.7267 | 2.7852 | 2.8369 | 2.897 | 2.9375 | 2.9935 | 3.0515 | 3.0894 |  | 1.5568 | 1.5695 | 1.5869 | 1.6096 | 1.6531 | 1.7073 | 1.7724 | 1.8502 | 1.9406 | 2.0394 | 2.1477 | 2.2683 | 2.3938 | 2.522 | 2.6539 | 2.7865 | 2.922 | 3.0471 | 3.1736 | 3.3003 | 3.4257 | 3.5488 | 3.6538 | 3.7595 | 3.8587 | 3.9475 | 4.0256 | 4.1081 | 4.1675 | 4.2395 | 4.3104 | 4.3561 |  | 1.5566 | 1.5669 | 1.5787 | 1.5919 | 1.6324 | 1.6765 | 1.7237 | 1.7746 | 1.8287 | 1.8853 | 1.9449 | 2.009 | 2.0763 | 2.1457 | 2.219 | 2.2936 | 2.3725 | 2.4538 | 2.5394 | 2.6288 | 2.7211 | 2.8157 | 2.875 | 2.939 | 2.9995 | 3.0443 | 3.1002 | 3.1686 | 3.2143 | 3.2724 | 3.3309 | 3.3691
Chatsworth St |  | 1.5292 | 1.5474 | 1.5715 | 1.6021 | 1.6622 | 1.7349 | 1.8204 | 1.9201 | 2.0339 | 2.1568 | 2.2898 | 2.4369 | 2.5891 | 2.7428 | 2.9018 | 3.0615 | 3.2262 | 3.3729 | 3.5209 | 3.6698 | 3.8186 | 3.9657 | 4.0952 | 4.2276 | 4.3544 | 4.474 | 4.5818 | 4.7003 | 4.7876 | 4.8862 | 4.9805 | 5.0439 |  | 1.5291 | 1.5372 | 1.5465 | 1.5569 | 1.5746 | 1.5944 | 1.616 | 1.6393 | 1.6645 | 1.691 | 1.7177 | 1.7468 | 1.7697 | 1.794 | 1.821 | 1.8509 | 1.8838 | 1.92 | 1.9592 | 2.0016 | 2.0472 | 2.0953 | 2.1308 | 2.174 | 2.2171 | 2.2582 | 2.2924 | 2.3421 | 2.3652 | 2.4032 | 2.4408 | 2.465 |  | 1.5292 | 1.5455 | 1.5635 | 1.5832 | 1.6267 | 1.6744 | 1.7262 | 1.782 | 1.8415 | 1.9038 | 1.9689 | 2.0395 | 2.1125 | 2.1863 | 2.2654 | 2.3458 | 2.4323 | 2.5033 | 2.5787 | 2.6586 | 2.743 | 2.8307 | 2.906 | 2.9888 | 3.0707 | 3.1498 | 3.2212 | 3.307 | 3.3654 | 3.4378 | 3.5091 | 3.5572 |  | 1.5292 | 1.5474 | 1.5715 | 1.6021 | 1.6658 | 1.7425 | 1.8321 | 1.9362 | 2.0543 | 2.1818 | 2.319 | 2.4704 | 2.6268 | 2.7848 | 2.9481 | 3.1104 | 3.2791 | 3.4298 | 3.5837 | 3.7388 | 3.8923 | 4.0443 | 4.1745 | 4.3065 | 4.4327 | 4.5513 | 4.6581 | 4.7751 | 4.8611 | 4.9582 | 5.051 | 5.1132 |  | 1.5287 | 1.5435 | 1.56 | 1.5785 | 1.6434 | 1.7132 | 1.7869 | 1.8651 | 1.947 | 2.0318 | 2.1193 | 2.2124 | 2.3089 | 2.4062 | 2.5089 | 2.6111 | 2.7208 | 2.8333 | 2.952 | 3.0757 | 3.2023 | 3.3324 | 3.4083 | 3.4907 | 3.5719 | 3.65 | 3.7203 | 3.8047 | 3.8616 | 3.9326 | 4.0024 | 4.0493
Cheadle Heath |  | 4.217 | 4.2332 | 4.2558 | 4.2856 | 4.3317 | 4.3922 | 4.4675 | 4.5604 | 4.6706 | 4.7923 | 4.9277 | 5.08 | 5.2395 | 5.4034 | 5.5719 | 5.7426 | 5.9158 | 6.0839 | 6.2528 | 6.4216 | 6.5892 | 6.7535 | 6.8961 | 7.0406 | 7.1787 | 7.3064 | 7.4244 | 7.5474 | 7.6345 | 7.735 | 7.8321 | 7.894 |  | 4.2169 | 4.2235 | 4.2312 | 4.2399 | 4.2518 | 4.2658 | 4.2815 | 4.2991 | 4.3188 | 4.3401 | 4.363 | 4.3881 | 4.4123 | 4.4389 | 4.4682 | 4.5003 | 4.5354 | 4.5737 | 4.6153 | 4.6604 | 4.7091 | 4.7603 | 4.7975 | 4.844 | 4.8917 | 4.9363 | 4.978 | 5.0313 | 5.0548 | 5.0967 | 5.1407 | 5.167 |  | 4.217 | 4.2312 | 4.2473 | 4.2654 | 4.2933 | 4.3257 | 4.3624 | 4.4039 | 4.4498 | 4.4991 | 4.553 | 4.6127 | 4.6763 | 4.7437 | 4.8158 | 4.8912 | 4.971 | 5.049 | 5.1322 | 5.2206 | 5.3141 | 5.4111 | 5.4935 | 5.5845 | 5.6754 | 5.7621 | 5.8448 | 5.9378 | 5.9999 | 6.0794 | 6.1596 | 6.2118 |  | 4.217 | 4.2332 | 4.2558 | 4.2856 | 4.3325 | 4.3939 | 4.4703 | 4.5642 | 4.6753 | 4.798 | 4.9344 | 5.0877 | 5.2481 | 5.4131 | 5.5825 | 5.7539 | 5.928 | 6.0973 | 6.2676 | 6.4379 | 6.6068 | 6.7724 | 6.915 | 7.0595 | 7.1974 | 7.3249 | 7.4428 | 7.5655 | 7.6523 | 7.7526 | 7.8494 | 7.9111 |  | 4.2168 | 4.2302 | 4.2457 | 4.2631 | 4.2977 | 4.3369 | 4.3803 | 4.4287 | 4.4814 | 4.5375 | 4.5983 | 4.665 | 4.736 | 4.8108 | 4.8904 | 4.9729 | 5.0601 | 5.1519 | 5.2491 | 5.3517 | 5.4589 | 5.5698 | 5.6523 | 5.7432 | 5.834 | 5.9205 | 6.003 | 6.0958 | 6.1576 | 6.2368 | 6.3168 | 6.3687
Cheadle Hulme |  | 1.088 | 1.1147 | 1.1524 | 1.202 | 1.2794 | 1.3811 | 1.5078 | 1.6638 | 1.8487 | 2.053 | 2.2805 | 2.5361 | 2.8041 | 3.0797 | 3.3629 | 3.6498 | 3.9409 | 4.2231 | 4.5067 | 4.79 | 5.0715 | 5.3475 | 5.5869 | 5.8298 | 6.0617 | 6.2764 | 6.4747 | 6.6816 | 6.8283 | 6.9976 | 7.1608 | 7.2652 |  | 1.088 | 1.0984 | 1.1108 | 1.1249 | 1.1445 | 1.1677 | 1.1936 | 1.2229 | 1.2557 | 1.2912 | 1.3294 | 1.3714 | 1.4122 | 1.457 | 1.5063 | 1.5603 | 1.6194 | 1.6839 | 1.7539 | 1.8297 | 1.9116 | 1.9977 | 2.0602 | 2.1385 | 2.2186 | 2.2935 | 2.3634 | 2.453 | 2.4926 | 2.563 | 2.6368 | 2.6809 |  | 1.088 | 1.1114 | 1.138 | 1.168 | 1.2149 | 1.2695 | 1.3312 | 1.4011 | 1.4782 | 1.5611 | 1.6518 | 1.7523 | 1.8596 | 1.9733 | 2.095 | 2.2221 | 2.3566 | 2.4878 | 2.6276 | 2.7761 | 2.9331 | 3.0961 | 3.2345 | 3.3874 | 3.5401 | 3.6857 | 3.8244 | 3.9807 | 4.0851 | 4.2186 | 4.3533 | 4.4409 |  | 1.088 | 1.1147 | 1.1524 | 1.202 | 1.2809 | 1.3842 | 1.5124 | 1.6701 | 1.8568 | 2.0628 | 2.2919 | 2.5492 | 2.8189 | 3.0962 | 3.381 | 3.6691 | 3.9618 | 4.2459 | 4.5319 | 4.8178 | 5.1014 | 5.3796 | 5.6192 | 5.862 | 6.0937 | 6.3081 | 6.5061 | 6.7126 | 6.8588 | 7.0276 | 7.1904 | 7.2944 |  | 1.0879 | 1.1106 | 1.1367 | 1.1662 | 1.2252 | 1.292 | 1.366 | 1.4482 | 1.5377 | 1.633 | 1.7361 | 1.849 | 1.9692 | 2.0958 | 2.2305 | 2.37 | 2.5173 | 2.6723 | 2.8366 | 3.0096 | 3.1906 | 3.3778 | 3.5164 | 3.6691 | 3.8216 | 3.9669 | 4.1052 | 4.2611 | 4.365 | 4.4981 | 4.6324 | 4.7196
Cheetham Hill |  | 0.76808 | 0.78729 | 0.81439 | 0.85025 | 0.9108 | 0.98924 | 1.0863 | 1.2051 | 1.3457 | 1.5007 | 1.673 | 1.8664 | 2.0689 | 2.277 | 2.4905 | 2.7069 | 2.9261 | 3.1343 | 3.3434 | 3.5521 | 3.7591 | 3.9618 | 4.1372 | 4.3149 | 4.4846 | 4.6409 | 4.7861 | 4.9359 | 5.041 | 5.163 | 5.2808 | 5.3553 |  | 0.76806 | 0.77586 | 0.78504 | 0.79541 | 0.81099 | 0.82911 | 0.84929 | 0.87183 | 0.89694 | 0.924 | 0.95297 | 0.98464 | 1.0139 | 1.0461 | 1.0815 | 1.1205 | 1.1632 | 1.2098 | 1.2605 | 1.3156 | 1.375 | 1.4376 | 1.4828 | 1.5399 | 1.5986 | 1.6533 | 1.7055 | 1.7707 | 1.7992 | 1.8508 | 1.9055 | 1.9377 |  | 0.76808 | 0.78486 | 0.80399 | 0.82552 | 0.86375 | 0.90755 | 0.95661 | 1.0116 | 1.072 | 1.1366 | 1.2071 | 1.2847 | 1.3672 | 1.4544 | 1.5476 | 1.6448 | 1.7474 | 1.8433 | 1.9456 | 2.0543 | 2.1693 | 2.2887 | 2.3901 | 2.5022 | 2.6144 | 2.7212 | 2.824 | 2.9382 | 3.0142 | 3.1121 | 3.2114 | 3.2754 |  | 0.76808 | 0.78729 | 0.81439 | 0.85025 | 0.91209 | 0.9919 | 1.0903 | 1.2106 | 1.3526 | 1.5091 | 1.6828 | 1.8777 | 2.0815 | 2.291 | 2.506 | 2.7235 | 2.9441 | 3.1542 | 3.3655 | 3.5765 | 3.7855 | 3.9902 | 4.1657 | 4.3435 | 4.5129 | 4.6691 | 4.8141 | 4.9636 | 5.0684 | 5.1901 | 5.3077 | 5.3818 |  | 0.76783 | 0.78378 | 0.80214 | 0.82293 | 0.87405 | 0.93083 | 0.99281 | 1.0609 | 1.1343 | 1.212 | 1.2956 | 1.3863 | 1.4826 | 1.5836 | 1.6905 | 1.8011 | 1.9175 | 2.0393 | 2.1679 | 2.303 | 2.4441 | 2.5896 | 2.6911 | 2.8031 | 2.9152 | 3.0217 | 3.1243 | 3.2383 | 3.3139 | 3.4115 | 3.5104 | 3.5742
Chester Rd T11 & T12 |  | 0.14245 | 0.14629 | 0.15135 | 0.15774 | 0.17197 | 0.18879 | 0.20821 | 0.23056 | 0.25578 | 0.28289 | 0.31221 | 0.34433 | 0.3775 | 0.41136 | 0.4461 | 0.48124 | 0.51703 | 0.5472 | 0.57766 | 0.60826 | 0.63884 | 0.66908 | 0.69566 | 0.72274 | 0.74871 | 0.77322 | 0.79528 | 0.81962 | 0.83761 | 0.85791 | 0.87731 | 0.89038 |  | 0.14244 | 0.14424 | 0.14628 | 0.14854 | 0.15281 | 0.15752 | 0.16261 | 0.16807 | 0.17394 | 0.18009 | 0.18644 | 0.1932 | 0.19815 | 0.20348 | 0.20933 | 0.21571 | 0.22267 | 0.23023 | 0.2384 | 0.24719 | 0.25663 | 0.26655 | 0.2739 | 0.28278 | 0.29165 | 0.30011 | 0.3071 | 0.31734 | 0.32212 | 0.32992 | 0.33764 | 0.34261 |  | 0.14245 | 0.1459 | 0.14969 | 0.15385 | 0.16466 | 0.17635 | 0.18886 | 0.20221 | 0.21634 | 0.23104 | 0.2465 | 0.26299 | 0.27999 | 0.29752 | 0.31596 | 0.33488 | 0.3547 | 0.36938 | 0.38496 | 0.40146 | 0.41884 | 0.43689 | 0.45232 | 0.46919 | 0.48588 | 0.50201 | 0.5165 | 0.53406 | 0.54599 | 0.5608 | 0.57535 | 0.5852 |  | 0.14245 | 0.14629 | 0.15135 | 0.15774 | 0.17252 | 0.18992 | 0.20993 | 0.23289 | 0.25871 | 0.28644 | 0.31636 | 0.34908 | 0.38285 | 0.41731 | 0.45265 | 0.48827 | 0.52463 | 0.55565 | 0.58707 | 0.61867 | 0.65014 | 0.68129 | 0.70791 | 0.73497 | 0.76088 | 0.78532 | 0.8073 | 0.83154 | 0.84943 | 0.86961 | 0.88891 | 0.90189 |  | 0.14233 | 0.1454 | 0.14884 | 0.15267 | 0.1694 | 0.18704 | 0.20548 | 0.22483 | 0.24493 | 0.26565 | 0.28711 | 0.30965 | 0.33292 | 0.35675 | 0.38146 | 0.40654 | 0.43262 | 0.45922 | 0.48685 | 0.51543 | 0.54477 | 0.5748 | 0.59027 | 0.60711 | 0.62375 | 0.6398 | 0.65421 | 0.67166 | 0.68348 | 0.69817 | 0.7126 | 0.72235
Chester Rd T13 |  | 0.30545 | 0.30792 | 0.3112 | 0.31534 | 0.32595 | 0.33815 | 0.35187 | 0.36731 | 0.38436 | 0.4025 | 0.42192 | 0.44292 | 0.46462 | 0.48674 | 0.50939 | 0.53234 | 0.5557 | 0.57398 | 0.59247 | 0.61105 | 0.62951 | 0.64731 | 0.66154 | 0.67235 | 0.67376 | 0.65833 | 0.62425 | 0.5922 | 0.57317 | 0.57163 | 0.5782 | 0.58329 |  | 0.30545 | 0.3065 | 0.30771 | 0.30906 | 0.31215 | 0.31553 | 0.31913 | 0.32299 | 0.3271 | 0.3314 | 0.33587 | 0.34061 | 0.3439 | 0.34743 | 0.35126 | 0.35543 | 0.35996 | 0.36485 | 0.37009 | 0.37565 | 0.38145 | 0.38711 | 0.39003 | 0.39085 | 0.38464 | 0.36553 | 0.33181 | 0.30059 | 0.27929 | 0.27242 | 0.27221 | 0.2735 |  | 0.30545 | 0.30768 | 0.31015 | 0.31285 | 0.32133 | 0.33037 | 0.33991 | 0.34999 | 0.36053 | 0.37142 | 0.38278 | 0.39476 | 0.40712 | 0.41981 | 0.43302 | 0.44655 | 0.46059 | 0.46978 | 0.47949 | 0.48966 | 0.50017 | 0.51053 | 0.51782 | 0.52218 | 0.51758 | 0.4966 | 0.45737 | 0.42057 | 0.39714 | 0.3915 | 0.39427 | 0.39673 |  | 0.30545 | 0.30792 | 0.31121 | 0.31534 | 0.32637 | 0.33901 | 0.35316 | 0.36905 | 0.38655 | 0.40514 | 0.425 | 0.44645 | 0.46859 | 0.49116 | 0.51425 | 0.53759 | 0.56138 | 0.58036 | 0.59961 | 0.61897 | 0.63814 | 0.65667 | 0.67092 | 0.68172 | 0.6831 | 0.66764 | 0.63352 | 0.60142 | 0.58234 | 0.58075 | 0.58726 | 0.59231 |  | 0.30543 | 0.30758 | 0.30999 | 0.31263 | 0.32651 | 0.34097 | 0.35592 | 0.37144 | 0.3874 | 0.40372 | 0.42051 | 0.43793 | 0.45578 | 0.47397 | 0.49267 | 0.51163 | 0.53115 | 0.54914 | 0.56678 | 0.58417 | 0.60079 | 0.61587 | 0.61534 | 0.6087 | 0.58461 | 0.49126 | 0.47722 | 0.48819 | 0.49571 | 0.50487 | 0.51368 | 0.51982
Chorley South |  | 1.3728 | 1.4059 | 1.4529 | 1.5151 | 1.6138 | 1.7437 | 1.9059 | 2.1058 | 2.343 | 2.6051 | 2.8944 | 3.2216 | 3.5643 | 3.9112 | 4.271 | 4.6316 | 5.003 | 5.3635 | 5.7256 | 6.0874 | 6.4468 | 6.7988 | 7.1048 | 7.4164 | 7.7137 | 7.9881 | 8.2425 | 8.5056 | 8.6912 | 8.9057 | 9.1129 | 9.2443 |  | 1.3737 | 1.3884 | 1.4051 | 1.4238 | 1.4496 | 1.4798 | 1.5134 | 1.5508 | 1.5924 | 1.6371 | 1.6822 | 1.7335 | 1.7826 | 1.8352 | 1.8944 | 1.9603 | 2.0333 | 2.1138 | 2.2015 | 2.297 | 2.4003 | 2.5093 | 2.5882 | 2.6877 | 2.7897 | 2.8849 | 2.9752 | 3.0889 | 3.1387 | 3.2285 | 3.3232 | 3.3793 |  | 1.3728 | 1.4017 | 1.4347 | 1.472 | 1.5318 | 1.6016 | 1.6806 | 1.7698 | 1.8682 | 1.9739 | 2.0868 | 2.2138 | 2.3491 | 2.4869 | 2.6385 | 2.793 | 2.9625 | 3.1285 | 3.3057 | 3.4943 | 3.694 | 3.9016 | 4.0789 | 4.2761 | 4.4733 | 4.6609 | 4.8409 | 5.0414 | 5.1753 | 5.3468 | 5.5205 | 5.6327 |  | 1.3728 | 1.4059 | 1.4529 | 1.5151 | 1.6204 | 1.7579 | 1.9279 | 2.1362 | 2.3819 | 2.6527 | 2.9502 | 3.2857 | 3.6365 | 3.9917 | 4.3597 | 4.7245 | 5.1033 | 5.4695 | 5.8416 | 6.2147 | 6.5812 | 6.9412 | 7.2488 | 7.5595 | 7.8551 | 8.1272 | 8.379 | 8.6388 | 8.8209 | 9.0318 | 9.2355 | 9.364 |  | 1.3727 | 1.4008 | 1.4331 | 1.4697 | 1.5499 | 1.6409 | 1.7413 | 1.8527 | 1.9732 | 2.1013 | 2.2361 | 2.3852 | 2.5429 | 2.7036 | 2.8777 | 3.0508 | 3.2422 | 3.4421 | 3.6575 | 3.8855 | 4.1206 | 4.3642 | 4.543 | 4.7393 | 4.9348 | 5.1201 | 5.2975 | 5.4946 | 5.6251 | 5.7929 | 5.963 | 6.0724
Chorlton |  | 0.52613 | 0.53952 | 0.55835 | 0.58326 | 0.62447 | 0.67818 | 0.74492 | 0.82702 | 0.92439 | 1.032 | 1.1518 | 1.2864 | 1.4273 | 1.5723 | 1.7211 | 1.8719 | 2.0245 | 2.1702 | 2.3164 | 2.4623 | 2.607 | 2.7484 | 2.8707 | 2.9946 | 3.1127 | 3.2213 | 3.3225 | 3.4263 | 3.4988 | 3.5831 | 3.6647 | 3.7159 |  | 0.52607 | 0.5316 | 0.53803 | 0.54528 | 0.55584 | 0.56815 | 0.58188 | 0.59724 | 0.61439 | 0.63288 | 0.65279 | 0.67452 | 0.6948 | 0.71714 | 0.74176 | 0.7688 | 0.79842 | 0.83076 | 0.86596 | 0.90417 | 0.94547 | 0.98893 | 1.0203 | 1.06 | 1.101 | 1.139 | 1.1758 | 1.2211 | 1.2408 | 1.2768 | 1.3151 | 1.3376 |  | 0.52613 | 0.53783 | 0.55113 | 0.56608 | 0.59173 | 0.62124 | 0.65442 | 0.69171 | 0.73281 | 0.77689 | 0.82507 | 0.87825 | 0.93474 | 0.99478 | 1.0588 | 1.1259 | 1.1965 | 1.2633 | 1.3347 | 1.4105 | 1.4907 | 1.574 | 1.6446 | 1.7228 | 1.8011 | 1.8755 | 1.9475 | 2.027 | 2.0798 | 2.148 | 2.2174 | 2.2619 |  | 0.52613 | 0.53952 | 0.55835 | 0.58327 | 0.62514 | 0.67955 | 0.747 | 0.82982 | 0.92792 | 1.0362 | 1.1568 | 1.2921 | 1.4337 | 1.5794 | 1.7289 | 1.8803 | 2.0336 | 2.1804 | 2.3278 | 2.475 | 2.6208 | 2.7634 | 2.8857 | 3.0095 | 3.1276 | 3.2362 | 3.3373 | 3.441 | 3.5134 | 3.5976 | 3.6791 | 3.7302 |  | 0.52586 | 0.53674 | 0.54929 | 0.56354 | 0.59695 | 0.63426 | 0.67519 | 0.72036 | 0.76927 | 0.82123 | 0.87733 | 0.93847 | 1.0035 | 1.072 | 1.1445 | 1.22 | 1.2991 | 1.3822 | 1.4699 | 1.5621 | 1.6586 | 1.7582 | 1.8289 | 1.907 | 1.9852 | 2.0595 | 2.1315 | 2.2109 | 2.2636 | 2.3317 | 2.401 | 2.4454
Church |  | 0.35441 | 0.36392 | 0.37672 | 0.39317 | 0.41985 | 0.45383 | 0.49529 | 0.5453 | 0.60379 | 0.66788 | 0.7383 | 0.81713 | 0.89913 | 0.98261 | 1.0689 | 1.1558 | 1.2448 | 1.3296 | 1.4149 | 1.5004 | 1.5856 | 1.6693 | 1.7424 | 1.8169 | 1.8881 | 1.9545 | 2.0152 | 2.08 | 2.1266 | 2.18 | 2.2312 | 2.2647 |  | 0.35441 | 0.35892 | 0.36397 | 0.36958 | 0.37738 | 0.38631 | 0.39619 | 0.40701 | 0.41893 | 0.4316 | 0.44455 | 0.45881 | 0.47149 | 0.48517 | 0.50038 | 0.51709 | 0.53541 | 0.55542 | 0.57711 | 0.60059 | 0.62589 | 0.65251 | 0.67199 | 0.69607 | 0.72046 | 0.74346 | 0.76398 | 0.7916 | 0.80409 | 0.82554 | 0.84754 | 0.86108 |  | 0.35441 | 0.36289 | 0.37229 | 0.38268 | 0.40002 | 0.41974 | 0.44171 | 0.46602 | 0.49254 | 0.52073 | 0.55079 | 0.58397 | 0.61867 | 0.65448 | 0.69319 | 0.7329 | 0.77562 | 0.81567 | 0.85831 | 0.90358 | 0.95138 | 1.001 | 1.0434 | 1.0902 | 1.1368 | 1.1814 | 1.223 | 1.271 | 1.3034 | 1.3443 | 1.3851 | 1.412 |  | 0.35441 | 0.36392 | 0.37672 | 0.39317 | 0.42108 | 0.45644 | 0.49931 | 0.55084 | 0.61085 | 0.67649 | 0.74839 | 0.82872 | 0.91217 | 0.99715 | 1.0849 | 1.1726 | 1.263 | 1.349 | 1.4363 | 1.5239 | 1.6105 | 1.6959 | 1.7693 | 1.8436 | 1.9145 | 1.9806 | 2.0409 | 2.1051 | 2.1512 | 2.204 | 2.2547 | 2.2877 |  | 0.35409 | 0.36159 | 0.37011 | 0.37966 | 0.40239 | 0.42767 | 0.45517 | 0.48525 | 0.51747 | 0.55145 | 0.5873 | 0.62633 | 0.66747 | 0.70977 | 0.75493 | 0.80047 | 0.84952 | 0.90053 | 0.95481 | 1.0119 | 1.0709 | 1.1318 | 1.1745 | 1.2211 | 1.2674 | 1.3116 | 1.3528 | 1.4003 | 1.4321 | 1.4724 | 1.5126 | 1.5391
Circle Sq |  | 0 | 0 | 0 | 0 | 0 | 0 | 0 | 0 | 0 | 0 | 0 | 0 | 0 | 0 | 0 | 0 | 0 | 0 | 0 | 0 | 0 | 0 | 0 | 0 | 0 | 0 | 0 | 0 | 0 | 0 | 0 | 0 |  | 0 | 0 | 0 | 0 | 0 | 0 | 0 | 0 | 0 | 0 | 0 | 0 | 0 | 0 | 0 | 0 | 0 | 0 | 0 | 0 | 0 | 0 | 0 | 0 | 0 | 0 | 0 | 0 | 0 | 0 | 0 | 0 |  | 0 | 0 | 0 | 0 | 0 | 0 | 0 | 0 | 0 | 0 | 0 | 0 | 0 | 0 | 0 | 0 | 0 | 0 | 0 | 0 | 0 | 0 | 0 | 0 | 0 | 0 | 0 | 0 | 0 | 0 | 0 | 0 |  | 0 | 0 | 0 | 0 | 0 | 0 | 0 | 0 | 0 | 0 | 0 | 0 | 0 | 0 | 0 | 0 | 0 | 0 | 0 | 0 | 0 | 0 | 0 | 0 | 0 | 0 | 0 | 0 | 0 | 0 | 0 | 0 |  | 0 | 0 | 0 | 0 | 0 | 0 | 0 | 0 | 0 | 0 | 0 | 0 | 0 | 0 | 0 | 0 | 0 | 0 | 0 | 0 | 0 | 0 | 0 | 0 | 0 | 0 | 0 | 0 | 0 | 0 | 0 | 0
Clarendon Rd |  | 1.1197 | 1.1475 | 1.1867 | 1.2388 | 1.3199 | 1.4272 | 1.5616 | 1.7278 | 1.9255 | 2.1443 | 2.3864 | 2.6603 | 2.9473 | 3.239 | 3.541 | 3.8442 | 4.1554 | 4.4582 | 4.7624 | 5.0661 | 5.3676 | 5.6627 | 5.9188 | 6.1794 | 6.4279 | 6.657 | 6.8698 | 7.0891 | 7.2434 | 7.422 | 7.5947 | 7.7037 |  | 1.1197 | 1.1307 | 1.1437 | 1.1584 | 1.1787 | 1.2028 | 1.2298 | 1.2601 | 1.2939 | 1.3306 | 1.3682 | 1.4108 | 1.4523 | 1.4973 | 1.5477 | 1.6035 | 1.6651 | 1.7326 | 1.8061 | 1.8861 | 1.9726 | 2.0637 | 2.1296 | 2.2128 | 2.2983 | 2.3779 | 2.4539 | 2.549 | 2.5906 | 2.6657 | 2.7453 | 2.7923 |  | 1.1197 | 1.1439 | 1.1716 | 1.2027 | 1.2514 | 1.3082 | 1.3728 | 1.446 | 1.5269 | 1.6141 | 1.7078 | 1.8131 | 1.9254 | 2.0411 | 2.1679 | 2.2976 | 2.4389 | 2.5782 | 2.7268 | 2.885 | 3.0524 | 3.2264 | 3.3746 | 3.5395 | 3.7044 | 3.8613 | 4.0122 | 4.1798 | 4.2915 | 4.435 | 4.5804 | 4.6743 |  | 1.1197 | 1.1475 | 1.1867 | 1.2388 | 1.3246 | 1.4372 | 1.5771 | 1.7492 | 1.9529 | 2.1777 | 2.4255 | 2.7052 | 2.998 | 3.2954 | 3.6032 | 3.9094 | 4.2257 | 4.5327 | 4.8439 | 5.1556 | 5.4621 | 5.7629 | 6.0201 | 6.28 | 6.5274 | 6.7549 | 6.9659 | 7.1829 | 7.3348 | 7.5109 | 7.6811 | 7.7882 |  | 1.1194 | 1.1426 | 1.1694 | 1.1997 | 1.2631 | 1.3354 | 1.4155 | 1.5047 | 1.6017 | 1.7051 | 1.8147 | 1.9361 | 2.0651 | 2.1976 | 2.341 | 2.4846 | 2.642 | 2.8068 | 2.9839 | 3.1713 | 3.3651 | 3.566 | 3.7153 | 3.8796 | 4.0433 | 4.1985 | 4.3477 | 4.5129 | 4.6223 | 4.7631 | 4.9062 | 4.998
Claughton |  | 0.21353 | 0.21874 | 0.22589 | 0.23512 | 0.25105 | 0.271 | 0.29494 | 0.32347 | 0.3564 | 0.39228 | 0.43126 | 0.47478 | 0.52018 | 0.56587 | 0.61338 | 0.66094 | 0.71023 | 0.75644 | 0.80306 | 0.84991 | 0.89674 | 0.94301 | 0.98376 | 1.0255 | 1.0654 | 1.103 | 1.137 | 1.1741 | 1.2015 | 1.2325 | 1.2621 | 1.2819 |  | 0.21384 | 0.21655 | 0.21951 | 0.22274 | 0.22748 | 0.23284 | 0.2387 | 0.24506 | 0.25198 | 0.2593 | 0.26659 | 0.27472 | 0.28189 | 0.28947 | 0.29795 | 0.30733 | 0.31766 | 0.32903 | 0.34132 | 0.35463 | 0.36895 | 0.38403 | 0.39518 | 0.40872 | 0.42228 | 0.43519 | 0.44601 | 0.46161 | 0.46884 | 0.48077 | 0.49265 | 0.50023 |  | 0.21353 | 0.21816 | 0.22338 | 0.22919 | 0.2399 | 0.25199 | 0.26532 | 0.27999 | 0.29581 | 0.31255 | 0.33008 | 0.34944 | 0.36981 | 0.39026 | 0.41256 | 0.43505 | 0.45968 | 0.48197 | 0.50567 | 0.53081 | 0.55735 | 0.58492 | 0.60862 | 0.63474 | 0.6606 | 0.68553 | 0.70809 | 0.73512 | 0.7535 | 0.77633 | 0.79881 | 0.81396 |  | 0.21353 | 0.21874 | 0.2259 | 0.23512 | 0.2522 | 0.27346 | 0.29874 | 0.32871 | 0.36309 | 0.40045 | 0.44083 | 0.48579 | 0.53256 | 0.57968 | 0.62859 | 0.67691 | 0.72748 | 0.77478 | 0.82318 | 0.872 | 0.92015 | 0.96786 | 1.0089 | 1.0504 | 1.0901 | 1.1273 | 1.1609 | 1.1975 | 1.2244 | 1.2547 | 1.2837 | 1.3031 |  | 0.21355 | 0.21814 | 0.22331 | 0.22906 | 0.24449 | 0.26144 | 0.27965 | 0.29932 | 0.32013 | 0.34188 | 0.36436 | 0.3887 | 0.41407 | 0.43958 | 0.4669 | 0.49378 | 0.52331 | 0.55376 | 0.58631 | 0.62049 | 0.65542 | 0.6915 | 0.71544 | 0.74142 | 0.76701 | 0.79156 | 0.81371 | 0.8402 | 0.85802 | 0.88026 | 0.90218 | 0.91686
Cleveleys |  | 1.0988 | 1.1246 | 1.161 | 1.2088 | 1.2873 | 1.389 | 1.5145 | 1.6677 | 1.8481 | 2.0466 | 2.264 | 2.5096 | 2.7665 | 3.0247 | 3.2937 | 3.5621 | 3.8404 | 4.1079 | 4.3769 | 4.6462 | 4.914 | 5.177 | 5.4065 | 5.6409 | 5.8647 | 6.0722 | 6.2634 | 6.4639 | 6.6069 | 6.7712 | 6.9294 | 7.0312 |  | 1.0988 | 1.1088 | 1.1208 | 1.1344 | 1.1546 | 1.1784 | 1.2048 | 1.2342 | 1.2666 | 1.3015 | 1.336 | 1.3756 | 1.4126 | 1.4519 | 1.4964 | 1.546 | 1.6011 | 1.6621 | 1.7284 | 1.8007 | 1.8788 | 1.9611 | 2.0211 | 2.0961 | 2.1725 | 2.2441 | 2.3102 | 2.396 | 2.4341 | 2.5013 | 2.5713 | 2.6135 |  | 1.0988 | 1.1214 | 1.1472 | 1.1762 | 1.2256 | 1.2824 | 1.3462 | 1.4176 | 1.4958 | 1.5793 | 1.6673 | 1.7662 | 1.8711 | 1.9762 | 2.0924 | 2.2095 | 2.3395 | 2.4639 | 2.5967 | 2.7379 | 2.8874 | 3.0428 | 3.1761 | 3.3243 | 3.472 | 3.613 | 3.7465 | 3.8976 | 3.9991 | 4.128 | 4.2576 | 4.3422 |  | 1.0988 | 1.1246 | 1.161 | 1.2088 | 1.2939 | 1.4032 | 1.5365 | 1.6982 | 1.887 | 2.0941 | 2.3197 | 2.5737 | 2.8387 | 3.1052 | 3.3823 | 3.6549 | 3.9406 | 4.2138 | 4.4929 | 4.7733 | 5.0483 | 5.3191 | 5.5502 | 5.7837 | 6.0058 | 6.211 | 6.3997 | 6.5967 | 6.7363 | 6.8969 | 7.0516 | 7.1505 |  | 1.0987 | 1.1209 | 1.1463 | 1.1749 | 1.2441 | 1.3217 | 1.4065 | 1.4996 | 1.5994 | 1.7049 | 1.8143 | 1.9348 | 2.0614 | 2.1885 | 2.3266 | 2.4615 | 2.6126 | 2.7693 | 2.9388 | 3.1179 | 3.3012 | 3.4911 | 3.6259 | 3.7732 | 3.9192 | 4.0579 | 4.1888 | 4.3366 | 4.4346 | 4.5597 | 4.6858 | 4.7675
Clifton Junction |  | 1.7706 | 1.7782 | 1.789 | 1.8036 | 1.8265 | 1.8569 | 1.8952 | 1.9427 | 1.9994 | 2.0623 | 2.1324 | 2.2116 | 2.2946 | 2.3799 | 2.4676 | 2.5564 | 2.6464 | 2.7337 | 2.8212 | 2.9086 | 2.9952 | 3.0798 | 3.153 | 3.2271 | 3.2978 | 3.3627 | 3.4232 | 3.4851 | 3.5282 | 3.5784 | 3.627 | 3.6574 |  | 1.7706 | 1.7735 | 1.7771 | 1.7811 | 1.7868 | 1.7935 | 1.801 | 1.8096 | 1.8191 | 1.8295 | 1.8407 | 1.853 | 1.865 | 1.8782 | 1.8927 | 1.9088 | 1.9264 | 1.9456 | 1.9666 | 1.9893 | 2.0139 | 2.0398 | 2.0585 | 2.0822 | 2.1067 | 2.1294 | 2.1516 | 2.1786 | 2.1903 | 2.2119 | 2.2348 | 2.2483 |  | 1.7706 | 1.7772 | 1.7847 | 1.7933 | 1.807 | 1.8229 | 1.841 | 1.8617 | 1.8846 | 1.9093 | 1.9364 | 1.9665 | 1.9988 | 2.0331 | 2.0698 | 2.1082 | 2.149 | 2.1889 | 2.2315 | 2.2768 | 2.3248 | 2.3746 | 2.4168 | 2.4637 | 2.5106 | 2.5552 | 2.5985 | 2.646 | 2.6776 | 2.7184 | 2.76 | 2.7867 |  | 1.7706 | 1.7782 | 1.789 | 1.8036 | 1.827 | 1.858 | 1.8968 | 1.9448 | 2.0021 | 2.0656 | 2.1363 | 2.216 | 2.2996 | 2.3855 | 2.4737 | 2.5628 | 2.6534 | 2.7413 | 2.8297 | 2.9179 | 3.0051 | 3.0905 | 3.1637 | 3.2378 | 3.3084 | 3.3732 | 3.4336 | 3.4953 | 3.5383 | 3.5883 | 3.6367 | 3.667 |  | 1.7705 | 1.7769 | 1.7844 | 1.7928 | 1.8101 | 1.8297 | 1.8516 | 1.876 | 1.9026 | 1.931 | 1.9619 | 1.9958 | 2.032 | 2.0701 | 2.1108 | 2.153 | 2.1976 | 2.2446 | 2.2946 | 2.3473 | 2.4024 | 2.4595 | 2.5018 | 2.5486 | 2.5954 | 2.6399 | 2.6831 | 2.7305 | 2.7619 | 2.8025 | 2.8439 | 2.8705
Clover Hill |  | 1.1248 | 1.1443 | 1.1712 | 1.2066 | 1.263 | 1.337 | 1.4291 | 1.5423 | 1.6767 | 1.8251 | 1.9878 | 2.1725 | 2.3649 | 2.5582 | 2.7598 | 2.9605 | 3.1686 | 3.37 | 3.5721 | 3.7739 | 3.9742 | 4.1702 | 4.3405 | 4.5142 | 4.6799 | 4.8322 | 4.9741 | 5.1194 | 5.2213 | 5.3395 | 5.4537 | 5.5255 |  | 1.1246 | 1.1331 | 1.1429 | 1.1538 | 1.1691 | 1.1869 | 1.2068 | 1.2286 | 1.2528 | 1.2787 | 1.3039 | 1.3328 | 1.3593 | 1.3875 | 1.4197 | 1.4557 | 1.4958 | 1.54 | 1.5882 | 1.6408 | 1.6979 | 1.758 | 1.8015 | 1.8566 | 1.9133 | 1.966 | 2.017 | 2.0798 | 2.1071 | 2.157 | 2.2101 | 2.2412 |  | 1.1248 | 1.142 | 1.1612 | 1.1827 | 1.2177 | 1.2581 | 1.3037 | 1.3548 | 1.4112 | 1.4716 | 1.5351 | 1.6069 | 1.6824 | 1.7579 | 1.8422 | 1.9268 | 2.0214 | 2.1134 | 2.2117 | 2.3164 | 2.4274 | 2.5428 | 2.6415 | 2.7519 | 2.8624 | 2.9673 | 3.0688 | 3.1805 | 3.255 | 3.3508 | 3.4481 | 3.5106 |  | 1.1248 | 1.1443 | 1.1713 | 1.2066 | 1.2682 | 1.3481 | 1.4464 | 1.5662 | 1.7073 | 1.8624 | 2.0316 | 2.2228 | 2.4216 | 2.6214 | 2.8295 | 3.0334 | 3.2473 | 3.4529 | 3.6628 | 3.8734 | 4.0791 | 4.2811 | 4.4527 | 4.6257 | 4.79 | 4.9405 | 5.0803 | 5.2229 | 5.322 | 5.4372 | 5.5486 | 5.618 |  | 1.1241 | 1.1392 | 1.1566 | 1.1763 | 1.2234 | 1.2767 | 1.3353 | 1.4002 | 1.4702 | 1.5446 | 1.6217 | 1.7074 | 1.7979 | 1.8887 | 1.988 | 2.0845 | 2.1935 | 2.3066 | 2.4296 | 2.5599 | 2.6932 | 2.8314 | 2.9314 | 3.041 | 3.1501 | 3.2531 | 3.3525 | 3.4615 | 3.5332 | 3.626 | 3.7204 | 3.7806
Cog Lane |  | 1.0943 | 7.1221 | 7.1606 | 7.2108 | 7.2917 | 7.3965 | 7.5258 | 7.6838 | 7.8701 | 8.0751 | 8.3011 | 8.5555 | 8.8212 | 9.0377 | 9.2835 | 9.5089 | 9.7095 | 9.8492 | 9.9178 | 9.8905 | 9.7487 | 9.4949 | 9.1388 | 8.7871 | 8.4916 | 8.2855 | 8.1762 | 8.1728 | 8.1816 | 8.2627 | 8.3708 | 8.441 |  | 1.0942 | 7.1059 | 7.1195 | 7.1347 | 7.1564 | 7.1816 | 7.2097 | 7.2409 | 7.2755 | 7.3127 | 7.3505 | 7.393 | 7.4324 | 7.4329 | 7.4535 | 7.4622 | 7.4505 | 7.4047 | 7.3074 | 7.1393 | 6.8877 | 6.5558 | 6.1467 | 5.7537 | 5.4157 | 5.1572 | 4.9827 | 4.9044 | 4.8346 | 4.8344 | 4.8636 | 4.8802 |  | 1.0943 | 7.1188 | 7.1464 | 7.1772 | 7.228 | 7.2863 | 7.3519 | 7.4253 | 7.5058 | 7.5919 | 7.6838 | 7.7863 | 7.8947 | 7.9526 | 8.0403 | 8.1091 | 8.1562 | 8.1479 | 8.0754 | 7.9157 | 7.6515 | 7.2866 | 6.8309 | 6.3902 | 6.0163 | 5.7416 | 5.5729 | 5.5187 | 5.4848 | 5.5297 | 5.6085 | 5.6613 |  | 1.0943 | 7.1221 | 7.1606 | 7.2108 | 7.2962 | 7.4061 | 7.5407 | 7.7043 | 7.8962 | 8.1071 | 8.3385 | 8.5985 | 8.8696 | 9.0917 | 9.3429 | 9.5714 | 9.7769 | 9.9209 | 9.9964 | 9.9767 | 9.8401 | 9.5919 | 9.2368 | 8.8844 | 8.5879 | 8.3804 | 8.2695 | 8.2639 | 8.2705 | 8.3493 | 8.4551 | 8.5236 |  | 1.0938 | 1.1166 | 1.1428 | 1.1722 | 1.2395 | 1.3152 | 1.3981 | 1.4894 | 1.5877 | 1.6919 | 1.8017 | 1.9222 | 2.0496 | 2.18 | 2.3204 | 2.461 | 2.6142 | 2.7739 | 2.9449 | 3.1252 | 3.3114 | 3.5041 | 3.6422 | 3.7937 | 3.9443 | 4.0876 | 4.2231 | 4.3763 | 4.4781 | 4.6082 | 4.7394 | 4.8245
Coniston |  | 0.58179 | 0.58632 | 0.59266 | 0.60097 | 0.61884 | 0.64069 | 0.66655 | 0.69692 | 0.73165 | 0.76929 | 0.80919 | 0.85406 | 0.90043 | 0.94449 | 0.99137 | 1.0371 | 1.0862 | 1.1298 | 1.1736 | 1.2174 | 1.2606 | 1.3025 | 1.3378 | 1.3718 | 1.3972 | 1.3934 | 1.4201 | 1.4551 | 1.4804 | 1.5092 | 1.5369 | 1.555 |  | 0.58203 | 0.58425 | 0.5867 | 0.58937 | 0.59445 | 0.60011 | 0.6062 | 0.61263 | 0.61939 | 0.62644 | 0.63251 | 0.63972 | 0.64487 | 0.64972 | 0.65553 | 0.6626 | 0.67094 | 0.68085 | 0.69171 | 0.70371 | 0.71676 | 0.73043 | 0.73986 | 0.7503 | 0.75754 | 0.75778 | 0.75027 | 0.74645 | 0.74109 | 0.74676 | 0.75615 | 0.7619 |  | 0.58179 | 0.58578 | 0.59031 | 0.59539 | 0.60831 | 0.62256 | 0.63802 | 0.65469 | 0.67235 | 0.69082 | 0.70916 | 0.72963 | 0.75072 | 0.76932 | 0.79078 | 0.81128 | 0.83566 | 0.85544 | 0.87644 | 0.89874 | 0.92207 | 0.94576 | 0.96476 | 0.98399 | 0.99636 | 0.98096 | 0.99754 | 1.0238 | 1.0416 | 1.0639 | 1.0861 | 1.1008 |  | 0.58179 | 0.58633 | 0.59267 | 0.60097 | 0.62166 | 0.64672 | 0.67588 | 0.70984 | 0.74816 | 0.78948 | 0.83284 | 0.88124 | 0.93104 | 0.97863 | 1.029 | 1.0764 | 1.1287 | 1.1748 | 1.2229 | 1.2714 | 1.3177 | 1.3629 | 1.3989 | 1.4325 | 1.4572 | 1.4524 | 1.478 | 1.5116 | 1.5355 | 1.5627 | 1.5889 | 1.6058 |  | 0.58181 | 0.58576 | 0.59026 | 0.59531 | 0.61711 | 0.64066 | 0.66551 | 0.69184 | 0.71916 | 0.74738 | 0.77525 | 0.80534 | 0.83598 | 0.86471 | 0.89485 | 0.92196 | 0.95368 | 0.98473 | 1.0164 | 1.0435 | 1.0437 | 1.075 | 1.0986 | 1.124 | 1.149 | 1.1725 | 1.1944 | 1.2192 | 1.2355 | 1.2563 | 1.277 | 1.2905
Copse Rd |  | 10.4453 | 10.4802 | 10.5291 | 10.5932 | 10.6978 | 10.8334 | 11.0005 | 11.2043 | 11.444 | 11.7079 | 11.9964 | 12.3224 | 12.6632 | 13.005 | 13.3616 | 13.7168 | 14.0859 | 14.4399 | 14.795 | 15.1473 | 15.4888 | 15.7998 | 16.0028 | 16.0483 | 15.6971 | 14.6198 | 12.7857 | 10.964 | 9.8011 | 9.371 | 9.3154 | 9.2884 |  | 10.4452 | 10.4591 | 10.4755 | 10.4939 | 10.5212 | 10.5531 | 10.5886 | 10.6279 | 10.6712 | 10.7178 | 10.7634 | 10.8159 | 10.865 | 10.9169 | 10.9758 | 11.0416 | 11.1148 | 11.1949 | 11.2815 | 11.3733 | 11.466 | 11.5453 | 11.5446 | 11.4342 | 11.0238 | 10.0512 | 8.4912 | 6.9575 | 5.9405 | 5.5179 | 5.4009 | 5.3765 |  | 10.4453 | 10.476 | 10.5108 | 10.5499 | 10.6158 | 10.6917 | 10.777 | 10.8722 | 10.9764 | 11.0877 | 11.2045 | 11.3359 | 11.475 | 11.6136 | 11.7676 | 11.9221 | 12.0944 | 12.2585 | 12.4328 | 12.6152 | 12.7996 | 12.9679 | 13.0429 | 12.974 | 12.5217 | 11.3559 | 9.445 | 7.5576 | 6.3393 | 5.8619 | 5.7681 | 5.7181 |  | 10.4453 | 10.4802 | 10.5291 | 10.5932 | 10.7072 | 10.8535 | 11.0317 | 11.2475 | 11.4994 | 11.7756 | 12.0757 | 12.4136 | 12.7659 | 13.1195 | 13.4877 | 13.8488 | 14.2285 | 14.5904 | 14.9597 | 15.3279 | 15.6794 | 16.0016 | 16.2068 | 16.251 | 15.8974 | 14.8167 | 12.979 | 11.1524 | 9.9845 | 9.5491 | 9.4885 | 9.4573 |  | 10.4449 | 10.4745 | 10.5083 | 10.5463 | 10.6385 | 10.7421 | 10.8552 | 10.9795 | 11.1127 | 11.2533 | 11.3987 | 11.5592 | 11.7277 | 11.8961 | 12.0796 | 12.2579 | 12.4587 | 12.5899 | 12.6971 | 12.7814 | 12.8171 | 12.7758 | 12.5106 | 11.9607 | 10.656 | 6.3287 | 5.5157 | 5.7118 | 5.8418 | 6.0078 | 6.175 | 6.2833
Cox Green |  | 0.99326 | 1.0091 | 1.0314 | 1.0607 | 1.1067 | 1.1672 | 1.2427 | 1.3358 | 1.4464 | 1.5686 | 1.7043 | 1.8572 | 2.0172 | 2.1787 | 2.3457 | 2.514 | 2.6849 | 2.8498 | 3.0145 | 3.1778 | 3.3379 | 3.4914 | 3.6179 | 3.7358 | 3.8204 | 3.7877 | 3.8802 | 4.0021 | 4.0879 | 4.1873 | 4.2833 | 4.3441 |  | 0.99336 | 1.0002 | 1.0081 | 1.017 | 1.0291 | 1.0433 | 1.0592 | 1.077 | 1.0968 | 1.1181 | 1.1406 | 1.1654 | 1.189 | 1.2148 | 1.2433 | 1.2748 | 1.3093 | 1.3471 | 1.3881 | 1.4325 | 1.4803 | 1.5297 | 1.5628 | 1.5997 | 1.6242 | 1.6206 | 1.5888 | 1.5677 | 1.543 | 1.5618 | 1.5965 | 1.6169 |  | 0.99326 | 1.0072 | 1.0229 | 1.0407 | 1.0686 | 1.1011 | 1.1378 | 1.1794 | 1.2252 | 1.2746 | 1.3281 | 1.3877 | 1.4511 | 1.5152 | 1.5851 | 1.6573 | 1.7342 | 1.8085 | 1.8871 | 1.9697 | 2.0554 | 2.1417 | 2.2082 | 2.2729 | 2.3109 | 2.2378 | 2.2957 | 2.3885 | 2.4504 | 2.5298 | 2.6102 | 2.6622 |  | 0.99326 | 1.0091 | 1.0314 | 1.0607 | 1.1082 | 1.1704 | 1.2476 | 1.3425 | 1.4549 | 1.5789 | 1.7164 | 1.8711 | 2.0329 | 2.1962 | 2.3649 | 2.5342 | 2.7068 | 2.8733 | 3.0404 | 3.2062 | 3.3681 | 3.5237 | 3.6504 | 3.7681 | 3.8524 | 3.8193 | 3.9114 | 4.0326 | 4.1179 | 4.2165 | 4.3119 | 4.3722 |  | 0.99303 | 1.0061 | 1.0211 | 1.0381 | 1.0736 | 1.1138 | 1.1582 | 1.2076 | 1.2614 | 1.3186 | 1.3801 | 1.4476 | 1.5195 | 1.5941 | 1.6689 | 1.7437 | 1.8213 | 1.8979 | 1.9698 | 2.0205 | 1.9689 | 2.0394 | 2.1219 | 2.2128 | 2.3035 | 2.3898 | 2.4725 | 2.5647 | 2.6259 | 2.7046 | 2.7844 | 2.8358
Craggs Row & Bushell St |  | 0.8029 | 0.82208 | 0.84842 | 0.88259 | 0.94701 | 1.027 | 1.1229 | 1.237 | 1.3691 | 1.5131 | 1.6707 | 1.8461 | 2.0289 | 2.2146 | 2.4063 | 2.5993 | 2.7968 | 2.9769 | 3.1581 | 3.3393 | 3.5195 | 3.6965 | 3.8506 | 4.0069 | 4.1553 | 4.2913 | 4.4131 | 4.5438 | 4.6386 | 4.7502 | 4.8586 | 4.9295 |  | 0.80286 | 0.81088 | 0.82017 | 0.83058 | 0.84819 | 0.86822 | 0.89015 | 0.91416 | 0.94041 | 0.96835 | 0.99715 | 1.0288 | 1.0556 | 1.0844 | 1.1163 | 1.1515 | 1.1902 | 1.2325 | 1.2782 | 1.3276 | 1.3807 | 1.4363 | 1.4764 | 1.5259 | 1.5752 | 1.6199 | 1.6574 | 1.7105 | 1.7333 | 1.7772 | 1.8232 | 1.8517 |  | 0.8029 | 0.81988 | 0.83897 | 0.86021 | 0.90473 | 0.95434 | 1.0087 | 1.0682 | 1.1322 | 1.1998 | 1.2716 | 1.3499 | 1.4321 | 1.5165 | 1.6069 | 1.6996 | 1.7986 | 1.8835 | 1.9738 | 2.0694 | 2.1702 | 2.2745 | 2.3631 | 2.4604 | 2.5561 | 2.6456 | 2.7264 | 2.8214 | 2.8856 | 2.9703 | 3.0563 | 3.1131 |  | 0.8029 | 0.82208 | 0.84843 | 0.88259 | 0.95009 | 1.0335 | 1.1328 | 1.2506 | 1.3864 | 1.5341 | 1.6953 | 1.8743 | 2.0607 | 2.25 | 2.4452 | 2.6405 | 2.8414 | 3.0251 | 3.2113 | 3.3979 | 3.5822 | 3.7635 | 3.9181 | 4.0742 | 4.2219 | 4.3573 | 4.4782 | 4.6078 | 4.7015 | 4.8119 | 4.9191 | 4.9891 |  | 0.80261 | 0.81866 | 0.83692 | 0.85737 | 0.92269 | 0.99342 | 1.0689 | 1.1498 | 1.2353 | 1.3244 | 1.4176 | 1.5175 | 1.6217 | 1.7282 | 1.8407 | 1.9542 | 2.075 | 2.1992 | 2.3301 | 2.4665 | 2.6066 | 2.7502 | 2.8377 | 2.9328 | 3.0248 | 3.1028 | 3.1862 | 3.287 | 3.3544 | 3.44 | 3.5256 | 3.5819
Crown Lane |  | 7.8289 | 7.8578 | 7.898 | 7.9505 | 8.0404 | 8.155 | 8.2946 | 8.4635 | 8.6609 | 8.8775 | 9.1163 | 9.3833 | 9.6621 | 9.8935 | 10.1532 | 10.3944 | 10.609 | 10.7563 | 10.8327 | 10.8134 | 10.6798 | 10.4345 | 10.0859 | 9.7414 | 9.4531 | 9.2544 | 9.151 | 9.156 | 9.1717 | 9.2603 | 9.3753 | 9.451 |  | 7.8302 | 7.845 | 7.8613 | 7.8793 | 7.9053 | 7.9349 | 7.9674 | 8.003 | 8.0422 | 8.0838 | 8.1271 | 8.1744 | 8.2163 | 8.2198 | 8.243 | 8.2545 | 8.2456 | 8.2027 | 8.1085 | 7.9435 | 7.6953 | 7.3668 | 6.9604 | 6.5702 | 6.2348 | 5.979 | 5.8055 | 5.7307 | 5.6628 | 5.6649 | 5.6957 | 5.7139 |  | 7.8289 | 7.8544 | 7.8833 | 7.9155 | 7.9744 | 8.0411 | 8.1153 | 8.1976 | 8.2872 | 8.3826 | 8.4849 | 8.5975 | 8.7163 | 8.7865 | 8.8854 | 8.9671 | 9.0254 | 9.0216 | 8.9541 | 8.7993 | 8.5402 | 8.1806 | 7.7292 | 7.2925 | 6.9224 | 6.6517 | 6.4854 | 6.4361 | 6.4056 | 6.4543 | 6.5364 | 6.5919 |  | 7.8289 | 7.8578 | 7.898 | 7.9505 | 8.0438 | 8.162 | 8.3054 | 8.4782 | 8.6797 | 8.9004 | 9.143 | 9.414 | 9.6966 | 9.932 | 10.1956 | 10.4392 | 10.6575 | 10.8087 | 10.8905 | 10.877 | 10.7479 | 10.5073 | 10.1592 | 9.8144 | 9.5255 | 9.3261 | 9.2217 | 9.2255 | 9.24 | 9.3273 | 9.441 | 9.5157 |  | 7.8287 | 7.8531 | 7.881 | 7.9122 | 7.9932 | 8.0825 | 8.1791 | 8.2842 | 8.3965 | 8.5147 | 8.6398 | 8.7752 | 8.9178 | 8.9992 | 9.1134 | 9.2049 | 9.2656 | 9.271 | 9.1977 | 9.0143 | 8.6982 | 8.256 | 7.6629 | 7.0836 | 6.5869 | 6.2158 | 5.9754 | 5.8745 | 5.8097 | 5.8361 | 5.9037 | 5.8844
Culcheth |  | 1.0997 | 1.1141 | 1.1347 | 1.1621 | 1.2062 | 1.2642 | 1.3365 | 1.4253 | 1.5304 | 1.6464 | 1.7717 | 1.9151 | 2.0651 | 2.2117 | 2.3674 | 2.5194 | 2.6815 | 2.8396 | 2.9985 | 3.1576 | 3.3158 | 3.4709 | 3.6068 | 3.7465 | 3.8797 | 4.0028 | 4.1168 | 4.2347 | 4.3183 | 4.4146 | 4.5074 | 4.5665 |  | 1.1002 | 1.1066 | 1.114 | 1.1223 | 1.134 | 1.1478 | 1.1631 | 1.1798 | 1.1981 | 1.2177 | 1.2347 | 1.2559 | 1.2758 | 1.296 | 1.3201 | 1.3475 | 1.3786 | 1.4135 | 1.4516 | 1.4934 | 1.5389 | 1.5869 | 1.6218 | 1.6657 | 1.7107 | 1.7527 | 1.7924 | 1.8426 | 1.8647 | 1.9043 | 1.946 | 1.9708 |  | 1.0997 | 1.1122 | 1.1267 | 1.143 | 1.17 | 1.2015 | 1.2371 | 1.2772 | 1.3213 | 1.3685 | 1.4162 | 1.4716 | 1.5304 | 1.5851 | 1.6492 | 1.7105 | 1.7838 | 1.8563 | 1.9339 | 2.0167 | 2.1046 | 2.1961 | 2.2752 | 2.3644 | 2.4534 | 2.538 | 2.619 | 2.7091 | 2.7697 | 2.8467 | 2.9244 | 2.9748 |  | 1.0997 | 1.1141 | 1.1347 | 1.1621 | 1.2137 | 1.2804 | 1.3617 | 1.4603 | 1.5753 | 1.7014 | 1.8361 | 1.9892 | 2.1485 | 2.3048 | 2.4699 | 2.6264 | 2.7969 | 2.9608 | 3.1308 | 3.3025 | 3.4682 | 3.6318 | 3.7696 | 3.9082 | 4.0393 | 4.1595 | 4.2703 | 4.384 | 4.4633 | 4.5549 | 4.6434 | 4.6988 |  | 1.0997 | 1.1122 | 1.1266 | 1.1428 | 1.1832 | 1.2293 | 1.2799 | 1.3357 | 1.3955 | 1.4587 | 1.5217 | 1.5927 | 1.6668 | 1.7373 | 1.8169 | 1.8887 | 1.9766 | 2.0667 | 2.1672 | 2.2744 | 2.3816 | 2.4934 | 2.5744 | 2.6625 | 2.7494 | 2.8311 | 2.9089 | 2.9948 | 3.051 | 3.1234 | 3.1967 | 3.2435
Cutacre |  | 1.6242 | 1.6244 | 5.9246 | 5.9248 | 5.9254 | 5.9261 | 5.9269 | 5.9277 | 5.9286 | 5.9296 | 5.9306 | 5.9317 | 5.9328 | 5.9339 | 5.9351 | 5.9363 | 5.9375 | 5.9384 | 5.9394 | 5.9403 | 5.9413 | 5.9423 | 5.9432 | 5.9441 | 5.945 | 5.9459 | 5.9466 | 5.9475 | 5.9482 | 5.949 | 5.9497 | 5.9503 |  | 1.6242 | 1.6243 | 5.9244 | 5.9244 | 5.9246 | 5.9248 | 5.925 | 5.9252 | 5.9255 | 5.9257 | 5.926 | 5.9263 | 5.9265 | 5.9267 | 5.9269 | 5.9271 | 5.9274 | 5.9277 | 5.928 | 5.9283 | 5.9286 | 5.929 | 5.9293 | 5.9296 | 5.9299 | 5.9302 | 5.9304 | 5.9307 | 5.9309 | 5.9312 | 5.9314 | 5.9316 |  | 1.6242 | 1.6244 | 5.9245 | 5.9247 | 5.9252 | 5.9257 | 5.9262 | 5.9268 | 5.9274 | 5.928 | 5.9286 | 5.9293 | 5.93 | 5.9307 | 5.9314 | 5.9322 | 5.9329 | 5.9334 | 5.934 | 5.9345 | 5.9351 | 5.9357 | 5.9362 | 5.9368 | 5.9373 | 5.9378 | 5.9383 | 5.9389 | 5.9393 | 5.9398 | 5.9402 | 5.9406 |  | 1.6242 | 1.6244 | 5.9246 | 5.9248 | 5.9254 | 5.9261 | 5.9269 | 5.9278 | 5.9287 | 5.9297 | 5.9307 | 5.9318 | 5.933 | 5.9341 | 5.9353 | 5.9365 | 5.9377 | 5.9387 | 5.9397 | 5.9407 | 5.9417 | 5.9428 | 5.9437 | 5.9446 | 5.9455 | 5.9463 | 5.9471 | 5.948 | 5.9487 | 5.9495 | 5.9502 | 5.9507 |  | 1.6242 | 1.6244 | 5.9245 | 5.9247 | 5.9254 | 5.9263 | 5.9271 | 5.928 | 5.9288 | 5.9298 | 5.9307 | 5.9316 | 5.9326 | 5.9336 | 5.9346 | 5.9357 | 5.9367 | 5.9378 | 5.9389 | 5.9401 | 5.9412 | 5.9424 | 5.9429 | 5.9435 | 5.944 | 5.9445 | 5.945 | 5.9456 | 5.946 | 5.9465 | 5.9469 | 5.9473
Deansgate |  | 0.20774 | 0.21286 | 0.21947 | 0.22757 | 0.25716 | 0.28929 | 0.32366 | 0.36048 | 0.39944 | 0.43983 | 0.48202 | 0.52626 | 0.57161 | 0.61778 | 0.66474 | 0.71242 | 0.76076 | 0.79016 | 0.82018 | 0.85075 | 0.88179 | 0.91313 | 0.94148 | 0.97055 | 0.99869 | 1.0265 | 1.0501 | 1.0795 | 1.103 | 1.1285 | 1.1524 | 1.1702 |  | 0.20774 | 0.20982 | 0.21224 | 0.2149 | 0.2236 | 0.23287 | 0.24254 | 0.25271 | 0.26335 | 0.27436 | 0.28579 | 0.29767 | 0.30426 | 0.3113 | 0.31883 | 0.32691 | 0.33555 | 0.3448 | 0.35464 | 0.36508 | 0.37613 | 0.38769 | 0.3966 | 0.40659 | 0.41601 | 0.42545 | 0.43095 | 0.44265 | 0.44875 | 0.45706 | 0.46409 | 0.46957 |  | 0.20774 | 0.21241 | 0.21753 | 0.22309 | 0.24896 | 0.27585 | 0.3036 | 0.33226 | 0.36163 | 0.39153 | 0.42227 | 0.45393 | 0.48628 | 0.51928 | 0.55298 | 0.58725 | 0.62217 | 0.63828 | 0.65519 | 0.67293 | 0.69146 | 0.71065 | 0.72721 | 0.74482 | 0.76182 | 0.7788 | 0.7918 | 0.81097 | 0.82448 | 0.84018 | 0.85456 | 0.86533 |  | 0.20774 | 0.21286 | 0.21947 | 0.22757 | 0.25839 | 0.29176 | 0.32736 | 0.36541 | 0.4056 | 0.44722 | 0.49064 | 0.53612 | 0.5827 | 0.6301 | 0.6783 | 0.7272 | 0.77678 | 0.8085 | 0.84085 | 0.87375 | 0.90711 | 0.94079 | 0.96913 | 0.9982 | 1.0263 | 1.0541 | 1.0777 | 1.1071 | 1.1307 | 1.1561 | 1.1801 | 1.1978 |  | 0.20774 | 0.21241 | 0.21753 | 0.22308 | 0.26856 | 0.31507 | 0.36243 | 0.41071 | 0.45969 | 0.50921 | 0.55956 | 0.61084 | 0.66281 | 0.71543 | 0.76874 | 0.82263 | 0.87717 | 0.93145 | 0.98655 | 1.0425 | 1.0992 | 1.1566 | 1.1731 | 1.1907 | 1.2077 | 1.2247 | 1.2377 | 1.2569 | 1.2704 | 1.2861 | 1.3004 | 1.3112
Denton East |  | 1.5352 | 1.5682 | 1.6156 | 1.679 | 1.7779 | 1.9098 | 2.0761 | 2.2832 | 2.5309 | 2.8057 | 3.1129 | 3.4596 | 3.8235 | 4.1976 | 4.5819 | 4.971 | 5.3654 | 5.7492 | 6.1342 | 6.518 | 6.8982 | 7.2691 | 7.5879 | 7.9075 | 8.2039 | 8.4601 | 8.6823 | 8.9093 | 9.069 | 9.2747 | 9.4815 | 9.6104 |  | 1.5352 | 1.5479 | 1.5631 | 1.5804 | 1.6043 | 1.6327 | 1.6647 | 1.7011 | 1.7419 | 1.7864 | 1.8344 | 1.8873 | 1.9395 | 1.9968 | 2.0603 | 2.1302 | 2.2069 | 2.291 | 2.3825 | 2.482 | 2.5895 | 2.7023 | 2.7823 | 2.8819 | 2.9787 | 3.0561 | 3.1194 | 3.2037 | 3.2326 | 3.3164 | 3.4132 | 3.4704 |  | 1.5352 | 1.5638 | 1.5968 | 1.6341 | 1.6922 | 1.7605 | 1.8383 | 1.9271 | 2.0258 | 2.1324 | 2.2496 | 2.3802 | 2.5202 | 2.6689 | 2.8286 | 2.9956 | 3.1729 | 3.3479 | 3.5347 | 3.7334 | 3.9435 | 4.1613 | 4.3445 | 4.5445 | 4.7372 | 4.9046 | 5.0518 | 5.217 | 5.327 | 5.4926 | 5.67 | 5.7834 |  | 1.5352 | 1.5682 | 1.6156 | 1.679 | 1.7798 | 1.9138 | 2.0823 | 2.2917 | 2.5417 | 2.8188 | 3.1282 | 3.4771 | 3.8433 | 4.2196 | 4.6061 | 4.9967 | 5.3932 | 5.7794 | 6.1676 | 6.5549 | 6.9377 | 7.3115 | 7.6305 | 7.95 | 8.2461 | 8.5018 | 8.7236 | 8.9499 | 9.1091 | 9.3141 | 9.5202 | 9.6486 |  | 1.5349 | 1.5627 | 1.5948 | 1.6313 | 1.704 | 1.787 | 1.8795 | 1.9833 | 2.0969 | 2.2185 | 2.3506 | 2.4963 | 2.6519 | 2.8163 | 2.9917 | 3.1737 | 3.3666 | 3.5686 | 3.7824 | 4.0077 | 4.2427 | 4.4842 | 4.6606 | 4.8504 | 5.0251 | 5.1264 | 5.296 | 5.504 | 5.6416 | 5.82 | 6.0022 | 6.1184
Denton West |  | 0.93756 | 0.95935 | 0.99015 | 1.0311 | 1.0954 | 1.1805 | 1.2875 | 1.4203 | 1.5787 | 1.7542 | 1.9502 | 2.1711 | 2.4024 | 2.6405 | 2.8848 | 3.1324 | 3.3831 | 3.6261 | 3.8698 | 4.1128 | 4.3536 | 4.5887 | 4.791 | 4.9946 | 5.1851 | 5.3532 | 5.503 | 5.656 | 5.7633 | 5.8965 | 6.0289 | 6.1114 |  | 0.93752 | 0.94661 | 0.9572 | 0.96916 | 0.98556 | 1.0048 | 1.0265 | 1.0509 | 1.0782 | 1.1077 | 1.1394 | 1.1741 | 1.2074 | 1.2439 | 1.2843 | 1.3288 | 1.3776 | 1.4309 | 1.4891 | 1.5522 | 1.6204 | 1.6921 | 1.7432 | 1.8072 | 1.8707 | 1.9244 | 1.9715 | 2.032 | 2.0551 | 2.1103 | 2.1725 | 2.2091 |  | 0.93756 | 0.95656 | 0.97819 | 1.0026 | 1.0411 | 1.086 | 1.1369 | 1.1948 | 1.259 | 1.3281 | 1.404 | 1.4883 | 1.5781 | 1.6736 | 1.776 | 1.8831 | 1.9966 | 2.1075 | 2.2259 | 2.3518 | 2.485 | 2.6231 | 2.7396 | 2.8673 | 2.992 | 3.1038 | 3.2059 | 3.3195 | 3.3951 | 3.5027 | 3.6161 | 3.6886 |  | 0.93756 | 0.95935 | 0.99015 | 1.0311 | 1.0965 | 1.1828 | 1.291 | 1.425 | 1.5846 | 1.7614 | 1.9586 | 2.1808 | 2.4134 | 2.6526 | 2.8982 | 3.1466 | 3.3985 | 3.643 | 3.8886 | 4.1336 | 4.3761 | 4.6128 | 4.8153 | 5.0187 | 5.2091 | 5.3771 | 5.5266 | 5.6793 | 5.7863 | 5.9193 | 6.0514 | 6.1337 |  | 0.93715 | 0.95481 | 0.97524 | 0.99848 | 1.0464 | 1.1008 | 1.1612 | 1.2287 | 1.3024 | 1.3812 | 1.4668 | 1.5609 | 1.6614 | 1.7676 | 1.8806 | 1.9982 | 2.1222 | 2.2524 | 2.39 | 2.535 | 2.6865 | 2.8425 | 2.9561 | 3.0795 | 3.1965 | 3.2801 | 3.3917 | 3.5235 | 3.6108 | 3.7238 | 3.8392 | 3.913
Dickinson St |  | 0.30942 | 0.31693 | 0.3272 | 0.3404 | 0.37411 | 0.41345 | 0.45834 | 0.50966 | 0.56713 | 0.62874 | 0.69537 | 0.76797 | 0.8434 | 0.92068 | 0.99966 | 1.0798 | 1.1609 | 1.2262 | 1.2922 | 1.3584 | 1.4246 | 1.49 | 1.5475 | 1.606 | 1.662 | 1.715 | 1.7626 | 1.8153 | 1.8543 | 1.8982 | 1.9402 | 1.9686 |  | 0.30942 | 0.31234 | 0.31577 | 0.3196 | 0.32882 | 0.33899 | 0.34983 | 0.36155 | 0.37413 | 0.3874 | 0.40145 | 0.4164 | 0.4273 | 0.43915 | 0.45204 | 0.46607 | 0.48128 | 0.49776 | 0.51552 | 0.53463 | 0.55511 | 0.57662 | 0.59255 | 0.6118 | 0.63099 | 0.64932 | 0.66441 | 0.68659 | 0.69696 | 0.71385 | 0.73052 | 0.74128 |  | 0.30942 | 0.3161 | 0.32362 | 0.33196 | 0.35828 | 0.38651 | 0.41646 | 0.44835 | 0.48187 | 0.5167 | 0.55339 | 0.59228 | 0.63281 | 0.67488 | 0.71866 | 0.76377 | 0.81044 | 0.84229 | 0.8761 | 0.91185 | 0.94951 | 0.98858 | 1.0219 | 1.0583 | 1.0943 | 1.129 | 1.1602 | 1.1981 | 1.2239 | 1.2558 | 1.2872 | 1.3085 |  | 0.30942 | 0.31693 | 0.3272 | 0.3404 | 0.37521 | 0.41566 | 0.46164 | 0.51408 | 0.57267 | 0.63539 | 0.70313 | 0.77684 | 0.85338 | 0.93177 | 1.0119 | 1.093 | 1.1753 | 1.2426 | 1.3106 | 1.3789 | 1.4471 | 1.5146 | 1.5721 | 1.6306 | 1.6866 | 1.7396 | 1.7872 | 1.8398 | 1.8788 | 1.9227 | 1.9646 | 1.993 |  | 0.30942 | 0.31609 | 0.3236 | 0.33193 | 0.37502 | 0.42004 | 0.46677 | 0.51544 | 0.56575 | 0.61737 | 0.67085 | 0.72652 | 0.78385 | 0.84272 | 0.90331 | 0.96518 | 1.0286 | 1.0931 | 1.1596 | 1.228 | 1.2983 | 1.37 | 1.4033 | 1.4397 | 1.4757 | 1.5104 | 1.5416 | 1.5795 | 1.6052 | 1.6371 | 1.6684 | 1.6897
Didsbury |  | 0.93301 | 0.95615 | 2.144 | 2.1875 | 2.2613 | 2.3571 | 2.4757 | 2.6213 | 2.7937 | 2.9839 | 3.1958 | 3.4335 | 3.6826 | 3.9389 | 4.2018 | 4.4683 | 4.738 | 4.9941 | 5.2511 | 5.5076 | 5.7619 | 6.0105 | 6.225 | 6.4411 | 6.6444 | 6.8261 | 6.9892 | 7.1573 | 7.2758 | 7.42 | 7.5622 | 7.6516 |  | 0.93295 | 0.94208 | 1.0179 | 1.0301 | 1.0487 | 1.0703 | 1.0945 | 1.1215 | 1.1517 | 1.1843 | 1.2195 | 1.2579 | 1.2938 | 1.3332 | 1.3767 | 1.4245 | 1.4768 | 1.5338 | 1.5959 | 1.6633 | 1.736 | 1.8124 | 1.8672 | 1.9357 | 2.004 | 2.0634 | 2.116 | 2.1841 | 2.2112 | 2.2709 | 2.3366 | 2.3756 |  | 0.93301 | 0.95318 | 2.1312 | 2.1572 | 2.2036 | 2.2569 | 2.3165 | 2.3834 | 2.457 | 2.5359 | 2.622 | 2.717 | 2.8181 | 2.9254 | 3.0397 | 3.1593 | 3.2852 | 3.4029 | 3.5285 | 3.6619 | 3.803 | 3.9493 | 4.0729 | 4.2085 | 4.3416 | 4.4627 | 4.5742 | 4.6992 | 4.7825 | 4.8979 | 5.0179 | 5.0952 |  | 0.93301 | 0.95615 | 2.144 | 2.1875 | 2.2626 | 2.3597 | 2.4796 | 2.6266 | 2.8004 | 2.992 | 3.2052 | 3.4442 | 3.6947 | 3.9524 | 4.2166 | 4.4842 | 4.7553 | 5.0134 | 5.2728 | 5.5316 | 5.7881 | 6.0389 | 6.2535 | 6.4695 | 6.6728 | 6.8544 | 7.0173 | 7.1853 | 7.3036 | 7.4476 | 7.5896 | 7.6789 |  | 0.93276 | 0.95209 | 2.0644 | 2.0897 | 2.1517 | 2.2206 | 2.2959 | 2.3787 | 2.468 | 2.5626 | 2.6646 | 2.7754 | 2.8929 | 3.0167 | 3.1476 | 3.2834 | 3.4258 | 3.575 | 3.7324 | 3.8977 | 4.0705 | 4.2488 | 4.3731 | 4.5106 | 4.6482 | 4.779 | 4.9054 | 5.0452 | 5.1381 | 5.2579 | 5.3797 | 5.458
Dodgson Rd |  | 0.62098 | 0.63446 | 0.65311 | 0.67748 | 0.7197 | 0.77352 | 0.83927 | 0.91887 | 1.0122 | 1.1146 | 1.2274 | 1.3538 | 1.4857 | 1.6198 | 1.7584 | 1.8979 | 2.0406 | 2.1749 | 2.3099 | 2.4449 | 2.579 | 2.7102 | 2.8238 | 2.9376 | 3.0421 | 3.131 | 3.2043 | 3.2819 | 3.3386 | 3.4133 | 3.4892 | 3.5379 |  | 0.62096 | 0.62675 | 0.63345 | 0.64097 | 0.65247 | 0.66569 | 0.68032 | 0.69644 | 0.71421 | 0.7332 | 0.75269 | 0.77428 | 0.79342 | 0.8141 | 0.83716 | 0.86262 | 0.89063 | 0.92134 | 0.95471 | 0.9909 | 1.0299 | 1.0708 | 1.0999 | 1.1352 | 1.168 | 1.1926 | 1.2085 | 1.2341 | 1.2419 | 1.2701 | 1.303 | 1.3233 |  | 0.62098 | 0.63286 | 0.64625 | 0.66121 | 0.68884 | 0.72018 | 0.755 | 0.7936 | 0.83565 | 0.88041 | 0.92816 | 0.98091 | 1.0365 | 1.0938 | 1.1557 | 1.2192 | 1.2875 | 1.35 | 1.4166 | 1.4874 | 1.5622 | 1.6396 | 1.7049 | 1.7756 | 1.8422 | 1.898 | 1.9424 | 1.9956 | 2.0317 | 2.0889 | 2.1507 | 2.1911 |  | 0.62098 | 0.63446 | 0.65311 | 0.67748 | 0.7218 | 0.77797 | 0.84612 | 0.9283 | 1.0242 | 1.1293 | 1.2445 | 1.3735 | 1.5078 | 1.6445 | 1.7856 | 1.9265 | 2.0716 | 2.2081 | 2.3464 | 2.485 | 2.6217 | 2.7558 | 2.8697 | 2.9833 | 3.0874 | 3.1757 | 3.2483 | 3.3251 | 3.3808 | 3.4547 | 3.5296 | 3.5776 |  | 0.62071 | 0.63173 | 0.64435 | 0.65856 | 0.69704 | 0.73948 | 0.78539 | 0.83536 | 0.88874 | 0.94493 | 1.004 | 1.0682 | 1.1357 | 1.205 | 1.2789 | 1.3534 | 1.4335 | 1.5159 | 1.6031 | 1.6945 | 1.7882 | 1.8842 | 1.9463 | 2.0118 | 2.0689 | 2.0909 | 2.1463 | 2.2205 | 2.2699 | 2.333 | 2.3966 | 2.438
Douglas St |  | 1.787 | 1.7977 | 1.8124 | 1.8315 | 1.8685 | 1.9141 | 1.9685 | 2.0329 | 2.1072 | 2.188 | 2.2763 | 2.3744 | 2.4766 | 2.5729 | 2.6743 | 2.7754 | 2.8773 | 2.9662 | 3.0525 | 3.134 | 3.2066 | 3.2615 | 3.2705 | 3.2055 | 2.9545 | 2.1828 | 1.6344 | 1.1707 | 0.87619 | 0.77193 | 0.76419 | 0.76232 |  | 1.787 | 1.7913 | 1.7964 | 1.8021 | 1.8122 | 1.8236 | 1.836 | 1.8497 | 1.8645 | 1.8804 | 1.8967 | 1.9147 | 1.9297 | 1.9458 | 1.9636 | 1.9832 | 2.0047 | 2.0278 | 2.0525 | 2.0779 | 2.1025 | 2.1208 | 2.1103 | 2.0537 | 1.877 | 1.4773 | 0.84312 | 0.21811 | -0.19321 | -0.37223 | -0.43022 | -0.45307 |  | 1.787 | 1.7965 | 1.8071 | 1.819 | 1.8449 | 1.8737 | 1.9051 | 1.9394 | 1.9761 | 2.0149 | 2.0559 | 2.1006 | 2.1475 | 2.188 | 2.2338 | 2.2796 | 2.3273 | 2.3637 | 2.3999 | 2.4341 | 2.4627 | 2.4774 | 2.45 | 2.3521 | 2.0716 | 1.2738 | 0.70224 | 0.21837 | -0.093714 | -0.21342 | -0.23426 | -0.24446 |  | 1.787 | 1.7977 | 1.8124 | 1.8315 | 1.8702 | 1.9178 | 1.9741 | 2.0406 | 2.117 | 2.1999 | 2.2902 | 2.3904 | 2.4946 | 2.5929 | 2.6964 | 2.7987 | 2.9026 | 2.9935 | 3.0828 | 3.1673 | 3.2422 | 3.2997 | 3.309 | 3.2438 | 2.9925 | 2.2204 | 1.6715 | 1.2073 | 0.91215 | 0.80724 | 0.79889 | 0.79651 |  | 1.7869 | 1.796 | 1.8064 | 1.818 | 1.8567 | 1.8984 | 1.9427 | 1.9901 | 2.0399 | 2.0918 | 2.146 | 2.2038 | 2.264 | 2.3238 | 2.3715 | 2.4137 | 2.4503 | 2.4523 | 2.4138 | 2.2855 | 1.812 | 1.688 | 1.621 | 1.4809 | 1.1457 | 0.029325 | -0.1788 | -0.12322 | -0.085933 | -0.038544 | 0.0087734 | 0.039865
Droylsden East |  | 1.5385 | 1.576 | 1.6302 | 1.7028 | 1.8129 | 1.9612 | 2.1495 | 2.3853 | 2.6681 | 2.9826 | 3.3347 | 3.7327 | 4.1509 | 4.5809 | 5.0227 | 5.47 | 5.9235 | 6.368 | 6.8138 | 7.2582 | 7.6984 | 8.1283 | 8.4992 | 8.8748 | 9.2328 | 9.5608 | 9.8678 | 10.1791 | 10.3949 | 10.6469 | 10.8912 | 11.0427 |  | 1.5385 | 1.5529 | 1.5702 | 1.5899 | 1.6162 | 1.6477 | 1.6833 | 1.7239 | 1.7697 | 1.8197 | 1.8738 | 1.9336 | 1.9936 | 2.0596 | 2.1326 | 2.2131 | 2.3015 | 2.3983 | 2.5038 | 2.6186 | 2.7428 | 2.8736 | 2.9676 | 3.0875 | 3.2117 | 3.3267 | 3.4401 | 3.5768 | 3.6357 | 3.7448 | 3.8621 | 3.9301 |  | 1.5385 | 1.571 | 1.6084 | 1.651 | 1.714 | 1.7888 | 1.8745 | 1.973 | 2.083 | 2.2022 | 2.3336 | 2.4807 | 2.6387 | 2.8067 | 2.9876 | 3.1771 | 3.3784 | 3.5804 | 3.7963 | 4.026 | 4.2692 | 4.5219 | 4.736 | 4.9737 | 5.2122 | 5.4382 | 5.6593 | 5.9002 | 6.0597 | 6.2667 | 6.4783 | 6.6133 |  | 1.5385 | 1.576 | 1.6302 | 1.7028 | 1.8149 | 1.9655 | 2.156 | 2.3941 | 2.6794 | 2.9963 | 3.3508 | 3.7512 | 4.1717 | 4.6041 | 5.0482 | 5.497 | 5.9526 | 6.3995 | 6.8486 | 7.2965 | 7.7394 | 8.1722 | 8.5433 | 8.9188 | 9.2764 | 9.6039 | 9.9104 | 10.221 | 10.436 | 10.6873 | 10.9308 | 11.0818 |  | 1.5382 | 1.5698 | 1.6065 | 1.6482 | 1.7246 | 1.813 | 1.9123 | 2.0246 | 2.1483 | 2.2814 | 2.4266 | 2.5875 | 2.7601 | 2.9428 | 3.1383 | 3.3415 | 3.5572 | 3.7856 | 4.0286 | 4.2858 | 4.5555 | 4.8349 | 5.0493 | 5.2868 | 5.5249 | 5.7504 | 5.971 | 6.2111 | 6.3699 | 6.5761 | 6.787 | 6.9213
Dukinfield |  | 7.1508 | 7.1626 | 7.1796 | 7.2024 | 7.2371 | 7.2838 | 7.343 | 7.417 | 7.5057 | 7.6043 | 7.7147 | 7.8394 | 7.9705 | 8.0518 | 8.1566 | 8.2416 | 8.2961 | 8.2977 | 8.2272 | 8.0602 | 7.7791 | 7.3879 | 6.9108 | 6.4345 | 6.0182 | 5.6958 | 5.4771 | 5.3565 | 5.2804 | 5.2691 | 5.2899 | 5.3026 |  | 7.1509 | 7.1554 | 7.1609 | 7.167 | 7.1753 | 7.1852 | 7.1964 | 7.2092 | 7.2236 | 7.2393 | 7.2562 | 7.275 | 7.2938 | 7.2724 | 7.2683 | 7.2497 | 7.2078 | 7.1289 | 6.9958 | 6.7887 | 6.4951 | 6.119 | 5.6771 | 5.2434 | 4.8631 | 4.5622 | 4.3477 | 4.2168 | 4.1215 | 4.0839 | 4.0766 | 4.0705 |  | 7.1508 | 7.161 | 7.1728 | 7.1862 | 7.2061 | 7.2298 | 7.2569 | 7.288 | 7.3226 | 7.3602 | 7.4016 | 7.4479 | 7.4976 | 7.497 | 7.5202 | 7.5246 | 7.5002 | 7.426 | 7.2836 | 7.0495 | 6.7068 | 6.2601 | 5.7339 | 5.2144 | 4.7607 | 4.4063 | 4.1607 | 4.0179 | 3.9242 | 3.8987 | 3.9092 | 3.9165 |  | 7.1508 | 7.1626 | 7.1796 | 7.2024 | 7.2378 | 7.2851 | 7.3451 | 7.4198 | 7.5094 | 7.6088 | 7.7199 | 7.8454 | 7.9772 | 8.0593 | 8.1649 | 8.2503 | 8.3055 | 8.3079 | 8.2385 | 8.0726 | 7.7924 | 7.4021 | 6.9251 | 6.4487 | 6.0323 | 5.7098 | 5.4909 | 5.3701 | 5.2938 | 5.2822 | 5.3028 | 5.3152 |  | 7.1508 | 7.1607 | 7.1722 | 7.1853 | 7.2097 | 7.2379 | 7.2694 | 7.3051 | 7.3443 | 7.3865 | 7.4324 | 7.4833 | 7.5378 | 7.5294 | 7.5491 | 7.5453 | 7.5047 | 7.4053 | 7.2216 | 6.9227 | 6.4877 | 5.9227 | 5.253 | 4.5892 | 4.0058 | 3.5384 | 3.224 | 3.0394 | 2.9181 | 2.8741 | 2.8723 | 2.8063
Dumers Lane |  | 1.3476 | 1.3548 | 4.8287 | 4.8416 | 4.865 | 4.8943 | 4.9296 | 4.9718 | 5.0208 | 5.0743 | 5.1331 | 5.1985 | 5.2667 | 5.3364 | 5.4081 | 5.4806 | 5.5545 | 5.6224 | 5.6907 | 5.7586 | 5.825 | 5.8871 | 5.9322 | 5.9565 | 5.9273 | 5.8008 | 5.5721 | 5.3466 | 5.2042 | 5.1608 | 5.1665 | 5.1716 |  | 1.3476 | 1.3506 | 4.8182 | 4.8222 | 4.8287 | 4.8362 | 4.8443 | 4.8533 | 4.8631 | 4.8736 | 4.8845 | 4.8964 | 4.9066 | 4.9177 | 4.9299 | 4.9434 | 4.9581 | 4.974 | 4.9912 | 5.0095 | 5.0283 | 5.0457 | 5.0506 | 5.042 | 4.9936 | 4.8703 | 4.668 | 4.4714 | 4.3396 | 4.2889 | 4.2787 | 4.2788 |  | 1.3476 | 1.354 | 4.8252 | 4.8332 | 4.8491 | 4.867 | 4.8866 | 4.9082 | 4.9315 | 4.9562 | 4.9826 | 5.0113 | 5.0416 | 5.073 | 5.1065 | 5.1411 | 5.1778 | 5.2098 | 5.2438 | 5.2794 | 5.3159 | 5.3506 | 5.371 | 5.3731 | 5.3242 | 5.1802 | 4.9362 | 4.6974 | 4.5436 | 4.4901 | 4.4875 | 4.4875 |  | 1.3476 | 1.3548 | 4.8287 | 4.8416 | 4.8659 | 4.8961 | 4.9323 | 4.9755 | 5.0255 | 5.08 | 5.1397 | 5.2061 | 5.2753 | 5.346 | 5.4187 | 5.4918 | 5.5666 | 5.6356 | 5.7053 | 5.7747 | 5.8423 | 5.9057 | 5.9508 | 5.9751 | 5.9458 | 5.8191 | 5.5902 | 5.3645 | 5.2218 | 5.1781 | 5.1835 | 5.1885 |  | 1.3475 | 1.3535 | 3.6243 | 3.632 | 3.6547 | 3.6793 | 3.7058 | 3.7343 | 3.7645 | 3.7961 | 3.8294 | 3.8651 | 3.9025 | 3.9412 | 3.9819 | 4.0235 | 4.0673 | 4.1127 | 4.1606 | 4.2106 | 4.2623 | 4.3156 | 4.3497 | 4.387 | 4.4241 | 4.4596 | 4.4926 | 4.5308 | 4.5564 | 4.5889 | 4.6213 | 4.6426
Dumplington |  | 0.33587 | 0.33779 | 16.3402 | 16.3432 | 16.3533 | 16.3643 | 16.3759 | 16.3883 | 16.4013 | 16.4147 | 16.4286 | 16.443 | 16.4578 | 16.3305 | 16.2562 | 16.1245 | 15.9068 | 15.5499 | 14.9997 | 14.1937 | 13.0868 | 11.6947 | 10.1206 | 8.5421 | 7.1316 | 5.9843 | 5.1167 | 4.5091 | 4.1111 | 3.8681 | 3.7235 | 3.6342 |  | 0.33587 | 0.33666 | 16.3376 | 16.3386 | 16.3416 | 16.3448 | 16.3482 | 16.3518 | 16.3555 | 16.3593 | 16.3633 | 16.3674 | 16.3698 | 16.2602 | 16.1909 | 16.0769 | 15.8943 | 15.6064 | 15.1666 | 14.5222 | 13.6393 | 12.5305 | 11.2754 | 10.0184 | 8.895 | 7.9814 | 7.288 | 6.8002 | 6.4808 | 6.2834 | 6.1644 | 6.092 |  | 0.33587 | 0.33764 | 16.3396 | 16.3416 | 16.3505 | 16.3597 | 16.3692 | 16.379 | 16.389 | 16.3991 | 16.4096 | 16.4203 | 16.4312 | 16.3 | 16.2217 | 16.086 | 15.8641 | 15.5032 | 14.9489 | 14.1388 | 13.0279 | 11.6317 | 10.0536 | 8.4712 | 7.0567 | 5.9055 | 5.034 | 4.4225 | 4.0206 | 3.7738 | 3.6254 | 3.5332 |  | 0.33587 | 0.33779 | 16.3402 | 16.3432 | 16.3537 | 16.3651 | 16.3771 | 16.3899 | 16.4033 | 16.4171 | 16.4314 | 16.4463 | 16.4615 | 16.3345 | 16.2606 | 16.1294 | 15.9121 | 15.556 | 15.0066 | 14.2013 | 13.0952 | 11.7038 | 10.1297 | 8.5513 | 7.1408 | 5.9934 | 5.1258 | 4.5183 | 4.1202 | 3.8773 | 3.7326 | 3.6433 |  | 0.33587 | 0.33764 | 0.33956 | 0.34164 | 0.35699 | 0.3727 | 0.38871 | 0.40501 | 0.42153 | 0.43822 | 0.45518 | 0.47242 | 0.48986 | 0.50749 | 0.52532 | 0.54335 | 0.5616 | 0.57759 | 0.59266 | 0.60697 | 0.62001 | 0.63081 | 0.62377 | 0.60843 | 0.57133 | 0.44829 | 0.42424 | 0.43082 | 0.43553 | 0.44085 | 0.4456 | 0.4493
Eastlands |  | 0.44388 | 0.45165 | 0.46261 | 0.47706 | 0.50567 | 0.54129 | 0.58405 | 0.63527 | 0.69473 | 0.75973 | 0.83145 | 0.91116 | 0.99457 | 1.0803 | 1.1681 | 1.2571 | 1.3472 | 1.4286 | 1.5104 | 1.5922 | 1.6733 | 1.7526 | 1.8206 | 1.8873 | 1.9458 | 1.9898 | 2.019 | 2.0512 | 2.0759 | 2.1166 | 2.1606 | 2.1891 |  | 0.44391 | 0.44689 | 0.45044 | 0.45443 | 0.46178 | 0.47016 | 0.47933 | 0.48948 | 0.50063 | 0.51259 | 0.52542 | 0.53933 | 0.55135 | 0.56453 | 0.579 | 0.59483 | 0.61212 | 0.63093 | 0.65134 | 0.67338 | 0.69706 | 0.72171 | 0.73886 | 0.75877 | 0.77505 | 0.78239 | 0.78015 | 0.78395 | 0.78115 | 0.79463 | 0.813 | 0.82473 |  | 0.44388 | 0.45068 | 0.45844 | 0.46718 | 0.48694 | 0.50894 | 0.53299 | 0.55942 | 0.58793 | 0.61811 | 0.65062 | 0.68591 | 0.72328 | 0.76262 | 0.80416 | 0.84737 | 0.89257 | 0.93061 | 0.97114 | 1.0141 | 1.0594 | 1.1061 | 1.1448 | 1.1854 | 1.2207 | 1.2445 | 1.2562 | 1.2733 | 1.2853 | 1.3152 | 1.3504 | 1.3736 |  | 0.44388 | 0.45165 | 0.46261 | 0.47706 | 0.50635 | 0.54266 | 0.58612 | 0.63804 | 0.69821 | 0.76392 | 0.83634 | 0.91676 | 1.0009 | 1.0873 | 1.1758 | 1.2655 | 1.3563 | 1.4389 | 1.5219 | 1.6049 | 1.6873 | 1.7678 | 1.8358 | 1.9025 | 1.9609 | 2.005 | 2.0341 | 2.0662 | 2.0909 | 2.1315 | 2.1756 | 2.204 |  | 0.44388 | 0.45065 | 0.45838 | 0.46708 | 0.4965 | 0.52816 | 0.56187 | 0.59798 | 0.63615 | 0.67601 | 0.71818 | 0.76314 | 0.81023 | 0.85928 | 0.91054 | 0.96341 | 1.0183 | 1.0741 | 1.1319 | 1.1917 | 1.2531 | 1.3152 | 1.3493 | 1.3834 | 1.4072 | 1.3884 | 1.4148 | 1.4601 | 1.4903 | 1.5289 | 1.5677 | 1.593
Easton |  | 0.18753 | 0.19063 | 0.19484 | 0.20022 | 0.21093 | 0.22392 | 0.23914 | 0.2568 | 0.2767 | 0.29813 | 0.32049 | 0.34556 | 0.37133 | 0.39561 | 0.42159 | 0.44681 | 0.47459 | 0.49991 | 0.52555 | 0.55153 | 0.57761 | 0.60343 | 0.62621 | 0.64899 | 0.66864 | 0.68319 | 0.69136 | 0.70171 | 0.71064 | 0.7254 | 0.7414 | 0.75241 |  | 0.18753 | 0.18873 | 0.19014 | 0.19171 | 0.19467 | 0.19803 | 0.20166 | 0.2055 | 0.20949 | 0.21365 | 0.21708 | 0.22122 | 0.22425 | 0.2269 | 0.23008 | 0.23414 | 0.23904 | 0.24507 | 0.25167 | 0.25899 | 0.26695 | 0.27534 | 0.28134 | 0.28792 | 0.29277 | 0.29423 | 0.29103 | 0.29084 | 0.28916 | 0.29309 | 0.29852 | 0.3024 |  | 0.18753 | 0.19029 | 0.19339 | 0.19682 | 0.20456 | 0.21312 | 0.22241 | 0.23238 | 0.24284 | 0.25372 | 0.26431 | 0.27615 | 0.28822 | 0.29867 | 0.31083 | 0.32229 | 0.33649 | 0.34863 | 0.36159 | 0.37551 | 0.39027 | 0.40558 | 0.41871 | 0.4326 | 0.44412 | 0.45125 | 0.45267 | 0.45692 | 0.46033 | 0.47003 | 0.4815 | 0.48944 |  | 0.18753 | 0.19063 | 0.19484 | 0.20023 | 0.21287 | 0.22808 | 0.24559 | 0.26573 | 0.28813 | 0.31211 | 0.33687 | 0.3644 | 0.39254 | 0.41927 | 0.44765 | 0.47407 | 0.50401 | 0.53094 | 0.5595 | 0.58873 | 0.61685 | 0.64494 | 0.66819 | 0.69069 | 0.70984 | 0.72369 | 0.73109 | 0.74042 | 0.74831 | 0.76195 | 0.77689 | 0.78703 |  | 0.18753 | 0.19029 | 0.19339 | 0.19683 | 0.20974 | 0.22377 | 0.23859 | 0.25428 | 0.27048 | 0.28716 | 0.30339 | 0.32093 | 0.33861 | 0.35476 | 0.37256 | 0.38846 | 0.40808 | 0.42773 | 0.44929 | 0.47197 | 0.49403 | 0.51652 | 0.52822 | 0.53918 | 0.54549 | 0.53446 | 0.5412 | 0.55598 | 0.56584 | 0.57801 | 0.58988 | 0.59785
Egremont |  | 3.0962 | 3.1228 | 3.1608 | 3.2114 | 3.2975 | 3.4099 | 3.5494 | 3.72 | 3.9214 | 4.1434 | 4.3808 | 4.6537 | 4.9383 | 5.2039 | 5.4913 | 5.7673 | 6.0647 | 6.3496 | 6.6328 | 6.912 | 7.1829 | 7.4372 | 7.6376 | 7.8091 | 7.8757 | 7.5536 | 7.6803 | 7.9003 | 8.0557 | 8.2349 | 8.4079 | 8.5172 |  | 3.0989 | 3.1144 | 3.1309 | 3.1488 | 3.1742 | 3.2031 | 3.2348 | 3.2687 | 3.3052 | 3.3438 | 3.3751 | 3.415 | 3.4498 | 3.484 | 3.5261 | 3.5749 | 3.6311 | 3.695 | 3.7649 | 3.8415 | 3.924 | 4.0085 | 4.0607 | 4.11 | 4.1147 | 4.0272 | 3.8463 | 3.6837 | 3.5586 | 3.5531 | 3.599 | 3.6254 |  | 3.0962 | 3.1193 | 3.1459 | 3.176 | 3.2301 | 3.2927 | 3.3633 | 3.4421 | 3.5283 | 3.6202 | 3.711 | 3.8173 | 3.9293 | 4.021 | 4.1352 | 4.2397 | 4.3694 | 4.4927 | 4.6224 | 4.758 | 4.8966 | 5.0315 | 5.1257 | 5.203 | 5.1875 | 4.7944 | 4.8607 | 5.0301 | 5.1442 | 5.2892 | 5.4361 | 5.5309 |  | 3.0962 | 3.1228 | 3.1608 | 3.2114 | 3.3155 | 3.4487 | 3.6097 | 3.8038 | 4.0287 | 4.2748 | 4.5348 | 4.8309 | 5.1378 | 5.4265 | 5.7365 | 6.0231 | 6.3408 | 6.6394 | 6.9492 | 7.2585 | 7.5473 | 7.8219 | 8.0269 | 8.1957 | 8.2573 | 7.9283 | 8.0474 | 8.2573 | 8.4024 | 8.5706 | 8.733 | 8.8336 |  | 3.0964 | 3.1191 | 3.1453 | 3.175 | 3.261 | 3.3585 | 3.4645 | 3.5807 | 3.7041 | 3.8341 | 3.9613 | 4.1047 | 4.2535 | 4.3895 | 4.5281 | 4.6398 | 4.7775 | 4.8997 | 5.0075 | 5.0365 | 4.6938 | 4.7701 | 4.9234 | 5.0894 | 5.2527 | 5.4057 | 5.552 | 5.7114 | 5.8151 | 5.9491 | 6.0854 | 6.1715
Embleton |  | 2.6864 | 2.715 | 2.7545 | 2.8057 | 2.8918 | 3.0011 | 3.1336 | 3.2923 | 3.4762 | 3.6771 | 3.892 | 4.1353 | 4.3886 | 4.628 | 4.8844 | 5.1342 | 5.4002 | 5.6524 | 5.9041 | 6.1534 | 6.3966 | 6.6269 | 6.8103 | 6.9674 | 7.0308 | 6.7468 | 6.8628 | 7.0738 | 7.2285 | 7.4035 | 7.5711 | 7.6823 |  | 2.6877 | 2.7013 | 2.7165 | 2.7331 | 2.7577 | 2.7859 | 2.8168 | 2.8503 | 2.8863 | 2.9245 | 2.9585 | 2.9992 | 3.0354 | 3.0717 | 3.1142 | 3.1627 | 3.2177 | 3.2798 | 3.3473 | 3.4206 | 3.4991 | 3.5796 | 3.6308 | 3.6779 | 3.6831 | 3.6064 | 3.438 | 3.2948 | 3.1855 | 3.1814 | 3.2202 | 3.2451 |  | 2.6864 | 2.7117 | 2.7403 | 2.7722 | 2.8288 | 2.8934 | 2.9651 | 3.0443 | 3.1297 | 3.2201 | 3.3112 | 3.4148 | 3.5233 | 3.6167 | 3.7274 | 3.8324 | 3.9561 | 4.0705 | 4.1903 | 4.315 | 4.442 | 4.5657 | 4.6523 | 4.7215 | 4.7057 | 4.351 | 4.404 | 4.5593 | 4.6652 | 4.7967 | 4.9268 | 5.0138 |  | 2.6864 | 2.715 | 2.7545 | 2.8057 | 2.9049 | 3.0292 | 3.1772 | 3.3528 | 3.5537 | 3.7719 | 4.0031 | 4.2631 | 4.5325 | 4.7886 | 5.0612 | 5.3189 | 5.5996 | 5.8622 | 6.1333 | 6.4045 | 6.6611 | 6.9065 | 7.0931 | 7.2484 | 7.3082 | 7.0194 | 7.13 | 7.3339 | 7.4814 | 7.6486 | 7.8087 | 7.9139 |  | 2.6865 | 2.7117 | 2.7401 | 2.7718 | 2.8576 | 2.9533 | 3.0566 | 3.1688 | 3.2872 | 3.4111 | 3.5345 | 3.6708 | 3.8118 | 3.9443 | 4.0761 | 4.1893 | 4.3199 | 4.4377 | 4.5395 | 4.5692 | 4.2655 | 4.3395 | 4.4784 | 4.6282 | 4.7749 | 4.9144 | 5.0411 | 5.1894 | 5.288 | 5.4118 | 5.5344 | 5.6153
Exchange St |  | 1.0544 | 1.0794 | 1.1143 | 1.1601 | 1.2336 | 1.3294 | 1.4483 | 1.5943 | 1.7669 | 1.9574 | 2.1687 | 2.4063 | 2.6548 | 2.909 | 3.1709 | 3.4354 | 3.7049 | 3.9642 | 4.2248 | 4.4851 | 4.7435 | 4.9966 | 5.2157 | 5.437 | 5.6454 | 5.8325 | 5.9997 | 6.1739 | 6.2979 | 6.4477 | 6.5949 | 6.6886 |  | 1.0544 | 1.0647 | 1.0767 | 1.0901 | 1.1091 | 1.1313 | 1.1561 | 1.1838 | 1.2146 | 1.2478 | 1.2827 | 1.3214 | 1.3579 | 1.3977 | 1.4419 | 1.4905 | 1.544 | 1.6025 | 1.6662 | 1.7354 | 1.81 | 1.8884 | 1.9449 | 2.0151 | 2.0849 | 2.1458 | 2.1986 | 2.2687 | 2.2971 | 2.358 | 2.4245 | 2.4644 |  | 1.0544 | 1.0764 | 1.1012 | 1.129 | 1.1745 | 1.2271 | 1.2862 | 1.3527 | 1.4259 | 1.5043 | 1.5892 | 1.6834 | 1.7834 | 1.888 | 2.0007 | 2.1175 | 2.2423 | 2.3623 | 2.4902 | 2.6263 | 2.7701 | 2.9193 | 3.0457 | 3.1846 | 3.3206 | 3.4449 | 3.5581 | 3.6867 | 3.7728 | 3.8909 | 4.0132 | 4.0924 |  | 1.0544 | 1.0794 | 1.1143 | 1.1601 | 1.2361 | 1.3347 | 1.4564 | 1.6053 | 1.781 | 1.9746 | 2.1888 | 2.4294 | 2.6808 | 2.938 | 3.2028 | 3.4691 | 3.7413 | 4.0034 | 4.2679 | 4.5325 | 4.7941 | 5.0505 | 5.27 | 5.491 | 5.6989 | 5.8854 | 6.0519 | 6.2251 | 6.348 | 6.4968 | 6.643 | 6.7358 |  | 1.054 | 1.0745 | 1.098 | 1.1246 | 1.1837 | 1.2501 | 1.323 | 1.4037 | 1.491 | 1.5837 | 1.6829 | 1.7914 | 1.9065 | 2.0263 | 2.1542 | 2.285 | 2.4249 | 2.5709 | 2.7259 | 2.889 | 3.0584 | 3.233 | 3.3574 | 3.4925 | 3.622 | 3.7229 | 3.8432 | 3.9858 | 4.0806 | 4.2023 | 4.3254 | 4.405
Failsworth |  | 3.0212 | 3.0396 | 3.0648 | 3.0975 | 3.152 | 3.2215 | 3.3061 | 3.4085 | 3.5281 | 3.6593 | 3.804 | 3.9658 | 4.1346 | 4.3072 | 4.485 | 4.6647 | 4.8479 | 5.0215 | 5.1962 | 5.3712 | 5.5453 | 5.7166 | 5.866 | 6.0179 | 6.1631 | 6.2985 | 6.4224 | 6.5543 | 6.6492 | 6.7579 | 6.8623 | 6.9304 |  | 3.0211 | 3.0289 | 3.0379 | 3.0481 | 3.0631 | 3.0804 | 3.0996 | 3.1208 | 3.1442 | 3.1693 | 3.1956 | 3.2244 | 3.2505 | 3.2788 | 3.31 | 3.3443 | 3.3818 | 3.4227 | 3.467 | 3.515 | 3.5667 | 3.6211 | 3.6609 | 3.7101 | 3.76 | 3.807 | 3.849 | 3.9055 | 3.9309 | 3.9748 | 4.0199 | 4.0475 |  | 3.0212 | 3.0375 | 3.0557 | 3.0761 | 3.1115 | 3.1518 | 3.1965 | 3.2463 | 3.3005 | 3.3581 | 3.4201 | 3.4883 | 3.5602 | 3.6351 | 3.7155 | 3.7985 | 3.8869 | 3.9688 | 4.0561 | 4.1486 | 4.2464 | 4.3479 | 4.4344 | 4.5298 | 4.6247 | 4.7156 | 4.8004 | 4.8985 | 4.9643 | 5.0477 | 5.131 | 5.186 |  | 3.0212 | 3.0396 | 3.0648 | 3.0975 | 3.1538 | 3.2253 | 3.312 | 3.4165 | 3.5383 | 3.6718 | 3.8186 | 3.9824 | 4.1533 | 4.3281 | 4.508 | 4.6891 | 4.8743 | 5.0501 | 5.2277 | 5.4059 | 5.5825 | 5.7563 | 5.906 | 6.0577 | 6.2026 | 6.3375 | 6.4609 | 6.5922 | 6.6865 | 6.7944 | 6.8982 | 6.9657 |  | 3.0209 | 3.0362 | 3.0535 | 3.073 | 3.1204 | 3.1729 | 3.2299 | 3.292 | 3.3586 | 3.4287 | 3.5032 | 3.5839 | 3.6689 | 3.7571 | 3.8507 | 3.9462 | 4.0476 | 4.1533 | 4.2651 | 4.3825 | 4.5043 | 4.63 | 4.7168 | 4.8119 | 4.9065 | 4.997 | 5.0813 | 5.1787 | 5.2439 | 5.3265 | 5.4092 | 5.4635
Fallowfield |  | 1.0472 | 1.0734 | 1.1104 | 1.1594 | 1.2436 | 1.3523 | 1.4864 | 1.6505 | 1.8442 | 2.0577 | 2.2951 | 2.5612 | 2.8398 | 3.1264 | 3.4203 | 3.7183 | 4.0198 | 4.3046 | 4.5905 | 4.8758 | 5.1589 | 5.4359 | 5.6755 | 5.9183 | 6.15 | 6.3634 | 6.5618 | 6.7662 | 6.9096 | 7.0759 | 7.2368 | 7.3383 |  | 1.0472 | 1.058 | 1.0706 | 1.0849 | 1.1066 | 1.1318 | 1.1598 | 1.191 | 1.2257 | 1.2631 | 1.3033 | 1.3471 | 1.3872 | 1.4313 | 1.4799 | 1.5333 | 1.5917 | 1.6554 | 1.7247 | 1.7999 | 1.8811 | 1.9666 | 2.0284 | 2.1064 | 2.1866 | 2.2613 | 2.3328 | 2.4219 | 2.4608 | 2.5313 | 2.6061 | 2.6502 |  | 1.0472 | 1.0701 | 1.0962 | 1.1256 | 1.1793 | 1.2407 | 1.3092 | 1.3859 | 1.4699 | 1.5598 | 1.6577 | 1.7654 | 1.8798 | 2.0011 | 2.1302 | 2.2652 | 2.4072 | 2.5383 | 2.6781 | 2.8268 | 2.984 | 3.1472 | 3.2857 | 3.4387 | 3.592 | 3.7378 | 3.8783 | 4.0343 | 4.138 | 4.2716 | 4.4073 | 4.4947 |  | 1.0472 | 1.0734 | 1.1104 | 1.1594 | 1.2451 | 1.3554 | 1.4911 | 1.6568 | 1.8521 | 2.0672 | 2.3062 | 2.574 | 2.8541 | 3.1424 | 3.4379 | 3.7372 | 4.0404 | 4.3277 | 4.6163 | 4.9044 | 5.1901 | 5.4698 | 5.7095 | 5.9523 | 6.1838 | 6.3972 | 6.5954 | 6.7996 | 6.9428 | 7.109 | 7.2697 | 7.371 |  | 1.0469 | 1.0686 | 1.0936 | 1.122 | 1.1946 | 1.275 | 1.3624 | 1.4581 | 1.5611 | 1.6701 | 1.7872 | 1.9141 | 2.0484 | 2.1898 | 2.3389 | 2.4936 | 2.6556 | 2.8251 | 3.0036 | 3.1909 | 3.3866 | 3.5884 | 3.7269 | 3.8799 | 4.0331 | 4.1787 | 4.319 | 4.4748 | 4.5783 | 4.7117 | 4.8472 | 4.9344
Farnworth |  | 0.92302 | 0.94132 | 0.9666 | 0.99949 | 1.0566 | 1.1288 | 1.2165 | 1.3221 | 1.4453 | 1.5802 | 1.7289 | 1.8948 | 2.068 | 2.2453 | 2.4277 | 2.6122 | 2.8001 | 2.976 | 3.1529 | 3.33 | 3.5062 | 3.6788 | 3.8279 | 3.9759 | 4.109 | 4.2169 | 4.2975 | 4.3861 | 4.4531 | 4.5491 | 4.649 | 4.7144 |  | 0.92307 | 0.93082 | 0.93988 | 0.95008 | 0.96575 | 0.98378 | 1.0037 | 1.0257 | 1.05 | 1.0759 | 1.1032 | 1.1329 | 1.1593 | 1.1881 | 1.2198 | 1.2546 | 1.2926 | 1.334 | 1.3789 | 1.4274 | 1.4795 | 1.5339 | 1.5724 | 1.6178 | 1.6573 | 1.682 | 1.6892 | 1.711 | 1.7138 | 1.7473 | 1.7884 | 1.8147 |  | 0.92302 | 0.93919 | 0.95743 | 0.97779 | 1.0156 | 1.0582 | 1.1055 | 1.1578 | 1.2146 | 1.275 | 1.3398 | 1.4109 | 1.4859 | 1.5642 | 1.6478 | 1.7344 | 1.8261 | 1.9091 | 1.9974 | 2.0911 | 2.1898 | 2.2918 | 2.3772 | 2.4679 | 2.5501 | 2.613 | 2.6541 | 2.7085 | 2.7461 | 2.8166 | 2.8952 | 2.9473 |  | 0.92302 | 0.94132 | 0.9666 | 0.99949 | 1.0584 | 1.1326 | 1.2223 | 1.3301 | 1.4554 | 1.5925 | 1.7432 | 1.9113 | 2.0866 | 2.266 | 2.4505 | 2.6364 | 2.8262 | 3.0044 | 3.1845 | 3.3648 | 3.5435 | 3.7189 | 3.8682 | 4.0161 | 4.1489 | 4.2564 | 4.3366 | 4.4246 | 4.4911 | 4.5864 | 4.6858 | 4.7506 |  | 0.92282 | 0.93824 | 0.95579 | 0.97547 | 1.0277 | 1.0849 | 1.1467 | 1.2138 | 1.2853 | 1.3604 | 1.44 | 1.5259 | 1.6163 | 1.71 | 1.8089 | 1.9102 | 2.0171 | 2.1267 | 2.2415 | 2.361 | 2.484 | 2.6091 | 2.6874 | 2.7677 | 2.8313 | 2.8261 | 2.8904 | 2.989 | 3.0551 | 3.1388 | 3.2226 | 3.2777
Feniscowles |  | 0.30057 | 0.30796 | 0.31854 | 0.33266 | 0.35366 | 0.38198 | 0.41794 | 0.46291 | 0.51684 | 0.57677 | 0.64365 | 0.71938 | 0.79892 | 0.88032 | 0.96425 | 1.0489 | 1.1352 | 1.2202 | 1.3055 | 1.3905 | 1.4748 | 1.5572 | 1.6285 | 1.7007 | 1.7696 | 1.8329 | 1.8919 | 1.9521 | 1.994 | 2.0429 | 2.0902 | 2.1197 |  | 0.30055 | 0.30339 | 0.30677 | 0.31061 | 0.31565 | 0.3217 | 0.32855 | 0.33634 | 0.34513 | 0.35472 | 0.36488 | 0.37628 | 0.38779 | 0.40037 | 0.4144 | 0.42987 | 0.44689 | 0.46554 | 0.48586 | 0.50795 | 0.53187 | 0.55706 | 0.5752 | 0.59826 | 0.62208 | 0.64419 | 0.66576 | 0.69207 | 0.70345 | 0.72439 | 0.74679 | 0.75985 |  | 0.30057 | 0.30699 | 0.31435 | 0.32269 | 0.33465 | 0.34887 | 0.36522 | 0.38399 | 0.40496 | 0.42769 | 0.45255 | 0.48051 | 0.51052 | 0.54208 | 0.57634 | 0.61191 | 0.65015 | 0.68893 | 0.73035 | 0.77442 | 0.82108 | 0.86954 | 0.91072 | 0.95645 | 1.0023 | 1.0458 | 1.0881 | 1.1345 | 1.1653 | 1.2051 | 1.2457 | 1.2717 |  | 0.30057 | 0.30796 | 0.31854 | 0.33266 | 0.35437 | 0.3835 | 0.42028 | 0.46615 | 0.52099 | 0.58183 | 0.64958 | 0.72619 | 0.80659 | 0.88888 | 0.97367 | 1.0588 | 1.1459 | 1.2315 | 1.3179 | 1.4042 | 1.4893 | 1.5725 | 1.6439 | 1.7161 | 1.7848 | 1.8478 | 1.9066 | 1.9665 | 2.0081 | 2.0565 | 2.1034 | 2.1327 |  | 0.30051 | 0.3067 | 0.31387 | 0.32202 | 0.33649 | 0.35331 | 0.37227 | 0.39375 | 0.41742 | 0.44287 | 0.47042 | 0.5011 | 0.53396 | 0.56839 | 0.60552 | 0.64355 | 0.68457 | 0.72789 | 0.77428 | 0.82345 | 0.87478 | 0.92801 | 0.96934 | 1.015 | 1.0607 | 1.1039 | 1.146 | 1.192 | 1.2225 | 1.2619 | 1.3021 | 1.3278
Ferodo |  | 0.31739 | 0.32483 | 0.33549 | 0.34968 | 0.37868 | 0.41514 | 0.45929 | 0.51203 | 0.57324 | 0.6401 | 0.70964 | 0.78987 | 0.87279 | 0.94926 | 1.0331 | 1.1119 | 1.2005 | 1.2827 | 1.3654 | 1.4484 | 1.5311 | 1.6123 | 1.6842 | 1.7592 | 1.8305 | 1.8963 | 1.9574 | 2.0199 | 2.0642 | 2.1151 | 2.1642 | 2.1953 |  | 0.3184 | 0.32335 | 0.32852 | 0.33407 | 0.34323 | 0.35335 | 0.36428 | 0.37556 | 0.38737 | 0.39954 | 0.40792 | 0.41938 | 0.42725 | 0.4339 | 0.44312 | 0.45472 | 0.4689 | 0.48599 | 0.50488 | 0.52603 | 0.54932 | 0.57413 | 0.59223 | 0.61514 | 0.63872 | 0.66065 | 0.68173 | 0.70789 | 0.7193 | 0.74002 | 0.76203 | 0.77498 |  | 0.31739 | 0.32386 | 0.33132 | 0.33977 | 0.35981 | 0.38234 | 0.40719 | 0.43419 | 0.46309 | 0.49351 | 0.52192 | 0.55544 | 0.58994 | 0.61766 | 0.65289 | 0.6836 | 0.72522 | 0.76214 | 0.8018 | 0.84457 | 0.89022 | 0.93794 | 0.98011 | 1.0287 | 1.0771 | 1.123 | 1.1672 | 1.2156 | 1.2484 | 1.2899 | 1.3317 | 1.3588 |  | 0.31739 | 0.32484 | 0.33549 | 0.3497 | 0.38679 | 0.43259 | 0.48639 | 0.54964 | 0.62139 | 0.69907 | 0.77874 | 0.86935 | 0.96228 | 1.0491 | 1.143 | 1.2267 | 1.3245 | 1.4129 | 1.5076 | 1.6042 | 1.6951 | 1.7855 | 1.8594 | 1.9332 | 2.0023 | 2.065 | 2.1227 | 2.1808 | 2.2205 | 2.2665 | 2.3109 | 2.3381 |  | 0.31747 | 0.3238 | 0.33111 | 0.33939 | 0.3754 | 0.41514 | 0.45746 | 0.50283 | 0.55008 | 0.59914 | 0.64551 | 0.69725 | 0.74984 | 0.796 | 0.84943 | 0.89308 | 0.9519 | 1.0108 | 1.0783 | 1.1503 | 1.2199 | 1.2926 | 1.3368 | 1.3841 | 1.4303 | 1.4732 | 1.514 | 1.5579 | 1.5861 | 1.6226 | 1.6598 | 1.683
Flat Lane |  | 1.0874 | 1.0978 | 1.1126 | 1.1322 | 1.1666 | 1.2109 | 1.2652 | 1.3311 | 1.4083 | 1.493 | 1.5836 | 1.6871 | 1.7951 | 1.8994 | 2.0106 | 2.1187 | 2.235 | 2.346 | 2.4577 | 2.5696 | 2.6811 | 2.7905 | 2.8868 | 2.9859 | 3.0805 | 3.1681 | 3.249 | 3.3331 | 3.393 | 3.4618 | 3.5281 | 3.5705 |  | 1.0879 | 1.0927 | 1.098 | 1.1039 | 1.1132 | 1.1239 | 1.1356 | 1.1483 | 1.162 | 1.1765 | 1.1887 | 1.204 | 1.2174 | 1.2306 | 1.2465 | 1.2651 | 1.2864 | 1.3109 | 1.3377 | 1.3671 | 1.3992 | 1.4332 | 1.4581 | 1.4892 | 1.521 | 1.5507 | 1.5785 | 1.6141 | 1.6298 | 1.6578 | 1.6871 | 1.7047 |  | 1.0874 | 1.0965 | 1.1069 | 1.1187 | 1.141 | 1.1666 | 1.1951 | 1.2267 | 1.261 | 1.2975 | 1.3337 | 1.3756 | 1.4196 | 1.4596 | 1.5066 | 1.5512 | 1.6052 | 1.6562 | 1.7107 | 1.769 | 1.831 | 1.8956 | 1.9517 | 2.0151 | 2.0782 | 2.1384 | 2.1956 | 2.2596 | 2.3028 | 2.3575 | 2.4125 | 2.4483 |  | 1.0874 | 1.0978 | 1.1126 | 1.1322 | 1.1729 | 1.2245 | 1.2864 | 1.3604 | 1.4458 | 1.5389 | 1.6375 | 1.7491 | 1.8648 | 1.9772 | 2.0964 | 2.2083 | 2.3317 | 2.4476 | 2.5687 | 2.6912 | 2.8091 | 2.9258 | 3.0236 | 3.1218 | 3.2147 | 3.2999 | 3.3782 | 3.4588 | 3.5152 | 3.5802 | 3.6429 | 3.6823 |  | 1.0875 | 1.0965 | 1.1068 | 1.1185 | 1.1541 | 1.1939 | 1.2369 | 1.2836 | 1.333 | 1.3848 | 1.4359 | 1.4928 | 1.5516 | 1.6067 | 1.6687 | 1.724 | 1.7922 | 1.8618 | 1.9394 | 2.022 | 2.1041 | 2.1896 | 2.2473 | 2.3097 | 2.3712 | 2.4289 | 2.4835 | 2.5441 | 2.5837 | 2.6346 | 2.686 | 2.7188
Frederick Rd |  | 0.78419 | 0.80069 | 0.82404 | 0.85494 | 0.90878 | 0.97797 | 1.063 | 1.1667 | 1.2887 | 1.4231 | 1.5722 | 1.7392 | 1.9141 | 2.0936 | 2.278 | 2.4646 | 2.654 | 2.8322 | 3.0112 | 3.19 | 3.3673 | 3.5408 | 3.6902 | 3.8398 | 3.9777 | 4.0957 | 4.1946 | 4.2983 | 4.3728 | 4.4705 | 4.5692 | 4.632 |  | 0.78429 | 0.79098 | 0.79885 | 0.80773 | 0.82159 | 0.83766 | 0.85547 | 0.87532 | 0.89737 | 0.9211 | 0.94643 | 0.97413 | 0.99948 | 1.0273 | 1.0579 | 1.0916 | 1.1284 | 1.1687 | 1.2125 | 1.2599 | 1.311 | 1.3646 | 1.4027 | 1.4493 | 1.4934 | 1.5272 | 1.5513 | 1.5871 | 1.5986 | 1.6365 | 1.6806 | 1.7074 |  | 0.78419 | 0.79859 | 0.81506 | 0.83362 | 0.86827 | 0.90774 | 0.95171 | 1.0008 | 1.0545 | 1.1119 | 1.1741 | 1.2425 | 1.3153 | 1.3919 | 1.4737 | 1.5589 | 1.6488 | 1.7312 | 1.8192 | 1.9125 | 2.0111 | 2.1133 | 2.1992 | 2.2922 | 2.3805 | 2.4554 | 2.5174 | 2.5898 | 2.6386 | 2.7146 | 2.7964 | 2.8495 |  | 0.78419 | 0.80069 | 0.82404 | 0.85494 | 0.91011 | 0.98071 | 1.0672 | 1.1723 | 1.2959 | 1.4318 | 1.5823 | 1.7508 | 1.9272 | 2.1082 | 2.294 | 2.4818 | 2.6725 | 2.8526 | 3.0339 | 3.2151 | 3.3945 | 3.57 | 3.7196 | 3.8691 | 4.0068 | 4.1246 | 4.2233 | 4.3266 | 4.4009 | 4.4982 | 4.5967 | 4.6592 |  | 0.78409 | 0.79811 | 0.81421 | 0.8324 | 0.88019 | 0.93289 | 0.99007 | 1.0525 | 1.1195 | 1.1901 | 1.2657 | 1.3474 | 1.4338 | 1.5242 | 1.6196 | 1.7181 | 1.8216 | 1.9287 | 2.0413 | 2.159 | 2.281 | 2.4058 | 2.4876 | 2.5745 | 2.6521 | 2.6877 | 2.7631 | 2.8611 | 2.9263 | 3.0101 | 3.0948 | 3.1496
Fusehill |  | 1.0756 | 1.0999 | 1.1334 | 1.1768 | 1.2552 | 1.3539 | 1.4729 | 1.6143 | 1.7774 | 1.9551 | 2.1405 | 2.3528 | 2.5725 | 2.7774 | 3.0006 | 3.2127 | 3.4492 | 3.6734 | 3.8995 | 4.1273 | 4.3552 | 4.5802 | 4.7807 | 4.9893 | 5.1886 | 5.3749 | 5.5448 | 5.7261 | 5.8586 | 6.0085 | 6.1521 | 6.2467 |  | 1.0758 | 1.0861 | 1.098 | 1.1112 | 1.1333 | 1.1585 | 1.1861 | 1.2153 | 1.2464 | 1.2789 | 1.3032 | 1.3354 | 1.3614 | 1.3849 | 1.4149 | 1.4513 | 1.4944 | 1.5452 | 1.6008 | 1.6625 | 1.7299 | 1.8014 | 1.8544 | 1.9195 | 1.9853 | 2.0476 | 2.1022 | 2.177 | 2.2111 | 2.269 | 2.3279 | 2.3645 |  | 1.0756 | 1.0971 | 1.1214 | 1.1483 | 1.2016 | 1.2619 | 1.3285 | 1.4011 | 1.4788 | 1.5606 | 1.6383 | 1.7289 | 1.8226 | 1.9004 | 1.9968 | 2.0829 | 2.1958 | 2.3004 | 2.4123 | 2.5324 | 2.6602 | 2.7935 | 2.9111 | 3.0448 | 3.1771 | 3.3039 | 3.4212 | 3.5565 | 3.6491 | 3.7639 | 3.8778 | 3.9535 |  | 1.0756 | 1.0999 | 1.1334 | 1.1768 | 1.2745 | 1.3955 | 1.5374 | 1.7039 | 1.8922 | 2.0957 | 2.3052 | 2.5423 | 2.7859 | 3.0155 | 3.2628 | 3.4863 | 3.7446 | 3.9835 | 4.2382 | 4.4983 | 4.7455 | 4.9923 | 5.1977 | 5.4034 | 5.5974 | 5.7764 | 5.9381 | 6.1087 | 6.2302 | 6.3684 | 6.5008 | 6.5862 |  | 1.0754 | 1.0962 | 1.1197 | 1.146 | 1.2353 | 1.3345 | 1.4408 | 1.5552 | 1.6747 | 1.7991 | 1.9177 | 2.05 | 2.1848 | 2.3047 | 2.4426 | 2.5576 | 2.7096 | 2.8628 | 3.0372 | 3.2234 | 3.4043 | 3.5933 | 3.7157 | 3.8465 | 3.9735 | 4.093 | 4.2021 | 4.3267 | 4.4083 | 4.5114 | 4.614 | 4.6805
Gale |  | 1.1036 | 1.1213 | 1.1463 | 1.1794 | 1.2311 | 1.2995 | 1.3852 | 1.4914 | 1.6178 | 1.7577 | 1.913 | 2.0885 | 2.2723 | 2.456 | 2.6473 | 2.8384 | 3.0317 | 3.2163 | 3.3967 | 3.5704 | 3.7351 | 3.8884 | 4.0121 | 4.1385 | 4.2616 | 4.3792 | 4.4942 | 4.6193 | 4.7074 | 4.8146 | 4.9203 | 4.9867 |  | 1.1036 | 1.111 | 1.1197 | 1.1294 | 1.1427 | 1.1584 | 1.176 | 1.1957 | 1.2177 | 1.2415 | 1.2661 | 1.2936 | 1.3201 | 1.346 | 1.3763 | 1.4088 | 1.4433 | 1.4789 | 1.5146 | 1.5492 | 1.582 | 1.6121 | 1.6226 | 1.6442 | 1.6709 | 1.6994 | 1.7321 | 1.7814 | 1.8005 | 1.8438 | 1.8919 | 1.92 |  | 1.1036 | 1.119 | 1.1367 | 1.1565 | 1.1875 | 1.2236 | 1.2647 | 1.3112 | 1.3628 | 1.4183 | 1.4783 | 1.5455 | 1.617 | 1.6878 | 1.7665 | 1.8462 | 1.9305 | 2.0101 | 2.0909 | 2.1714 | 2.2503 | 2.3262 | 2.3811 | 2.4465 | 2.5165 | 2.5884 | 2.6645 | 2.7571 | 2.8188 | 2.9043 | 2.9935 | 3.0509 |  | 1.1036 | 1.1213 | 1.1463 | 1.1795 | 1.2335 | 1.3046 | 1.3932 | 1.5024 | 1.6319 | 1.775 | 1.9332 | 2.1117 | 2.2984 | 2.4851 | 2.6794 | 2.872 | 3.068 | 3.2548 | 3.439 | 3.6169 | 3.7843 | 3.9406 | 4.0648 | 4.1909 | 4.3134 | 4.4302 | 4.5444 | 4.6683 | 4.7552 | 4.8612 | 4.9656 | 5.0311 |  | 1.1033 | 1.1178 | 1.1347 | 1.1537 | 1.1933 | 1.2384 | 1.2885 | 1.3444 | 1.4052 | 1.4701 | 1.5394 | 1.616 | 1.6975 | 1.7775 | 1.8656 | 1.9531 | 2.0457 | 2.1391 | 2.234 | 2.3275 | 2.4161 | 2.5003 | 2.5462 | 2.6018 | 2.6629 | 2.7273 | 2.7976 | 2.8857 | 2.944 | 3.0268 | 3.1139 | 3.1654
Garstang |  | 3.2649 | 3.2868 | 3.3172 | 3.3564 | 3.4273 | 3.5158 | 3.6218 | 3.7479 | 3.8935 | 4.0521 | 4.2244 | 4.4168 | 4.6172 | 4.8181 | 5.027 | 5.236 | 5.4526 | 5.6532 | 5.8549 | 6.0568 | 6.2576 | 6.4548 | 6.6273 | 6.8037 | 6.973 | 7.1324 | 7.2776 | 7.4361 | 7.5522 | 7.6844 | 7.8112 | 7.8955 |  | 3.2656 | 3.2756 | 3.2869 | 3.2993 | 3.3191 | 3.3417 | 3.3664 | 3.3933 | 3.4224 | 3.4534 | 3.4842 | 3.5186 | 3.5485 | 3.5795 | 3.6143 | 3.6532 | 3.6962 | 3.7439 | 3.7952 | 3.8504 | 3.9094 | 3.9711 | 4.0153 | 4.0702 | 4.1258 | 4.1791 | 4.2251 | 4.2912 | 4.3214 | 4.3727 | 4.4245 | 4.4572 |  | 3.2649 | 3.2843 | 3.3063 | 3.3308 | 3.379 | 3.4332 | 3.4927 | 3.5581 | 3.6283 | 3.7025 | 3.7801 | 3.8656 | 3.9554 | 4.0447 | 4.1422 | 4.2405 | 4.3483 | 4.4435 | 4.5444 | 4.6509 | 4.7628 | 4.8784 | 4.9766 | 5.0857 | 5.1942 | 5.2994 | 5.3961 | 5.5118 | 5.5902 | 5.6888 | 5.7867 | 5.8521 |  | 3.2649 | 3.2868 | 3.3172 | 3.3565 | 3.4326 | 3.527 | 3.6391 | 3.7719 | 3.9241 | 4.0894 | 4.2681 | 4.4669 | 4.6737 | 4.8811 | 5.0963 | 5.3089 | 5.5313 | 5.737 | 5.9469 | 6.1579 | 6.3648 | 6.5687 | 6.7422 | 6.918 | 7.0861 | 7.2439 | 7.3873 | 7.5433 | 7.657 | 7.7865 | 7.9108 | 7.993 |  | 3.265 | 3.2843 | 3.3061 | 3.3305 | 3.4019 | 3.4799 | 3.5633 | 3.6531 | 3.7477 | 3.8464 | 3.9482 | 4.0581 | 4.1722 | 4.286 | 4.4078 | 4.5276 | 4.659 | 4.7942 | 4.938 | 5.0882 | 5.2406 | 5.397 | 5.4952 | 5.6024 | 5.7088 | 5.8115 | 5.9057 | 6.0186 | 6.0943 | 6.1901 | 6.2853 | 6.3481
Gatley |  | 0.45361 | 0.46464 | 0.48035 | 0.50118 | 0.5339 | 0.57706 | 0.63101 | 0.6977 | 0.77697 | 0.86465 | 0.96246 | 1.0725 | 1.188 | 1.3068 | 1.4287 | 1.5524 | 1.6777 | 1.7992 | 1.9211 | 2.0428 | 2.1637 | 2.282 | 2.3845 | 2.4883 | 2.5875 | 2.6789 | 2.7638 | 2.8516 | 2.9134 | 2.985 | 3.0541 | 3.0979 |  | 0.45361 | 0.45786 | 0.46296 | 0.46875 | 0.47687 | 0.4865 | 0.4973 | 0.50952 | 0.52323 | 0.53811 | 0.55419 | 0.57186 | 0.5891 | 0.60804 | 0.62891 | 0.65182 | 0.67688 | 0.70424 | 0.73398 | 0.76622 | 0.80105 | 0.83769 | 0.86422 | 0.89763 | 0.93192 | 0.9639 | 0.99424 | 1.0324 | 1.0492 | 1.0793 | 1.1111 | 1.13 |  | 0.45361 | 0.46322 | 0.47425 | 0.48671 | 0.50638 | 0.52932 | 0.55531 | 0.58481 | 0.61744 | 0.65257 | 0.69111 | 0.73385 | 0.7796 | 0.8282 | 0.8802 | 0.93459 | 0.99208 | 1.0482 | 1.108 | 1.1715 | 1.2387 | 1.3085 | 1.3677 | 1.4332 | 1.4987 | 1.561 | 1.6208 | 1.6876 | 1.7321 | 1.7892 | 1.8471 | 1.8845 |  | 0.45361 | 0.46464 | 0.48035 | 0.50118 | 0.53444 | 0.57817 | 0.6327 | 0.7 | 0.77987 | 0.86816 | 0.96657 | 1.0772 | 1.1933 | 1.3127 | 1.4352 | 1.5594 | 1.6852 | 1.8074 | 1.9303 | 2.053 | 2.1746 | 2.2938 | 2.3963 | 2.5002 | 2.5992 | 2.6906 | 2.7754 | 2.863 | 2.9247 | 2.9961 | 3.0652 | 3.1089 |  | 0.45358 | 0.46302 | 0.47388 | 0.48616 | 0.51102 | 0.53919 | 0.57038 | 0.60514 | 0.643 | 0.68339 | 0.72717 | 0.77517 | 0.82635 | 0.88038 | 0.9378 | 0.99748 | 1.0604 | 1.1266 | 1.1968 | 1.2707 | 1.3481 | 1.4282 | 1.4875 | 1.5529 | 1.6183 | 1.6805 | 1.7403 | 1.8069 | 1.8512 | 1.9082 | 1.966 | 2.0033
Gidlow |  | 1.0861 | 1.1133 | 2.1406 | 2.191 | 2.2745 | 2.3829 | 2.5171 | 2.6814 | 2.8756 | 3.0897 | 3.3274 | 3.5943 | 3.8736 | 4.1587 | 4.4523 | 4.7488 | 5.0495 | 5.3353 | 5.6206 | 5.9032 | 6.1802 | 6.4467 | 6.6682 | 6.8777 | 7.0413 | 7.1225 | 7.1208 | 7.1286 | 7.1455 | 7.2534 | 7.3924 | 7.4812 |  | 1.086 | 1.097 | 2.099 | 2.1136 | 2.1351 | 2.1603 | 2.1882 | 2.2195 | 2.2543 | 2.2917 | 2.3315 | 2.3751 | 2.4158 | 2.4594 | 2.5079 | 2.5611 | 2.619 | 2.6815 | 2.7484 | 2.8194 | 2.8939 | 2.969 | 3.0141 | 3.0634 | 3.0874 | 3.0553 | 2.9663 | 2.8979 | 2.8346 | 2.8565 | 2.9114 | 2.9482 |  | 1.0861 | 1.1099 | 2.126 | 2.1565 | 2.2089 | 2.2691 | 2.3367 | 2.4124 | 2.4957 | 2.5848 | 2.6814 | 2.7883 | 2.9018 | 3.0198 | 3.1469 | 3.2786 | 3.4179 | 3.5482 | 3.6857 | 3.8297 | 3.979 | 4.1299 | 4.2482 | 4.3661 | 4.4494 | 4.461 | 4.3996 | 4.357 | 4.3323 | 4.4055 | 4.5173 | 4.5905 |  | 1.0861 | 1.1133 | 2.1406 | 2.191 | 2.2769 | 2.388 | 2.5247 | 2.6919 | 2.8889 | 3.106 | 3.3464 | 3.6161 | 3.8982 | 4.186 | 4.4824 | 4.7807 | 5.084 | 5.3727 | 5.662 | 5.9488 | 6.2291 | 6.4991 | 6.7209 | 6.9302 | 7.0934 | 7.174 | 7.1717 | 7.1787 | 7.1949 | 7.3019 | 7.44 | 7.5281 |  | 1.0857 | 1.1083 | 1.2693 | 1.2987 | 1.3683 | 1.4459 | 1.5309 | 1.6243 | 1.7252 | 1.832 | 1.9464 | 2.071 | 2.2031 | 2.3395 | 2.485 | 2.6341 | 2.7913 | 2.9548 | 3.1262 | 3.3041 | 3.4866 | 3.6726 | 3.7977 | 3.9373 | 4.0787 | 4.2153 | 4.3489 | 4.5018 | 4.6034 | 4.7365 | 4.8722 | 4.9585
Gillsrow |  | 1.435 | 1.4514 | 1.4737 | 1.5022 | 1.5489 | 1.6078 | 1.6784 | 1.7618 | 1.8572 | 1.9607 | 2.0683 | 2.191 | 2.318 | 2.4362 | 2.5651 | 2.6878 | 2.8254 | 2.9591 | 3.0944 | 3.2314 | 3.3691 | 3.506 | 3.6291 | 3.7573 | 3.8802 | 3.9968 | 4.1011 | 4.2172 | 4.3044 | 4.4016 | 4.4943 | 4.5575 |  | 1.435 | 1.4413 | 1.4488 | 1.4571 | 1.4701 | 1.4851 | 1.5016 | 1.5192 | 1.538 | 1.5577 | 1.5728 | 1.5926 | 1.6101 | 1.6259 | 1.6455 | 1.6691 | 1.6969 | 1.7295 | 1.7651 | 1.8043 | 1.847 | 1.8922 | 1.9262 | 1.967 | 2.0073 | 2.0461 | 2.077 | 2.124 | 2.1463 | 2.1818 | 2.2164 | 2.2391 |  | 1.435 | 1.4496 | 1.4661 | 1.4843 | 1.5154 | 1.551 | 1.5905 | 1.6336 | 1.6797 | 1.728 | 1.7741 | 1.8277 | 1.8831 | 1.929 | 1.9857 | 2.0365 | 2.1031 | 2.1678 | 2.2368 | 2.3106 | 2.389 | 2.4707 | 2.543 | 2.6245 | 2.7045 | 2.782 | 2.8506 | 2.9342 | 2.9921 | 3.0624 | 3.1307 | 3.1775 |  | 1.435 | 1.4514 | 1.4737 | 1.5022 | 1.5601 | 1.6319 | 1.7158 | 1.8138 | 1.9238 | 2.0423 | 2.1639 | 2.301 | 2.4419 | 2.5744 | 2.7173 | 2.8466 | 2.9968 | 3.1389 | 3.2907 | 3.4463 | 3.595 | 3.7444 | 3.8704 | 3.9969 | 4.1167 | 4.229 | 4.3285 | 4.4382 | 4.519 | 4.6094 | 4.6954 | 4.7533 |  | 1.435 | 1.4496 | 1.4661 | 1.4843 | 1.5343 | 1.5906 | 1.6511 | 1.7166 | 1.7849 | 1.856 | 1.9238 | 1.9995 | 2.0765 | 2.1445 | 2.2229 | 2.2881 | 2.3751 | 2.4632 | 2.5638 | 2.6713 | 2.7758 | 2.8852 | 2.9604 | 3.0401 | 3.117 | 3.1902 | 3.254 | 3.3313 | 3.3828 | 3.4462 | 3.5079 | 3.5493
Glaxo |  | 4.6968 | 4.6975 | 4.6986 | 4.7 | 4.7034 | 4.7075 | 4.7121 | 4.7173 | 4.7232 | 4.7295 | 4.7361 | 4.7434 | 4.7508 | 4.758 | 4.7655 | 4.773 | 4.781 | 4.787 | 4.7928 | 4.7969 | 4.7964 | 4.7835 | 4.7368 | 4.6057 | 4.2769 | 3.5839 | 2.5111 | 1.4388 | 0.74438 | 0.41416 | 0.28125 | 0.20032 |  | 4.6968 | 4.6971 | 4.6974 | 4.6979 | 4.6988 | 4.6999 | 4.701 | 4.7022 | 4.7035 | 4.7048 | 4.7059 | 4.7072 | 4.708 | 4.7086 | 4.7094 | 4.7104 | 4.7116 | 4.7127 | 4.7136 | 4.7134 | 4.7097 | 4.6964 | 4.6564 | 4.5501 | 4.2879 | 3.7387 | 2.8898 | 2.0416 | 1.4916 | 1.2292 | 1.1225 | 1.0821 |  | 4.6968 | 4.6975 | 4.6982 | 4.6991 | 4.7018 | 4.7047 | 4.7077 | 4.711 | 4.7143 | 4.7178 | 4.7213 | 4.725 | 4.7288 | 4.7323 | 4.7361 | 4.7399 | 4.7443 | 4.7468 | 4.7492 | 4.7501 | 4.7467 | 4.731 | 4.6819 | 4.5485 | 4.2175 | 3.5227 | 2.4482 | 1.3744 | 0.67861 | 0.34718 | 0.2132 | 0.13155 |  | 4.6968 | 4.6975 | 4.6986 | 4.7 | 4.7038 | 4.7083 | 4.7134 | 4.7192 | 4.7256 | 4.7324 | 4.7395 | 4.7473 | 4.7552 | 4.7629 | 4.771 | 4.7787 | 4.7871 | 4.7936 | 4.8 | 4.8048 | 4.8048 | 4.7924 | 4.7459 | 4.6147 | 4.2857 | 3.5927 | 2.5197 | 1.4472 | 0.7526 | 0.42219 | 0.28908 | 0.20799 |  | 4.6967 | 4.6974 | 4.6982 | 4.6991 | 4.7036 | 4.7085 | 4.7135 | 4.7187 | 4.7241 | 4.7296 | 4.735 | 4.7408 | 4.7466 | 4.7521 | 4.7579 | 4.7635 | 4.7698 | 4.7366 | 4.6825 | 4.6102 | 4.5102 | 4.3661 | 4.1403 | 3.7593 | 2.9894 | 0.66442 | 0.15839 | 0.16225 | 0.16483 | 0.16804 | 0.17119 | 0.17329
Glossop |  | 0.5901 | 0.60543 | 0.62686 | 0.65515 | 0.70938 | 0.77823 | 0.86226 | 0.9632 | 1.081 | 1.21 | 1.3443 | 1.4998 | 1.6607 | 1.809 | 1.9721 | 2.1248 | 2.2969 | 2.459 | 2.6218 | 2.7852 | 2.9478 | 3.1072 | 3.2483 | 3.3953 | 3.5352 | 3.6639 | 3.7839 | 3.9059 | 3.9921 | 4.0914 | 4.1872 | 4.2475 |  | 0.59012 | 0.59691 | 0.6047 | 0.61344 | 0.62875 | 0.64614 | 0.66521 | 0.68525 | 0.70653 | 0.72878 | 0.74365 | 0.76493 | 0.78092 | 0.7948 | 0.814 | 0.83761 | 0.8661 | 0.89983 | 0.93705 | 0.9786 | 1.0243 | 1.0729 | 1.1082 | 1.153 | 1.1992 | 1.2422 | 1.2838 | 1.335 | 1.3572 | 1.3978 | 1.4412 | 1.4665 |  | 0.5901 | 0.60353 | 0.61872 | 0.63576 | 0.67244 | 0.71394 | 0.76002 | 0.81026 | 0.86437 | 0.92149 | 0.97453 | 1.0378 | 1.1031 | 1.1551 | 1.2222 | 1.28 | 1.3594 | 1.4321 | 1.5102 | 1.5943 | 1.6839 | 1.7776 | 1.8603 | 1.9558 | 2.0508 | 2.141 | 2.2282 | 2.3231 | 2.3873 | 2.4687 | 2.551 | 2.604 |  | 0.5901 | 0.60543 | 0.62688 | 0.65518 | 0.72534 | 0.81263 | 0.91569 | 1.0374 | 1.1761 | 1.3265 | 1.4807 | 1.6568 | 1.8374 | 2.0061 | 2.1892 | 2.3514 | 2.5415 | 2.7157 | 2.9021 | 3.0922 | 3.2707 | 3.448 | 3.5931 | 3.7377 | 3.8733 | 3.9959 | 4.109 | 4.2221 | 4.2993 | 4.3888 | 4.4752 | 4.5278 |  | 0.58972 | 0.6019 | 0.61598 | 0.63197 | 0.69647 | 0.76833 | 0.84527 | 0.92828 | 1.0151 | 1.1056 | 1.1907 | 1.2867 | 1.3846 | 1.47 | 1.5702 | 1.6504 | 1.7607 | 1.8707 | 1.9977 | 2.1336 | 2.2645 | 2.4013 | 2.4881 | 2.5811 | 2.6718 | 2.7559 | 2.8362 | 2.9222 | 2.9773 | 3.0488 | 3.1218 | 3.1671
Golborne |  | 1.3187 | 1.351 | 7.3968 | 7.4576 | 7.5541 | 7.6815 | 7.8407 | 8.0377 | 8.2719 | 8.5311 | 8.8194 | 9.1444 | 9.4852 | 9.7806 | 10.1062 | 10.4138 | 10.6955 | 10.9155 | 11.0643 | 11.1164 | 11.0529 | 10.875 | 10.5831 | 10.2957 | 10.0614 | 9.9102 | 9.8536 | 9.9006 | 9.9423 | 10.0633 | 10.2104 | 10.3031 |  | 1.3187 | 1.3315 | 7.3467 | 7.3639 | 7.3882 | 7.4168 | 7.4489 | 7.485 | 7.5254 | 7.5692 | 7.6154 | 7.6667 | 7.716 | 7.7278 | 7.7606 | 7.7827 | 7.7855 | 7.7557 | 7.676 | 7.527 | 7.2962 | 6.9862 | 6.5925 | 6.2199 | 5.9035 | 5.6648 | 5.5118 | 5.4566 | 5.3961 | 5.415 | 5.4657 | 5.494 |  | 1.3187 | 1.3468 | 7.379 | 7.4153 | 7.4736 | 7.5414 | 7.6183 | 7.7054 | 7.8017 | 7.9053 | 8.018 | 8.1436 | 8.2776 | 8.3649 | 8.4831 | 8.5855 | 8.6664 | 8.693 | 8.6582 | 8.5384 | 8.3167 | 7.9959 | 7.5771 | 7.1772 | 6.8448 | 6.609 | 6.4803 | 6.4671 | 6.4596 | 6.5402 | 6.6564 | 6.7321 |  | 1.3187 | 1.351 | 7.3968 | 7.4576 | 7.5572 | 7.688 | 7.8508 | 8.0515 | 8.2895 | 8.5525 | 8.8445 | 9.1732 | 9.5175 | 9.8167 | 10.1459 | 10.4557 | 10.7408 | 10.9641 | 11.1178 | 11.1753 | 11.1156 | 10.9418 | 10.6505 | 10.3628 | 10.1279 | 9.9758 | 9.9183 | 9.964 | 10.0044 | 10.124 | 10.2698 | 10.3615 |  | 1.3184 | 1.3455 | 1.3766 | 1.4119 | 1.487 | 1.572 | 1.6661 | 1.7707 | 1.8844 | 2.0057 | 2.1359 | 2.2791 | 2.4314 | 2.5905 | 2.7607 | 2.9352 | 3.1217 | 3.3178 | 3.5265 | 3.7468 | 3.9764 | 4.214 | 4.3885 | 4.5811 | 4.7737 | 4.9564 | 5.1327 | 5.3277 | 5.4569 | 5.6236 | 5.7931 | 5.902
Gowhole |  | 2.001 | 2.0196 | 2.0461 | 2.0814 | 2.1512 | 2.2395 | 2.3469 | 2.4756 | 2.6254 | 2.7892 | 2.9597 | 3.1568 | 3.3607 | 3.5488 | 3.7552 | 3.949 | 4.1672 | 4.3711 | 4.5762 | 4.7821 | 4.9871 | 5.1883 | 5.3664 | 5.552 | 5.7288 | 5.8917 | 6.0431 | 6.1979 | 6.3076 | 6.4336 | 6.5553 | 6.6321 |  | 2.0044 | 2.0187 | 2.0331 | 2.0483 | 2.0715 | 2.0971 | 2.1245 | 2.1528 | 2.1823 | 2.2128 | 2.2337 | 2.2623 | 2.2823 | 2.2996 | 2.3234 | 2.3529 | 2.3886 | 2.4313 | 2.4783 | 2.5309 | 2.5887 | 2.6502 | 2.695 | 2.7518 | 2.8102 | 2.8645 | 2.9167 | 2.9815 | 3.0098 | 3.0611 | 3.1156 | 3.1477 |  | 2.001 | 2.0172 | 2.0358 | 2.0568 | 2.1044 | 2.1582 | 2.2178 | 2.2827 | 2.3525 | 2.426 | 2.4946 | 2.576 | 2.6599 | 2.7271 | 2.8132 | 2.8879 | 2.9895 | 3.0812 | 3.1797 | 3.2859 | 3.3991 | 3.5173 | 3.6218 | 3.7422 | 3.862 | 3.9758 | 4.0854 | 4.2053 | 4.2865 | 4.3891 | 4.4929 | 4.5599 |  | 2.001 | 2.0196 | 2.0461 | 2.0814 | 2.1711 | 2.2825 | 2.4137 | 2.5683 | 2.7441 | 2.9346 | 3.1301 | 3.3528 | 3.5814 | 3.7951 | 4.0265 | 4.2322 | 4.4728 | 4.692 | 4.9267 | 5.1659 | 5.3909 | 5.6146 | 5.7979 | 5.9805 | 6.1518 | 6.3071 | 6.4501 | 6.5937 | 6.6921 | 6.8061 | 6.9161 | 6.9834 |  | 2.0013 | 2.0169 | 2.035 | 2.0555 | 2.1404 | 2.2346 | 2.3351 | 2.4433 | 2.5562 | 2.6736 | 2.7844 | 2.9087 | 3.0352 | 3.1461 | 3.2751 | 3.3797 | 3.5218 | 3.6639 | 3.8271 | 4.0016 | 4.1699 | 4.3458 | 4.4553 | 4.5727 | 4.687 | 4.7932 | 4.8943 | 5.0031 | 5.0729 | 5.1634 | 5.2555 | 5.3129
Grane Rd & Prinny Hill |  | 0.89063 | 0.89981 | 0.91253 | 0.9292 | 0.95883 | 0.99651 | 1.0425 | 1.0981 | 1.1632 | 1.2346 | 1.313 | 1.401 | 1.4926 | 1.5815 | 1.6746 | 1.7675 | 1.8623 | 1.9499 | 2.0366 | 2.1212 | 2.2023 | 2.2767 | 2.3307 | 2.3692 | 2.3613 | 2.177 | 2.2023 | 2.2709 | 2.3196 | 2.3756 | 2.4297 | 2.4642 |  | 0.89055 | 0.89436 | 0.89879 | 0.90377 | 0.91169 | 0.9208 | 0.93085 | 0.94189 | 0.95401 | 0.96693 | 0.97999 | 0.99456 | 1.0072 | 1.0208 | 1.0359 | 1.0529 | 1.0717 | 1.0926 | 1.1152 | 1.1397 | 1.1658 | 1.1919 | 1.2068 | 1.2175 | 1.2072 | 1.1553 | 1.0601 | 0.97128 | 0.90769 | 0.89416 | 0.90348 | 0.90883 |  | 0.89063 | 0.8987 | 0.90781 | 0.918 | 0.93756 | 0.95967 | 0.9842 | 1.0113 | 1.0408 | 1.0721 | 1.1052 | 1.1419 | 1.1804 | 1.2157 | 1.2554 | 1.2954 | 1.3385 | 1.3761 | 1.4153 | 1.4554 | 1.4953 | 1.5324 | 1.5531 | 1.5619 | 1.5278 | 1.3208 | 1.3266 | 1.3785 | 1.4133 | 1.4577 | 1.5025 | 1.5316 |  | 0.89063 | 0.89981 | 0.91254 | 0.92921 | 0.9607 | 1.0005 | 1.0486 | 1.1065 | 1.1739 | 1.2477 | 1.3283 | 1.4186 | 1.5124 | 1.6036 | 1.6989 | 1.7931 | 1.89 | 1.9794 | 2.069 | 2.1568 | 2.2401 | 2.3169 | 2.3713 | 2.4095 | 2.4012 | 2.2164 | 2.2411 | 2.3089 | 2.3567 | 2.4118 | 2.465 | 2.4989 |  | 0.89043 | 0.8979 | 0.90647 | 0.91614 | 0.94411 | 0.97488 | 1.0081 | 1.0441 | 1.0824 | 1.1227 | 1.1647 | 1.2103 | 1.2581 | 1.3058 | 1.349 | 1.389 | 1.4288 | 1.4621 | 1.4824 | 1.4632 | 1.2754 | 1.2791 | 1.3254 | 1.3761 | 1.4267 | 1.4746 | 1.5203 | 1.5714 | 1.6053 | 1.6488 | 1.6927 | 1.7211
Grange |  | 0.95255 | 0.96922 | 0.99306 | 1.0248 | 1.082 | 1.1556 | 1.2462 | 1.3562 | 1.4854 | 1.6273 | 1.7788 | 1.9524 | 2.1335 | 2.3064 | 2.4922 | 2.6711 | 2.8648 | 3.0486 | 3.233 | 3.4172 | 3.5995 | 3.7767 | 3.9293 | 4.0819 | 4.2138 | 4.2856 | 4.4006 | 4.53 | 4.6221 | 4.732 | 4.8396 | 4.9077 |  | 0.95374 | 0.96243 | 0.97193 | 0.98228 | 0.99845 | 1.0168 | 1.0369 | 1.0584 | 1.0816 | 1.1061 | 1.126 | 1.1514 | 1.1731 | 1.1943 | 1.2205 | 1.251 | 1.2862 | 1.3263 | 1.3701 | 1.4185 | 1.4711 | 1.5263 | 1.565 | 1.6115 | 1.6524 | 1.6768 | 1.6856 | 1.706 | 1.707 | 1.7415 | 1.7857 | 1.8119 |  | 0.95255 | 0.96704 | 0.98372 | 1.0026 | 1.0397 | 1.0822 | 1.1297 | 1.1823 | 1.2395 | 1.3003 | 1.3601 | 1.4298 | 1.5031 | 1.5674 | 1.645 | 1.7169 | 1.8058 | 1.8887 | 1.9772 | 2.0716 | 2.1712 | 2.2736 | 2.3597 | 2.4533 | 2.5337 | 2.561 | 2.6379 | 2.7354 | 2.8013 | 2.8895 | 2.9804 | 3.0392 |  | 0.95255 | 0.96923 | 0.99307 | 1.0248 | 1.0939 | 1.1812 | 1.2858 | 1.4112 | 1.5558 | 1.7137 | 1.8799 | 2.0688 | 2.2645 | 2.4526 | 2.6531 | 2.8392 | 3.0462 | 3.2393 | 3.4413 | 3.6453 | 3.8395 | 4.0302 | 4.1858 | 4.3366 | 4.4654 | 4.5326 | 4.6427 | 4.7656 | 4.851 | 4.9537 | 5.0544 | 5.1169 |  | 0.95265 | 0.96697 | 0.98347 | 1.0022 | 1.0629 | 1.1309 | 1.2043 | 1.2841 | 1.3684 | 1.4568 | 1.5432 | 1.6399 | 1.7398 | 1.8322 | 1.9351 | 2.0239 | 2.135 | 2.245 | 2.3648 | 2.4817 | 2.5516 | 2.6769 | 2.7712 | 2.8721 | 2.9681 | 3.045 | 3.1323 | 3.232 | 3.2969 | 3.3807 | 3.4658 | 3.5196
Great Harwood |  | 0.8165 | 11.8327 | 11.8545 | 11.8825 | 11.9299 | 11.9894 | 12.0611 | 12.1468 | 12.246 | 12.3544 | 12.473 | 12.6051 | 12.7426 | 12.7847 | 12.8677 | 12.9122 | 12.9009 | 12.7891 | 12.5452 | 12.1257 | 11.499 | 10.6742 | 9.7083 | 8.743 | 7.8913 | 7.2191 | 6.7364 | 6.4392 | 6.2514 | 6.1746 | 6.1588 | 6.1522 |  | 0.81678 | 11.8246 | 11.8334 | 11.843 | 11.8569 | 11.8727 | 11.8901 | 11.9091 | 11.9298 | 11.9519 | 11.9745 | 11.9993 | 12.0211 | 11.9675 | 11.9439 | 11.892 | 11.7955 | 11.6293 | 11.3613 | 10.9555 | 10.3887 | 9.6688 | 8.8374 | 8.0132 | 7.2837 | 6.7011 | 6.2706 | 5.9931 | 5.8024 | 5.7049 | 5.6595 | 5.6318 |  | 0.8165 | 11.831 | 11.847 | 11.8648 | 11.8966 | 11.9324 | 11.972 | 12.0155 | 12.0626 | 12.1124 | 12.1654 | 12.2235 | 12.2843 | 12.2491 | 12.2548 | 12.2226 | 12.136 | 11.9511 | 11.6373 | 11.1519 | 10.4637 | 9.5825 | 8.5653 | 7.5535 | 6.66 | 5.9505 | 5.4345 | 5.1079 | 4.8944 | 4.7948 | 4.7593 | 4.7399 |  | 0.8165 | 11.8327 | 11.8545 | 11.8825 | 11.932 | 11.9939 | 12.068 | 12.1562 | 12.258 | 12.369 | 12.4901 | 12.6247 | 12.7647 | 12.8093 | 12.8947 | 12.9408 | 12.9318 | 12.8222 | 12.5817 | 12.1659 | 11.5418 | 10.7199 | 9.7544 | 8.7889 | 7.9368 | 7.264 | 6.7807 | 6.4826 | 6.294 | 6.2163 | 6.1996 | 6.1923 |  | 0.81615 | 0.82938 | 0.84437 | 0.86107 | 0.90453 | 0.95227 | 1.0037 | 1.0594 | 1.1187 | 1.1807 | 1.246 | 1.3164 | 1.3902 | 1.466 | 1.5463 | 1.6275 | 1.7143 | 1.8034 | 1.8974 | 1.9955 | 2.0963 | 2.1993 | 2.2656 | 2.335 | 2.3952 | 2.4191 | 2.4756 | 2.5552 | 2.6088 | 2.676 | 2.7427 | 2.787
Green Lane (Altrincham) |  | 0.90251 | 0.91656 | 0.93602 | 0.96143 | 1.0077 | 1.066 | 1.1366 | 1.2215 | 1.3207 | 1.4293 | 1.5488 | 1.6822 | 1.8213 | 1.9634 | 2.1097 | 2.2574 | 2.4079 | 2.547 | 2.6868 | 2.8265 | 2.9651 | 3.1001 | 3.2148 | 3.3251 | 3.4151 | 3.4692 | 3.4864 | 3.5084 | 3.5293 | 3.5888 | 3.6601 | 3.7062 |  | 0.90245 | 0.90848 | 0.91563 | 0.92378 | 0.93681 | 0.95172 | 0.96819 | 0.98625 | 1.0061 | 1.0273 | 1.0493 | 1.0732 | 1.0935 | 1.1155 | 1.1399 | 1.1667 | 1.1961 | 1.2282 | 1.2629 | 1.3005 | 1.3407 | 1.3824 | 1.4104 | 1.4411 | 1.4608 | 1.4564 | 1.4265 | 1.4068 | 1.385 | 1.4 | 1.4281 | 1.4469 |  | 0.90251 | 0.9149 | 0.9289 | 0.94454 | 0.97569 | 1.0107 | 1.0493 | 1.0918 | 1.138 | 1.1869 | 1.2393 | 1.2967 | 1.357 | 1.4197 | 1.4869 | 1.5561 | 1.6297 | 1.6946 | 1.7638 | 1.8371 | 1.9143 | 1.9935 | 2.0582 | 2.1238 | 2.1743 | 2.1939 | 2.1811 | 2.1775 | 2.1768 | 2.2178 | 2.2742 | 2.3114 |  | 0.90251 | 0.91656 | 0.93602 | 0.96144 | 1.0095 | 1.0697 | 1.1423 | 1.2294 | 1.3306 | 1.4413 | 1.5629 | 1.6984 | 1.8396 | 1.9838 | 2.1321 | 2.2812 | 2.4336 | 2.5749 | 2.7177 | 2.8605 | 3.0015 | 3.1391 | 3.2541 | 3.3643 | 3.4539 | 3.5077 | 3.5244 | 3.5458 | 3.5662 | 3.625 | 3.6957 | 3.7414 |  | 0.90229 | 0.91382 | 0.92702 | 0.94187 | 0.9861 | 1.0343 | 1.0861 | 1.1421 | 1.2016 | 1.264 | 1.3298 | 1.4007 | 1.4752 | 1.5521 | 1.6334 | 1.7161 | 1.8037 | 1.8915 | 1.9827 | 2.0769 | 2.1726 | 2.268 | 2.3197 | 2.3664 | 2.3835 | 2.2797 | 2.3093 | 2.3864 | 2.4379 | 2.5035 | 2.5696 | 2.6126
Green Lane (Hazel Grove) |  | 3.8984 | 3.9337 | 3.9833 | 4.0484 | 4.1504 | 4.284 | 4.4498 | 4.6536 | 4.8947 | 5.1608 | 5.4568 | 5.7892 | 6.1375 | 6.4955 | 6.8633 | 7.236 | 7.6143 | 7.9797 | 8.3468 | 8.7127 | 9.0739 | 9.4215 | 9.7043 | 9.9468 | 10.0703 | 9.9786 | 9.6642 | 9.3616 | 9.1822 | 9.225 | 9.3647 | 9.4564 |  | 3.8982 | 3.9123 | 3.9289 | 3.9476 | 3.9738 | 4.0045 | 4.039 | 4.0777 | 4.121 | 4.1678 | 4.2181 | 4.2732 | 4.3265 | 4.3848 | 4.449 | 4.5194 | 4.5963 | 4.68 | 4.7706 | 4.8681 | 4.9715 | 5.0752 | 5.1345 | 5.1787 | 5.1425 | 4.9474 | 4.5866 | 4.2518 | 4.0111 | 3.9623 | 4.0003 | 4.0356 |  | 3.8984 | 3.9294 | 3.9647 | 4.0042 | 4.0666 | 4.139 | 4.2207 | 4.313 | 4.4146 | 4.5237 | 4.6428 | 4.7746 | 4.9151 | 5.0638 | 5.2228 | 5.3889 | 5.5645 | 5.7346 | 5.9156 | 6.1069 | 6.3068 | 6.5079 | 6.6597 | 6.7852 | 6.8056 | 6.624 | 6.2316 | 5.8628 | 5.6278 | 5.6234 | 5.7253 | 5.7945 |  | 3.8984 | 3.9337 | 3.9833 | 4.0484 | 4.1524 | 4.288 | 4.456 | 4.662 | 4.9054 | 5.1738 | 5.472 | 5.8066 | 6.1571 | 6.5173 | 6.8873 | 7.2616 | 7.6419 | 8.0099 | 8.3803 | 8.7497 | 9.1138 | 9.4643 | 9.7473 | 9.9897 | 10.1129 | 10.0209 | 9.706 | 9.4029 | 9.223 | 9.2652 | 9.4043 | 9.4955 |  | 3.898 | 3.9278 | 3.962 | 4.0005 | 4.0792 | 4.1682 | 4.2664 | 4.3753 | 4.4936 | 4.6194 | 4.7553 | 4.904 | 5.0621 | 5.2285 | 5.4053 | 5.5884 | 5.7816 | 5.9637 | 6.1464 | 6.3306 | 6.5105 | 6.6747 | 6.733 | 6.7269 | 6.5143 | 5.4674 | 5.3763 | 5.5788 | 5.7138 | 5.8865 | 6.0606 | 6.1739
Green St T11 |  | 3.6621 | 3.6736 | 3.6895 | 3.7102 | 3.7493 | 3.798 | 3.8564 | 3.9261 | 4.0068 | 4.0949 | 4.1918 | 4.2994 | 4.4117 | 4.4981 | 4.5982 | 4.6883 | 4.7631 | 4.8007 | 4.8003 | 4.7489 | 4.6368 | 4.466 | 4.2453 | 4.0261 | 3.8386 | 3.7014 | 3.6173 | 3.5899 | 3.5771 | 3.5998 | 3.6375 | 3.6628 |  | 3.6621 | 3.6667 | 3.6722 | 3.6783 | 3.6888 | 3.7007 | 3.7138 | 3.7282 | 3.7439 | 3.7608 | 3.7786 | 3.7979 | 3.8145 | 3.8102 | 3.8156 | 3.814 | 3.8008 | 3.7687 | 3.7084 | 3.6094 | 3.4652 | 3.2776 | 3.0518 | 2.8324 | 2.6419 | 2.4947 | 2.3919 | 2.3391 | 2.2971 | 2.2881 | 2.2938 | 2.2971 |  | 3.6621 | 3.6722 | 3.6837 | 3.6964 | 3.7234 | 3.7534 | 3.7863 | 3.8224 | 3.8613 | 3.9025 | 3.9465 | 3.9944 | 4.0448 | 4.0689 | 4.1068 | 4.1352 | 4.1494 | 4.1285 | 4.0722 | 3.9682 | 3.8073 | 3.5918 | 3.331 | 3.0756 | 2.8559 | 2.6902 | 2.5811 | 2.5321 | 2.5005 | 2.507 | 2.5311 | 2.548 |  | 3.6621 | 3.6736 | 3.6895 | 3.7102 | 3.7505 | 3.8005 | 3.8602 | 3.9313 | 4.0134 | 4.1029 | 4.2011 | 4.3101 | 4.4237 | 4.5115 | 4.613 | 4.7041 | 4.7802 | 4.8196 | 4.8213 | 4.772 | 4.6619 | 4.4929 | 4.2724 | 4.0531 | 3.8654 | 3.7281 | 3.6438 | 3.6161 | 3.603 | 3.6254 | 3.6628 | 3.6879 |  | 3.662 | 3.6717 | 3.6829 | 3.6953 | 3.7346 | 3.777 | 3.8222 | 3.8708 | 3.9221 | 3.9757 | 4.0322 | 4.0925 | 4.1557 | 4.1858 | 4.2319 | 4.2659 | 4.2816 | 4.2667 | 4.2081 | 4.0894 | 3.8991 | 3.6406 | 3.304 | 2.9727 | 2.6856 | 2.4667 | 2.3183 | 2.2421 | 2.1927 | 2.1876 | 2.2044 | 2.1816
Green St T12 & T13 |  | 5.0124 | 5.0416 | 13.0824 | 13.136 | 13.2301 | 13.3499 | 13.4961 | 13.6732 | 13.8807 | 14.1086 | 14.3605 | 14.6421 | 14.9365 | 15.1335 | 15.3771 | 15.5833 | 15.7333 | 15.769 | 15.669 | 15.3872 | 14.8893 | 14.1802 | 13.2967 | 12.3958 | 11.5553 | 10.6818 | 10.2709 | 10.1011 | 10.0008 | 10.0184 | 10.091 | 10.1393 |  | 5.0124 | 5.0243 | 13.0382 | 13.0539 | 13.0786 | 13.1071 | 13.1387 | 13.1736 | 13.2123 | 13.2538 | 13.2977 | 13.3456 | 13.3888 | 13.3575 | 13.3589 | 13.3343 | 13.267 | 13.1317 | 12.8958 | 12.5225 | 11.9881 | 11.2988 | 10.479 | 9.6655 | 8.9262 | 8.2897 | 7.7618 | 7.398 | 7.1408 | 7.0397 | 7.0182 | 7.0033 |  | 5.0124 | 5.038 | 13.0672 | 13.0998 | 13.1614 | 13.2312 | 13.3086 | 13.3946 | 13.4883 | 13.5879 | 13.6955 | 13.8135 | 13.9383 | 13.9646 | 14.0378 | 14.0753 | 14.0599 | 13.9361 | 13.6841 | 13.2597 | 12.6299 | 11.8011 | 10.8103 | 9.8135 | 8.8885 | 7.9412 | 7.4661 | 7.2417 | 7.0954 | 7.0739 | 7.115 | 7.1444 |  | 5.0124 | 5.0416 | 13.0824 | 13.136 | 13.2329 | 13.3557 | 13.505 | 13.6854 | 13.8961 | 14.1273 | 14.3823 | 14.6672 | 14.9647 | 15.165 | 15.4118 | 15.6202 | 15.7732 | 15.8126 | 15.7173 | 15.4406 | 14.9467 | 14.2419 | 13.3587 | 12.4576 | 11.6167 | 10.7427 | 10.3311 | 10.1606 | 10.0595 | 10.0762 | 10.148 | 10.1956 |  | 5.0121 | 5.0367 | 5.0648 | 5.0965 | 5.1821 | 5.2762 | 5.3778 | 5.4883 | 5.6064 | 5.7306 | 5.8627 | 6.0053 | 6.1554 | 6.2753 | 6.4069 | 6.5253 | 6.6252 | 6.6887 | 6.6937 | 6.5911 | 6.2088 | 5.9992 | 5.7548 | 5.5251 | 5.3395 | 5.217 | 5.161 | 5.1881 | 5.2074 | 5.2906 | 5.3966 | 5.4316
Greenfield |  | 0.73534 | 0.74962 | 0.76937 | 0.79503 | 0.83886 | 0.89433 | 0.96154 | 1.0424 | 1.1365 | 1.2394 | 1.3527 | 1.479 | 1.6109 | 1.7457 | 1.8845 | 2.0249 | 2.1681 | 2.3027 | 2.4382 | 2.5741 | 2.7095 | 2.8429 | 2.9595 | 3.0781 | 3.1916 | 3.2977 | 3.3945 | 3.4984 | 3.5738 | 3.6596 | 3.7421 | 3.7963 |  | 0.73689 | 0.7458 | 0.75517 | 0.76521 | 0.77899 | 0.79442 | 0.81124 | 0.82943 | 0.84929 | 0.87027 | 0.89196 | 0.91553 | 0.93618 | 0.95852 | 0.98316 | 1.0102 | 1.0397 | 1.072 | 1.1069 | 1.1446 | 1.1852 | 1.2279 | 1.2592 | 1.2978 | 1.3367 | 1.3735 | 1.4057 | 1.45 | 1.4701 | 1.5043 | 1.5392 | 1.5608 |  | 0.73534 | 0.74797 | 0.76226 | 0.77821 | 0.80713 | 0.8399 | 0.8762 | 0.9164 | 0.96005 | 1.0064 | 1.0561 | 1.1106 | 1.1681 | 1.2279 | 1.2918 | 1.3579 | 1.4281 | 1.4921 | 1.5602 | 1.6325 | 1.7087 | 1.7879 | 1.8555 | 1.9298 | 2.0037 | 2.0746 | 2.1401 | 2.2168 | 2.2685 | 2.3335 | 2.3982 | 2.4412 |  | 0.73534 | 0.74962 | 0.76937 | 0.79503 | 0.84043 | 0.89762 | 0.96658 | 1.0493 | 1.1453 | 1.2501 | 1.3652 | 1.4934 | 1.6271 | 1.7637 | 1.9043 | 2.0458 | 2.1907 | 2.3272 | 2.4654 | 2.604 | 2.7415 | 2.8771 | 2.9939 | 3.1124 | 3.2256 | 3.3314 | 3.4277 | 3.5311 | 3.6059 | 3.6912 | 3.773 | 3.8268 |  | 0.73543 | 0.74773 | 0.76168 | 0.77728 | 0.81712 | 0.86093 | 0.90826 | 0.95964 | 1.0144 | 1.0719 | 1.1327 | 1.1984 | 1.2674 | 1.3388 | 1.4143 | 1.4912 | 1.5729 | 1.6577 | 1.7474 | 1.8414 | 1.9387 | 2.0391 | 2.1069 | 2.181 | 2.2546 | 2.3251 | 2.3903 | 2.4663 | 2.5174 | 2.5819 | 2.646 | 2.6885
Greenhill |  | 1.5621 | 1.5942 | 1.637 | 1.6915 | 1.791 | 1.9128 | 2.0569 | 2.2262 | 2.4199 | 2.6299 | 2.8588 | 3.1116 | 3.3744 | 3.6427 | 3.9188 | 4.1983 | 4.4837 | 4.7432 | 5.0053 | 5.2687 | 5.5322 | 5.7926 | 6.0213 | 6.2531 | 6.4725 | 6.6744 | 6.8492 | 7.0445 | 7.1909 | 7.3622 | 7.5286 | 7.6413 |  | 1.5621 | 1.5762 | 1.5923 | 1.6102 | 1.639 | 1.6716 | 1.7072 | 1.7461 | 1.7885 | 1.8334 | 1.8802 | 1.9307 | 1.9735 | 2.0196 | 2.0701 | 2.1253 | 2.1855 | 2.251 | 2.3216 | 2.3978 | 2.4794 | 2.565 | 2.6281 | 2.7033 | 2.776 | 2.8411 | 2.8886 | 2.9647 | 2.9983 | 3.0617 | 3.1264 | 3.1687 |  | 1.5621 | 1.5908 | 1.6227 | 1.6578 | 1.7278 | 1.8054 | 1.89 | 1.9821 | 2.0807 | 2.1843 | 2.2944 | 2.4136 | 2.5378 | 2.6665 | 2.8029 | 2.9436 | 3.092 | 3.2187 | 3.3532 | 3.4955 | 3.6454 | 3.8009 | 3.9333 | 4.0769 | 4.2159 | 4.3449 | 4.4537 | 4.5896 | 4.6827 | 4.8056 | 4.9289 | 5.0128 |  | 1.5621 | 1.5942 | 1.637 | 1.6915 | 1.7944 | 1.9199 | 2.0677 | 2.2409 | 2.4385 | 2.6524 | 2.8852 | 3.1419 | 3.4084 | 3.6807 | 3.9606 | 4.2429 | 4.5318 | 4.796 | 5.0638 | 5.3333 | 5.6018 | 5.8674 | 6.0965 | 6.3281 | 6.547 | 6.7483 | 6.9223 | 7.1168 | 7.2622 | 7.4326 | 7.598 | 7.7099 |  | 1.5615 | 1.5884 | 1.6186 | 1.652 | 1.7518 | 1.8594 | 1.974 | 2.0965 | 2.2254 | 2.3595 | 2.5 | 2.6497 | 2.8057 | 2.9663 | 3.1345 | 3.3058 | 3.4858 | 3.671 | 3.8649 | 4.0667 | 4.2746 | 4.4878 | 4.618 | 4.7577 | 4.8899 | 4.9944 | 5.1107 | 5.2615 | 5.3637 | 5.4906 | 5.6148 | 5.6991
Griffin |  | 1.5746 | 6.1139 | 6.169 | 6.2417 | 6.3582 | 6.5106 | 6.6999 | 6.9327 | 7.2082 | 7.5124 | 7.8492 | 8.2286 | 8.6259 | 8.9908 | 9.3838 | 9.7637 | 10.1287 | 10.4412 | 10.7012 | 10.8888 | 10.989 | 11.0008 | 10.9087 | 10.8225 | 10.7703 | 10.7717 | 10.8348 | 10.9814 | 11.0925 | 11.2746 | 11.473 | 11.5996 |  | 1.5748 | 6.0909 | 6.1097 | 6.1307 | 6.1605 | 6.1955 | 6.2344 | 6.278 | 6.3266 | 6.3789 | 6.4334 | 6.4942 | 6.5523 | 6.5838 | 6.6338 | 6.6785 | 6.7117 | 6.7235 | 6.7008 | 6.6293 | 6.4997 | 6.3129 | 6.0511 | 5.8132 | 5.6181 | 5.4788 | 5.4001 | 5.4064 | 5.3823 | 5.4336 | 5.5102 | 5.5548 |  | 1.5746 | 6.109 | 6.148 | 6.1919 | 6.2636 | 6.3466 | 6.4402 | 6.5456 | 6.6617 | 6.7862 | 6.9204 | 7.07 | 7.2291 | 7.3542 | 7.5081 | 7.6511 | 7.7843 | 7.8734 | 7.9208 | 7.9093 | 7.8257 | 7.6711 | 7.4305 | 7.2122 | 7.0441 | 6.9449 | 6.9214 | 6.9949 | 7.0454 | 7.1768 | 7.3352 | 7.4387 |  | 1.5746 | 6.1139 | 6.169 | 6.2417 | 6.3635 | 6.5217 | 6.7172 | 6.9564 | 7.2385 | 7.5494 | 7.8925 | 8.2783 | 8.6819 | 9.0533 | 9.4526 | 9.836 | 10.2068 | 10.5244 | 10.7926 | 10.9892 | 11.0956 | 11.114 | 11.023 | 10.9362 | 10.8828 | 10.8826 | 10.9439 | 11.0881 | 11.1968 | 11.3764 | 11.5723 | 11.6968 |  | 1.5742 | 1.607 | 1.6447 | 1.6873 | 1.7817 | 1.8881 | 2.0052 | 2.1347 | 2.2748 | 2.4236 | 2.5819 | 2.7557 | 2.9398 | 3.1302 | 3.3344 | 3.5412 | 3.7647 | 3.9985 | 4.2483 | 4.5118 | 4.7851 | 5.068 | 5.2731 | 5.4987 | 5.7236 | 5.9373 | 6.1415 | 6.3697 | 6.5212 | 6.7157 | 6.9126 | 7.0397
Hadfield |  | 13.3713 | 13.3864 | 13.4078 | 13.4362 | 13.4863 | 13.5513 | 13.6319 | 13.7302 | 13.8462 | 13.9739 | 14.1095 | 14.2661 | 14.4289 | 14.4757 | 14.5752 | 14.6234 | 14.6214 | 14.5118 | 14.2563 | 13.807 | 13.1287 | 12.2311 | 11.1777 | 10.1294 | 9.2097 | 8.4928 | 7.9964 | 7.6969 | 7.5047 | 7.4279 | 7.4145 | 7.4059 |  | 13.3718 | 13.3791 | 13.3873 | 13.3964 | 13.4105 | 13.4267 | 13.4445 | 13.4635 | 13.484 | 13.5057 | 13.5221 | 13.5441 | 13.5626 | 13.4954 | 13.4635 | 13.4016 | 13.2919 | 13.1067 | 12.8099 | 12.3621 | 11.7378 | 10.9454 | 10.03 | 9.1258 | 8.331 | 7.7036 | 7.2558 | 6.9713 | 6.7734 | 6.6745 | 6.632 | 6.6035 |  | 13.3713 | 13.3844 | 13.3994 | 13.4164 | 13.4484 | 13.4853 | 13.5267 | 13.5727 | 13.6228 | 13.6762 | 13.7278 | 13.7889 | 13.8527 | 13.7999 | 13.8 | 13.75 | 13.6521 | 13.4501 | 13.107 | 12.5758 | 11.8223 | 10.857 | 9.7437 | 8.6425 | 7.6769 | 6.9208 | 6.3912 | 6.0643 | 5.8502 | 5.7556 | 5.7291 | 5.7137 |  | 13.3713 | 13.3864 | 13.4078 | 13.4362 | 13.4985 | 13.5777 | 13.6729 | 13.7871 | 13.9191 | 14.0632 | 14.2141 | 14.3864 | 14.5644 | 14.6269 | 14.7417 | 14.7971 | 14.8089 | 14.7086 | 14.4711 | 14.0422 | 13.3761 | 12.4922 | 11.442 | 10.3918 | 9.4687 | 8.7471 | 8.2455 | 7.9391 | 7.7399 | 7.6557 | 7.635 | 7.6206 |  | 13.371 | 13.3833 | 13.3975 | 13.4137 | 13.4665 | 13.5261 | 13.5906 | 13.6611 | 13.7357 | 13.8141 | 13.8896 | 13.9751 | 14.0634 | 14.0101 | 14.018 | 13.9591 | 13.8419 | 13.5995 | 13.192 | 12.5515 | 11.626 | 10.438 | 9.0406 | 7.6503 | 6.4268 | 5.4648 | 4.7821 | 4.3464 | 4.0586 | 3.9142 | 3.8538 | 3.6834
Hall Cross |  | 6.2386 | 6.2613 | 6.2931 | 6.3348 | 6.4083 | 6.5019 | 6.6159 | 6.7538 | 6.9149 | 7.0917 | 7.285 | 7.5022 | 7.7291 | 7.9576 | 8.1949 | 8.4322 | 8.6777 | 8.9085 | 9.1407 | 9.3732 | 9.6044 | 9.8316 | 10.0297 | 10.2317 | 10.424 | 10.6012 | 10.7629 | 10.933 | 11.0549 | 11.1963 | 11.333 | 11.4212 |  | 6.239 | 6.2488 | 6.2602 | 6.2729 | 6.2927 | 6.3155 | 6.3407 | 6.3683 | 6.3986 | 6.4309 | 6.463 | 6.4993 | 6.5316 | 6.5657 | 6.6043 | 6.6474 | 6.6951 | 6.748 | 6.8055 | 6.868 | 6.9357 | 7.0069 | 7.0588 | 7.1233 | 7.1885 | 7.2488 | 7.3029 | 7.3744 | 7.4058 | 7.463 | 7.523 | 7.5594 |  | 6.2386 | 6.2585 | 6.2812 | 6.3067 | 6.3549 | 6.4097 | 6.4705 | 6.5378 | 6.611 | 6.6888 | 6.7706 | 6.8616 | 6.9577 | 7.0543 | 7.1603 | 7.2673 | 7.3851 | 7.4927 | 7.6074 | 7.7296 | 7.8588 | 7.993 | 8.1079 | 8.2354 | 8.3617 | 8.4812 | 8.5926 | 8.7197 | 8.8051 | 8.9153 | 9.0267 | 9.0995 |  | 6.2386 | 6.2613 | 6.2931 | 6.3349 | 6.414 | 6.5139 | 6.6344 | 6.7793 | 6.9476 | 7.1316 | 7.3317 | 7.5559 | 7.7896 | 8.025 | 8.2692 | 8.5102 | 8.7619 | 8.998 | 9.2388 | 9.4808 | 9.7185 | 9.9526 | 10.152 | 10.3533 | 10.5442 | 10.7196 | 10.8793 | 11.0467 | 11.1659 | 11.3044 | 11.4383 | 11.5242 |  | 6.2385 | 6.2579 | 6.28 | 6.3049 | 6.3751 | 6.4524 | 6.536 | 6.6267 | 6.7231 | 6.8244 | 6.9293 | 7.0437 | 7.1633 | 7.2837 | 7.4133 | 7.5409 | 7.6817 | 7.8272 | 7.9832 | 8.1474 | 8.3155 | 8.4891 | 8.6046 | 8.7305 | 8.8541 | 8.9665 | 9.0777 | 9.2056 | 9.2906 | 9.3989 | 9.5079 | 9.5787
Handforth |  | 0.66844 | 0.6834 | 0.70462 | 0.73274 | 0.78346 | 0.84875 | 0.92895 | 1.0258 | 1.139 | 1.2633 | 1.3908 | 1.5404 | 1.6958 | 1.8359 | 1.9931 | 2.1372 | 2.3037 | 2.4638 | 2.6249 | 2.7867 | 2.9479 | 3.1063 | 3.2473 | 3.3951 | 3.536 | 3.6662 | 3.7867 | 3.9108 | 3.9996 | 4.1011 | 4.1988 | 4.2611 |  | 0.6685 | 0.67439 | 0.68141 | 0.68936 | 0.70313 | 0.71905 | 0.73659 | 0.75516 | 0.77497 | 0.79584 | 0.80794 | 0.8276 | 0.84401 | 0.85794 | 0.87803 | 0.90241 | 0.93173 | 0.96596 | 1.0036 | 1.0456 | 1.0916 | 1.1405 | 1.1762 | 1.221 | 1.2671 | 1.31 | 1.3506 | 1.4019 | 1.4244 | 1.4649 | 1.5075 | 1.5328 |  | 0.66844 | 0.68149 | 0.69643 | 0.71329 | 0.74649 | 0.78466 | 0.82741 | 0.87443 | 0.92531 | 0.97924 | 1.0275 | 1.0872 | 1.1494 | 1.1956 | 1.2592 | 1.3106 | 1.3864 | 1.4591 | 1.5371 | 1.621 | 1.7104 | 1.8036 | 1.8866 | 1.9829 | 2.0784 | 2.1694 | 2.2561 | 2.3518 | 2.417 | 2.4988 | 2.581 | 2.6345 |  | 0.66844 | 0.6834 | 0.70464 | 0.73278 | 0.80193 | 0.88861 | 0.9909 | 1.1119 | 1.2494 | 1.3985 | 1.5493 | 1.7227 | 1.9011 | 2.0649 | 2.2453 | 2.4002 | 2.5876 | 2.7613 | 2.9495 | 3.142 | 3.3213 | 3.5001 | 3.6459 | 3.791 | 3.9266 | 4.0495 | 4.162 | 4.2756 | 4.3537 | 4.4436 | 4.5303 | 4.5835 |  | 0.6684 | 0.68119 | 0.6959 | 0.71253 | 0.77321 | 0.84181 | 0.91566 | 0.99588 | 1.08 | 1.1678 | 1.2484 | 1.341 | 1.4354 | 1.5147 | 1.6109 | 1.6824 | 1.7884 | 1.8928 | 2.016 | 2.1488 | 2.2743 | 2.4062 | 2.494 | 2.5874 | 2.6778 | 2.7615 | 2.8402 | 2.9253 | 2.9798 | 3.05 | 3.1212 | 3.1655
Hanging Bridge |  | 2.6066 | 2.6136 | 2.6231 | 2.635 | 2.6545 | 2.6786 | 2.7071 | 2.7405 | 2.7784 | 2.8194 | 2.8638 | 2.9128 | 2.9638 | 3.0147 | 3.0677 | 3.121 | 3.176 | 3.2275 | 3.2792 | 3.3306 | 3.3815 | 3.4313 | 3.4747 | 3.5192 | 3.5625 | 3.6046 | 3.6422 | 3.6867 | 3.7207 | 3.759 | 3.7956 | 3.8212 |  | 2.6067 | 2.6097 | 2.6132 | 2.617 | 2.6226 | 2.629 | 2.6361 | 2.6438 | 2.6522 | 2.661 | 2.6701 | 2.68 | 2.689 | 2.6982 | 2.7083 | 2.7195 | 2.7316 | 2.7448 | 2.7586 | 2.773 | 2.7878 | 2.8029 | 2.813 | 2.8256 | 2.8382 | 2.8511 | 2.8606 | 2.8782 | 2.8865 | 2.9001 | 2.913 | 2.9218 |  | 2.6066 | 2.6129 | 2.62 | 2.6278 | 2.6411 | 2.656 | 2.6725 | 2.6904 | 2.7096 | 2.7298 | 2.751 | 2.7741 | 2.7983 | 2.8222 | 2.8481 | 2.8743 | 2.9026 | 2.9279 | 2.9543 | 2.9815 | 3.0095 | 3.0378 | 3.061 | 3.0869 | 3.1126 | 3.1385 | 3.1611 | 3.1916 | 3.2127 | 3.2388 | 3.2642 | 3.282 |  | 2.6066 | 2.6136 | 2.6231 | 2.635 | 2.6556 | 2.681 | 2.7108 | 2.7456 | 2.7849 | 2.8274 | 2.8731 | 2.9235 | 2.9758 | 3.0281 | 3.0825 | 3.1365 | 3.1928 | 3.2454 | 3.2988 | 3.3522 | 3.4044 | 3.4556 | 3.4992 | 3.5436 | 3.5866 | 3.6284 | 3.6656 | 3.7096 | 3.7431 | 3.7808 | 3.8169 | 3.8421 |  | 2.6066 | 2.6129 | 2.62 | 2.6277 | 2.6462 | 2.6664 | 2.6882 | 2.7116 | 2.7362 | 2.7618 | 2.7884 | 2.8169 | 2.8465 | 2.8758 | 2.907 | 2.9379 | 2.9712 | 3.0053 | 3.041 | 3.0775 | 3.1138 | 3.1504 | 3.1728 | 3.1973 | 3.2218 | 3.2466 | 3.2682 | 3.2978 | 3.3181 | 3.3435 | 3.3682 | 3.385
Hareholme |  | 1.9951 | 2.0248 | 2.0665 | 2.1216 | 2.2159 | 2.3379 | 2.4884 | 2.6722 | 2.889 | 3.1278 | 3.3903 | 3.6865 | 3.9959 | 4.3082 | 4.6322 | 4.9565 | 5.2909 | 5.6088 | 5.9281 | 6.2471 | 6.5639 | 6.874 | 7.1436 | 7.4182 | 7.6801 | 7.9214 | 8.1456 | 8.3766 | 8.5391 | 8.7272 | 8.909 | 9.0238 |  | 1.9953 | 2.0082 | 2.0229 | 2.0394 | 2.0643 | 2.0931 | 2.1251 | 2.1603 | 2.199 | 2.2406 | 2.2821 | 2.3291 | 2.3715 | 2.4167 | 2.4678 | 2.5248 | 2.5883 | 2.6587 | 2.7354 | 2.8191 | 2.9098 | 3.0054 | 3.0747 | 3.1621 | 3.252 | 3.3357 | 3.4157 | 3.5156 | 3.5593 | 3.6383 | 3.722 | 3.7714 |  | 1.9951 | 2.021 | 2.0505 | 2.0837 | 2.1439 | 2.2127 | 2.2898 | 2.3757 | 2.4698 | 2.5702 | 2.6766 | 2.7955 | 2.921 | 3.0482 | 3.1878 | 3.3296 | 3.4854 | 3.6312 | 3.787 | 3.9529 | 4.1287 | 4.3114 | 4.4676 | 4.6416 | 4.8156 | 4.9811 | 5.1403 | 5.317 | 5.4348 | 5.586 | 5.7394 | 5.8383 |  | 1.9951 | 2.0248 | 2.0665 | 2.1216 | 2.2227 | 2.3523 | 2.5107 | 2.703 | 2.9283 | 3.1759 | 3.4467 | 3.7513 | 4.0688 | 4.3895 | 4.7217 | 5.0505 | 5.3924 | 5.7165 | 6.0462 | 6.3767 | 6.7011 | 7.0197 | 7.2907 | 7.5644 | 7.8247 | 8.0638 | 8.2856 | 8.5133 | 8.6725 | 8.8571 | 9.0354 | 9.1475 |  | 1.9946 | 2.0191 | 2.0472 | 2.079 | 2.164 | 2.2586 | 2.3615 | 2.4741 | 2.5947 | 2.722 | 2.8549 | 3.0004 | 3.1535 | 3.3085 | 3.4757 | 3.6413 | 3.8239 | 4.0137 | 4.2176 | 4.4328 | 4.6539 | 4.8827 | 5.0404 | 5.2135 | 5.3858 | 5.549 | 5.7058 | 5.8792 | 5.9937 | 6.1414 | 6.2913 | 6.3874
Harpurhey |  | 1.765 | 1.7877 | 1.8201 | 1.8634 | 1.9312 | 2.0215 | 2.1351 | 2.2764 | 2.4453 | 2.6325 | 2.842 | 3.0781 | 3.3258 | 3.5809 | 3.8426 | 4.1079 | 4.3764 | 4.6369 | 4.8982 | 5.1585 | 5.4162 | 5.667 | 5.8807 | 6.0908 | 6.2758 | 6.4162 | 6.5155 | 6.618 | 6.6931 | 6.8166 | 6.9503 | 7.0337 |  | 1.765 | 1.7742 | 1.7849 | 1.7972 | 1.814 | 1.834 | 1.8564 | 1.8817 | 1.9103 | 1.9412 | 1.9746 | 2.0114 | 2.047 | 2.0863 | 2.1297 | 2.1774 | 2.2297 | 2.2868 | 2.349 | 2.4165 | 2.4892 | 2.565 | 2.6173 | 2.6798 | 2.7328 | 2.7591 | 2.7615 | 2.7781 | 2.7715 | 2.8158 | 2.8763 | 2.9131 |  | 1.765 | 1.7847 | 1.8073 | 1.8329 | 1.8731 | 1.9202 | 1.9737 | 2.0347 | 2.1025 | 2.1757 | 2.2563 | 2.3458 | 2.4416 | 2.5437 | 2.6531 | 2.7678 | 2.889 | 3.0077 | 3.1346 | 3.2693 | 3.4116 | 3.5585 | 3.6802 | 3.8092 | 3.9238 | 4.0039 | 4.0522 | 4.1128 | 4.154 | 4.2503 | 4.364 | 4.4369 |  | 1.765 | 1.7877 | 1.8201 | 1.8634 | 1.9322 | 2.0234 | 2.138 | 2.2804 | 2.4502 | 2.6385 | 2.849 | 3.0861 | 3.3348 | 3.5909 | 3.8536 | 4.1198 | 4.3892 | 4.6511 | 4.914 | 5.1761 | 5.4353 | 5.6876 | 5.9014 | 6.1115 | 6.2964 | 6.4367 | 6.5358 | 6.6382 | 6.713 | 6.8364 | 6.9699 | 7.0532 |  | 1.7648 | 1.7836 | 1.8054 | 1.8302 | 1.8803 | 1.9374 | 2.0008 | 2.0718 | 2.1496 | 2.2328 | 2.3234 | 2.423 | 2.5295 | 2.6424 | 2.7625 | 2.8878 | 3.0196 | 3.1559 | 3.2988 | 3.4485 | 3.6037 | 3.7612 | 3.8697 | 3.98 | 4.0616 | 4.0193 | 4.1101 | 4.2514 | 4.3449 | 4.4661 | 4.5898 | 4.6689
Harwood |  | 0.83032 | 0.85011 | 0.878 | 0.91485 | 0.97337 | 1.0501 | 1.1457 | 1.2633 | 1.4028 | 1.5568 | 1.7279 | 1.9205 | 2.1222 | 2.3288 | 2.5415 | 2.7564 | 2.9751 | 3.1864 | 3.3986 | 3.6106 | 3.821 | 4.0272 | 4.206 | 4.3875 | 4.5608 | 4.7207 | 4.869 | 5.0227 | 5.1311 | 5.2565 | 5.3776 | 5.4545 |  | 0.83048 | 0.83884 | 0.84867 | 0.85981 | 0.87531 | 0.89347 | 0.91381 | 0.93651 | 0.96186 | 0.98916 | 1.0179 | 1.0496 | 1.0795 | 1.1121 | 1.1483 | 1.1881 | 1.2317 | 1.2794 | 1.3313 | 1.3875 | 1.4483 | 1.5123 | 1.5586 | 1.6169 | 1.6767 | 1.7325 | 1.7851 | 1.8518 | 1.8811 | 1.9336 | 1.989 | 2.0219 |  | 0.83032 | 0.84763 | 0.86736 | 0.88958 | 0.92535 | 0.96686 | 1.0138 | 1.0667 | 1.1251 | 1.1878 | 1.2559 | 1.3316 | 1.4122 | 1.4968 | 1.5879 | 1.6824 | 1.7833 | 1.8809 | 1.9851 | 2.0959 | 2.213 | 2.3346 | 2.438 | 2.5525 | 2.667 | 2.776 | 2.8804 | 2.9972 | 3.075 | 3.1749 | 3.2759 | 3.3413 |  | 0.83032 | 0.85011 | 0.878 | 0.91485 | 0.97524 | 1.0541 | 1.1517 | 1.2716 | 1.4134 | 1.5698 | 1.7431 | 1.9379 | 2.1418 | 2.3506 | 2.5655 | 2.7817 | 3.0025 | 3.2158 | 3.431 | 3.6462 | 3.859 | 4.0677 | 4.2468 | 4.4282 | 4.601 | 4.7605 | 4.9082 | 5.0611 | 5.1688 | 5.2934 | 5.4137 | 5.49 |  | 0.83017 | 0.84677 | 0.86584 | 0.8874 | 0.93351 | 0.98557 | 1.043 | 1.1067 | 1.1758 | 1.2493 | 1.3281 | 1.4146 | 1.5065 | 1.6024 | 1.7049 | 1.8099 | 1.922 | 2.0396 | 2.1646 | 2.2964 | 2.4337 | 2.5757 | 2.6795 | 2.7937 | 2.9078 | 3.0163 | 3.1201 | 3.2361 | 3.3132 | 3.4122 | 3.5125 | 3.5772
Hattersley |  | 10.4714 | 10.4941 | 10.5268 | 10.5707 | 10.6353 | 10.7234 | 10.8359 | 10.9774 | 11.1479 | 11.3378 | 11.5503 | 11.7912 | 12.0445 | 12.2464 | 12.477 | 12.6879 | 12.8698 | 12.9974 | 13.051 | 13.0047 | 12.839 | 12.5542 | 12.1572 | 11.7468 | 11.352 | 10.8806 | 10.7197 | 10.6974 | 10.6887 | 10.7531 | 10.8463 | 10.9033 |  | 10.4717 | 10.4811 | 10.4919 | 10.5042 | 10.5198 | 10.5385 | 10.5596 | 10.5837 | 10.6109 | 10.6405 | 10.6722 | 10.7076 | 10.7435 | 10.7405 | 10.7571 | 10.7613 | 10.7445 | 10.6927 | 10.5887 | 10.4126 | 10.1515 | 9.8077 | 9.3835 | 8.9668 | 8.5857 | 8.2457 | 7.9552 | 7.7553 | 7.6063 | 7.5669 | 7.5805 | 7.5857 |  | 10.4714 | 10.491 | 10.5136 | 10.5392 | 10.5752 | 10.6183 | 10.6681 | 10.7257 | 10.7903 | 10.8605 | 10.9378 | 11.0248 | 11.1185 | 11.1598 | 11.2305 | 11.2833 | 11.3107 | 11.2898 | 11.2026 | 11.025 | 10.7388 | 10.3458 | 9.8533 | 9.3589 | 8.8916 | 8.3585 | 8.1458 | 8.0812 | 8.0391 | 8.077 | 8.1513 | 8.199 |  | 10.4714 | 10.4941 | 10.5268 | 10.5707 | 10.6372 | 10.7272 | 10.8418 | 10.9857 | 11.1585 | 11.3507 | 11.5654 | 11.8086 | 12.064 | 12.2682 | 12.501 | 12.7131 | 12.897 | 13.0263 | 13.0827 | 13.0395 | 12.8758 | 12.5933 | 12.1967 | 11.786 | 11.3908 | 10.9189 | 10.7572 | 10.7341 | 10.7245 | 10.788 | 10.8802 | 10.9366 |  | 10.4713 | 10.4902 | 10.5122 | 10.5373 | 10.5798 | 10.6297 | 10.6864 | 10.751 | 10.8226 | 10.8999 | 10.9842 | 11.0783 | 11.1795 | 11.2186 | 11.2826 | 11.3212 | 11.3228 | 11.2606 | 11.1019 | 10.79 | 10.1789 | 9.6232 | 9.0119 | 8.4145 | 7.9018 | 7.5151 | 7.267 | 7.1507 | 7.0743 | 7.0901 | 7.1501 | 7.1226
Haverthwaite |  | 0.79231 | 0.80014 | 0.81124 | 0.82592 | 0.85433 | 0.89013 | 0.93348 | 0.98545 | 1.0458 | 1.1118 | 1.1821 | 1.2621 | 1.3452 | 1.4251 | 1.5104 | 1.593 | 1.6823 | 1.7654 | 1.8489 | 1.9327 | 2.0162 | 2.0982 | 2.1704 | 2.245 | 2.316 | 2.3818 | 2.4426 | 2.5058 | 2.5508 | 2.6025 | 2.6523 | 2.6842 |  | 0.79283 | 0.79686 | 0.80126 | 0.80604 | 0.8141 | 0.82317 | 0.83302 | 0.84349 | 0.85467 | 0.86641 | 0.87616 | 0.88827 | 0.89796 | 0.9073 | 0.91873 | 0.93223 | 0.94792 | 0.96608 | 0.98599 | 1.008 | 1.032 | 1.0574 | 1.076 | 1.0993 | 1.1232 | 1.1455 | 1.1663 | 1.193 | 1.2048 | 1.2258 | 1.2477 | 1.2609 |  | 0.79231 | 0.79914 | 0.80698 | 0.81581 | 0.83513 | 0.8569 | 0.88091 | 0.9072 | 0.93545 | 0.9653 | 0.99478 | 1.0285 | 1.0637 | 1.0954 | 1.1325 | 1.1676 | 1.2102 | 1.2483 | 1.289 | 1.3326 | 1.379 | 1.4273 | 1.4695 | 1.5172 | 1.5647 | 1.61 | 1.653 | 1.7011 | 1.7336 | 1.7747 | 1.8161 | 1.843 |  | 0.79231 | 0.80014 | 0.81124 | 0.82594 | 0.85963 | 0.90151 | 0.95113 | 1.0099 | 1.0771 | 1.1502 | 1.227 | 1.3137 | 1.4033 | 1.4899 | 1.5818 | 1.6677 | 1.763 | 1.8503 | 1.9417 | 2.0345 | 2.1234 | 2.2116 | 2.2851 | 2.3588 | 2.4285 | 2.4924 | 2.551 | 2.6113 | 2.6535 | 2.7021 | 2.7489 | 2.7783 |  | 0.79235 | 0.79911 | 0.80687 | 0.81562 | 0.8477 | 0.88302 | 0.92075 | 0.96132 | 1.0039 | 1.0482 | 1.0917 | 1.1396 | 1.1889 | 1.2348 | 1.2862 | 1.332 | 1.3882 | 1.4452 | 1.5086 | 1.5759 | 1.6425 | 1.7118 | 1.7552 | 1.8022 | 1.8483 | 1.8916 | 1.9325 | 1.9778 | 2.0074 | 2.0453 | 2.0837 | 2.1082
Hawk Green |  | 0.83802 | 0.85858 | 0.8874 | 0.92531 | 0.98755 | 1.0683 | 1.168 | 1.2897 | 1.4331 | 1.5908 | 1.7629 | 1.9579 | 2.1614 | 2.3645 | 2.577 | 2.7879 | 3.0082 | 3.2203 | 3.4335 | 3.6469 | 3.8592 | 4.0675 | 4.2495 | 4.4357 | 4.6133 | 4.7779 | 4.9297 | 5.0882 | 5.2011 | 5.3308 | 5.4559 | 5.536 |  | 0.8387 | 0.84844 | 0.85939 | 0.87152 | 0.88882 | 0.90877 | 0.93086 | 0.95502 | 0.98154 | 1.0098 | 1.0368 | 1.0682 | 1.0967 | 1.1265 | 1.1607 | 1.1992 | 1.2421 | 1.2899 | 1.342 | 1.3989 | 1.4605 | 1.5255 | 1.5728 | 1.632 | 1.6926 | 1.7492 | 1.8019 | 1.8697 | 1.8997 | 1.9529 | 2.0085 | 2.0419 |  | 0.83802 | 0.85606 | 0.87657 | 0.89959 | 0.93876 | 0.98391 | 1.0346 | 1.0913 | 1.1533 | 1.2196 | 1.2886 | 1.3666 | 1.449 | 1.5301 | 1.6209 | 1.7114 | 1.8135 | 1.9117 | 2.0165 | 2.1282 | 2.2465 | 2.3695 | 2.4753 | 2.5933 | 2.7109 | 2.8232 | 2.9298 | 3.0497 | 3.1303 | 3.2327 | 3.3359 | 3.4031 |  | 0.83802 | 0.85858 | 0.88741 | 0.92532 | 0.99403 | 1.0822 | 1.1896 | 1.3196 | 1.4713 | 1.6376 | 1.8178 | 2.0209 | 2.2323 | 2.4436 | 2.6642 | 2.8791 | 3.1066 | 3.3241 | 3.547 | 3.7714 | 3.9904 | 4.2064 | 4.3899 | 4.5751 | 4.7511 | 4.9133 | 5.0626 | 5.2177 | 5.3271 | 5.4531 | 5.5745 | 5.6517 |  | 0.83789 | 0.85521 | 0.87505 | 0.89742 | 0.95302 | 1.0156 | 1.0838 | 1.1588 | 1.2391 | 1.3238 | 1.4109 | 1.5072 | 1.6081 | 1.708 | 1.8175 | 1.9226 | 2.0427 | 2.167 | 2.3023 | 2.4456 | 2.5915 | 2.7428 | 2.8501 | 2.9671 | 3.0831 | 3.193 | 3.297 | 3.4135 | 3.4906 | 3.5893 | 3.6888 | 3.7531
Haydock |  | 20.813 | 20.835 | 20.8656 | 20.9057 | 20.9749 | 21.0633 | 21.1714 | 21.3021 | 21.4552 | 21.6231 | 21.806 | 22.0123 | 22.2274 | 22.3263 | 22.4724 | 22.5815 | 22.6476 | 22.6233 | 22.4867 | 22.199 | 21.7239 | 21.0451 | 20.1487 | 19.055 | 17.5376 | 14.1421 | 13.3956 | 13.2612 | 13.1823 | 13.1955 | 13.2517 | 13.2894 |  | 20.813 | 20.8219 | 20.8324 | 20.8443 | 20.8628 | 20.8843 | 20.908 | 20.9341 | 20.9626 | 20.9931 | 21.0227 | 21.0566 | 21.0867 | 21.0622 | 21.0622 | 21.0442 | 20.9965 | 20.9006 | 20.7326 | 20.4647 | 20.0765 | 19.5633 | 18.9165 | 18.1728 | 17.2439 | 15.9506 | 14.2771 | 12.7219 | 11.6986 | 11.2253 | 11.0469 | 10.937 |  | 20.813 | 20.8323 | 20.8542 | 20.8788 | 20.9238 | 20.975 | 21.0321 | 21.0954 | 21.1642 | 21.2373 | 21.3136 | 21.3991 | 21.489 | 21.4618 | 21.4821 | 21.4665 | 21.4104 | 21.2681 | 21.0191 | 20.6258 | 20.0529 | 19.2853 | 18.3091 | 17.144 | 15.5635 | 12.1126 | 11.3179 | 11.1422 | 11.0283 | 11.0116 | 11.0434 | 11.0663 |  | 20.813 | 20.835 | 20.8656 | 20.9058 | 20.9814 | 21.0772 | 21.1929 | 21.332 | 21.4933 | 21.6697 | 21.8606 | 22.075 | 22.298 | 22.4051 | 22.5592 | 22.6724 | 22.7458 | 22.7271 | 22.6004 | 22.3238 | 21.8557 | 21.1848 | 20.2898 | 19.1952 | 17.6763 | 14.2784 | 13.5294 | 13.3918 | 13.3096 | 13.3192 | 13.3719 | 13.4068 |  | 20.8128 | 20.8314 | 20.8526 | 20.8765 | 20.9419 | 21.0145 | 21.0931 | 21.1786 | 21.2695 | 21.3651 | 21.4633 | 21.5709 | 21.6833 | 21.6974 | 21.6607 | 21.5498 | 21.3423 | 20.9551 | 20.2604 | 18.9139 | 15.3843 | 13.902 | 13.0292 | 12.1636 | 11.3999 | 10.7753 | 10.3673 | 10.1431 | 9.9961 | 9.9546 | 9.9681 | 9.8916
HDA No1 & HDA No2 |  | 23.9504 | 23.9638 | 23.9827 | 24.0079 | 24.0488 | 24.1025 | 24.1694 | 24.2515 | 24.3485 | 24.4555 | 24.5701 | 24.702 | 24.8398 | 24.9727 | 25.1152 | 25.2529 | 25.4015 | 25.5464 | 25.692 | 25.8378 | 25.9828 | 26.1249 | 26.2497 | 26.3784 | 26.501 | 26.6143 | 26.7193 | 26.8275 | 26.9043 | 26.9926 | 27.0778 | 27.1319 |  | 23.951 | 23.9575 | 23.9647 | 23.9726 | 23.9839 | 23.9969 | 24.0114 | 24.0271 | 24.0442 | 24.0624 | 24.0773 | 24.0966 | 24.1143 | 24.132 | 24.1536 | 24.1783 | 24.2065 | 24.2383 | 24.273 | 24.3112 | 24.3527 | 24.3966 | 24.4285 | 24.4687 | 24.5099 | 24.5484 | 24.5849 | 24.6308 | 24.6509 | 24.6872 | 24.7254 | 24.7481 |  | 23.9504 | 23.9621 | 23.9754 | 23.9905 | 24.0157 | 24.0451 | 24.0784 | 24.1157 | 24.1566 | 24.2005 | 24.2438 | 24.2948 | 24.3487 | 24.3972 | 24.4556 | 24.5099 | 24.577 | 24.6433 | 24.7142 | 24.79 | 24.8705 | 24.9542 | 25.027 | 25.1095 | 25.1917 | 25.2698 | 25.3448 | 25.4278 | 25.4837 | 25.5546 | 25.6263 | 25.6727 |  | 23.9504 | 23.9638 | 23.9827 | 24.0079 | 24.0572 | 24.1207 | 24.1977 | 24.2908 | 24.3989 | 24.5172 | 24.6425 | 24.7853 | 24.9335 | 25.0773 | 25.2304 | 25.3731 | 25.5313 | 25.6825 | 25.8405 | 26.0004 | 26.1537 | 26.3053 | 26.4323 | 26.5596 | 26.6799 | 26.7899 | 26.8913 | 26.9947 | 27.0666 | 27.1497 | 27.2299 | 27.28 |  | 23.9504 | 23.9618 | 23.9748 | 23.9896 | 24.0286 | 24.0732 | 24.1219 | 24.1756 | 24.2329 | 24.2935 | 24.3528 | 24.4201 | 24.4901 | 24.5552 | 24.6298 | 24.6949 | 24.7771 | 24.8608 | 24.9553 | 25.0562 | 25.1561 | 25.2604 | 25.3353 | 25.4165 | 25.4963 | 25.5713 | 25.6425 | 25.7207 | 25.7718 | 25.8375 | 25.9042 | 25.9465
Heady Hill |  | 0.58917 | 0.6038 | 5.6244 | 5.6515 | 5.6958 | 5.7535 | 5.8248 | 5.9123 | 6.0156 | 6.1296 | 6.2559 | 6.3978 | 6.5464 | 6.6538 | 6.7823 | 6.8943 | 6.9824 | 7.0224 | 7.0025 | 6.9026 | 6.7076 | 6.4205 | 6.0575 | 5.6967 | 5.3857 | 5.1537 | 5.0074 | 4.9459 | 4.9108 | 4.9302 | 4.9738 | 5.0021 |  | 0.58919 | 0.59514 | 5.6021 | 5.6101 | 5.6216 | 5.6351 | 5.6501 | 5.6668 | 5.6855 | 5.7056 | 5.7267 | 5.75 | 5.7719 | 5.7606 | 5.7645 | 5.7571 | 5.7311 | 5.6751 | 5.5746 | 5.4134 | 5.181 | 4.8804 | 4.522 | 4.1727 | 3.869 | 3.6329 | 3.4689 | 3.3788 | 3.3093 | 3.2898 | 3.2943 | 3.2959 |  | 0.58917 | 0.60198 | 5.6166 | 5.633 | 5.6606 | 5.6924 | 5.7282 | 5.7685 | 5.8126 | 5.86 | 5.9111 | 5.9678 | 6.0281 | 6.0466 | 6.0864 | 6.1106 | 6.1128 | 6.0698 | 5.9711 | 5.7972 | 5.534 | 5.185 | 4.7669 | 4.3568 | 4.0027 | 3.7331 | 3.5544 | 3.4656 | 3.4078 | 3.408 | 3.4365 | 3.456 |  | 0.58917 | 0.6038 | 5.6244 | 5.6515 | 5.6975 | 5.7569 | 5.8301 | 5.9196 | 6.0249 | 6.1409 | 6.2691 | 6.4131 | 6.5636 | 6.6729 | 6.8034 | 6.9166 | 7.0065 | 7.0482 | 7.0309 | 6.9338 | 6.7409 | 6.456 | 6.0933 | 5.7323 | 5.421 | 5.1885 | 5.0417 | 4.9796 | 4.9439 | 4.9625 | 5.0054 | 5.0331 |  | 0.58904 | 0.60134 | 5.6155 | 5.6314 | 5.6681 | 5.7093 | 5.7543 | 5.804 | 5.8576 | 5.9144 | 5.975 | 6.0412 | 6.1113 | 6.1292 | 6.1719 | 6.1946 | 6.1889 | 6.1352 | 6.013 | 5.7963 | 5.4671 | 5.0308 | 4.4944 | 3.9656 | 3.5062 | 3.1531 | 2.9129 | 2.7814 | 2.6954 | 2.6774 | 2.6942 | 2.6516
Heap Bridge |  | 12.7313 | 12.7368 | 12.7442 | 12.7539 | 12.7715 | 12.7934 | 12.8199 | 12.8515 | 12.8882 | 12.9283 | 12.9723 | 13.0213 | 13.0723 | 13.0844 | 13.1129 | 13.1257 | 13.1153 | 13.0632 | 12.957 | 12.7789 | 12.516 | 12.1721 | 11.7714 | 11.3715 | 11.02 | 10.7453 | 10.5522 | 10.434 | 10.3586 | 10.3249 | 10.3147 | 10.3092 |  | 12.7313 | 12.7337 | 12.7364 | 12.7394 | 12.7443 | 12.7499 | 12.756 | 12.7628 | 12.7701 | 12.778 | 12.7862 | 12.7951 | 12.8028 | 12.7796 | 12.7685 | 12.7457 | 12.7045 | 12.6347 | 12.5231 | 12.3549 | 12.1209 | 11.8241 | 11.4826 | 11.1443 | 10.8462 | 10.6107 | 10.4408 | 10.3323 | 10.2579 | 10.2186 | 10.1994 | 10.1873 |  | 12.7313 | 12.7361 | 12.7415 | 12.7476 | 12.7595 | 12.7729 | 12.7877 | 12.8039 | 12.8214 | 12.8399 | 12.8596 | 12.8812 | 12.9039 | 12.8874 | 12.8873 | 12.8718 | 12.8336 | 12.7546 | 12.6227 | 12.4205 | 12.1351 | 11.7707 | 11.3516 | 10.935 | 10.5687 | 10.2809 | 10.0763 | 9.948 | 9.8639 | 9.8227 | 9.8063 | 9.7968 |  | 12.7313 | 12.7368 | 12.7442 | 12.7539 | 12.7721 | 12.7948 | 12.8219 | 12.8543 | 12.8917 | 12.9325 | 12.9773 | 13.027 | 13.0788 | 13.0916 | 13.1208 | 13.1341 | 13.1244 | 13.0731 | 12.968 | 12.791 | 12.529 | 12.186 | 11.7854 | 11.3855 | 11.0339 | 10.759 | 10.5658 | 10.4474 | 10.3718 | 10.3379 | 10.3275 | 10.3218 |  | 12.7312 | 12.7357 | 12.7409 | 12.7466 | 12.7637 | 12.7822 | 12.802 | 12.8234 | 12.846 | 12.8697 | 12.8947 | 12.9215 | 12.9495 | 12.929 | 12.928 | 12.9083 | 12.8597 | 12.7655 | 12.6064 | 12.3595 | 12.009 | 11.5603 | 11.0345 | 10.5112 | 10.0503 | 9.6877 | 9.428 | 9.2618 | 9.1527 | 9.0956 | 9.069 | 9.004
Heasandford |  | 3.3025 | 3.3082 | 3.3157 | 3.3254 | 3.3414 | 3.3618 | 3.3867 | 3.4167 | 3.4518 | 3.4902 | 3.5324 | 3.5797 | 3.6289 | 3.6789 | 3.7306 | 3.7825 | 3.8359 | 3.8866 | 3.9376 | 3.9886 | 4.0395 | 4.0894 | 4.133 | 4.1775 | 4.2199 | 4.2594 | 4.2956 | 4.334 | 4.3616 | 4.3931 | 4.4235 | 4.4432 |  | 3.3025 | 3.305 | 3.3078 | 3.311 | 3.3155 | 3.3207 | 3.3265 | 3.3328 | 3.3397 | 3.3471 | 3.3546 | 3.363 | 3.3704 | 3.3783 | 3.3872 | 3.397 | 3.4077 | 3.4196 | 3.4324 | 3.4463 | 3.4613 | 3.4771 | 3.4886 | 3.5029 | 3.5175 | 3.5312 | 3.5435 | 3.5599 | 3.5673 | 3.5801 | 3.5933 | 3.6013 |  | 3.3025 | 3.3075 | 3.3131 | 3.3192 | 3.3297 | 3.3415 | 3.3547 | 3.3693 | 3.3852 | 3.402 | 3.42 | 3.4398 | 3.4605 | 3.4818 | 3.5049 | 3.5285 | 3.554 | 3.5778 | 3.6031 | 3.6301 | 3.6586 | 3.6882 | 3.7134 | 3.7414 | 3.7692 | 3.7959 | 3.8208 | 3.8495 | 3.8688 | 3.8932 | 3.9176 | 3.9336 |  | 3.3025 | 3.3082 | 3.3157 | 3.3254 | 3.3423 | 3.3636 | 3.3894 | 3.4205 | 3.4566 | 3.4961 | 3.5394 | 3.5877 | 3.6379 | 3.6889 | 3.7416 | 3.7941 | 3.8484 | 3.8999 | 3.9522 | 4.0047 | 4.0565 | 4.1076 | 4.1514 | 4.1957 | 4.2379 | 4.2772 | 4.3131 | 4.3511 | 4.3783 | 4.4095 | 4.4394 | 4.4588 |  | 3.3023 | 3.3067 | 3.3117 | 3.3173 | 3.3311 | 3.3466 | 3.3633 | 3.3816 | 3.4011 | 3.4218 | 3.4434 | 3.467 | 3.4919 | 3.5173 | 3.5444 | 3.5717 | 3.6013 | 3.632 | 3.6647 | 3.6992 | 3.7347 | 3.7715 | 3.7969 | 3.8248 | 3.8524 | 3.8788 | 3.9035 | 3.9317 | 3.9506 | 3.9746 | 3.9986 | 4.0144
Heaton Moor |  | 1.0588 | 1.0851 | 1.122 | 1.1704 | 1.2469 | 1.3468 | 1.4709 | 1.6234 | 1.8039 | 2.0031 | 2.2248 | 2.4736 | 2.7344 | 3.0025 | 3.2778 | 3.557 | 3.8401 | 4.1136 | 4.3884 | 4.663 | 4.9358 | 5.2033 | 5.4354 | 5.6709 | 5.8958 | 6.1041 | 6.2963 | 6.4972 | 6.6397 | 6.8041 | 6.9626 | 7.064 |  | 1.0587 | 1.0691 | 1.0814 | 1.0952 | 1.1146 | 1.1374 | 1.163 | 1.1918 | 1.2239 | 1.2587 | 1.2961 | 1.3372 | 1.3769 | 1.4204 | 1.4683 | 1.5207 | 1.5781 | 1.6407 | 1.7087 | 1.7823 | 1.8617 | 1.9452 | 2.0059 | 2.0819 | 2.1595 | 2.2322 | 2.2998 | 2.3868 | 2.4253 | 2.4935 | 2.5649 | 2.6078 |  | 1.0588 | 1.0819 | 1.1081 | 1.1375 | 1.1843 | 1.2386 | 1.2998 | 1.3688 | 1.445 | 1.5267 | 1.6159 | 1.7146 | 1.8198 | 1.9312 | 2.0503 | 2.1747 | 2.3063 | 2.4335 | 2.5691 | 2.7131 | 2.8653 | 3.0233 | 3.1576 | 3.3057 | 3.4537 | 3.5949 | 3.7291 | 3.8807 | 3.982 | 4.1114 | 4.242 | 4.3269 |  | 1.0588 | 1.0851 | 1.122 | 1.1704 | 1.2483 | 1.3498 | 1.4755 | 1.6297 | 1.8118 | 2.0127 | 2.2359 | 2.4864 | 2.7488 | 3.0185 | 3.2955 | 3.5758 | 3.8605 | 4.1359 | 4.4131 | 4.6903 | 4.9652 | 5.2349 | 5.4672 | 5.7026 | 5.9274 | 6.1353 | 6.3273 | 6.5278 | 6.6699 | 6.8338 | 6.9919 | 7.093 |  | 1.0586 | 1.0807 | 1.1061 | 1.1348 | 1.1942 | 1.2612 | 1.335 | 1.4169 | 1.5058 | 1.6004 | 1.7025 | 1.8141 | 1.9329 | 2.0578 | 2.1905 | 2.328 | 2.4729 | 2.6253 | 2.7866 | 2.9564 | 3.1339 | 3.3174 | 3.4518 | 3.5998 | 3.7476 | 3.8885 | 4.0225 | 4.1737 | 4.2745 | 4.4035 | 4.5337 | 4.6183
Heaton Norris |  | 2.1168 | 2.1409 | 6.6744 | 6.7183 | 6.7877 | 6.8781 | 6.99 | 7.1272 | 7.2893 | 7.468 | 7.6665 | 7.8893 | 8.1226 | 8.3223 | 8.5434 | 8.7517 | 8.9394 | 9.0805 | 9.1683 | 9.1837 | 9.1118 | 8.9521 | 8.7024 | 8.4348 | 8.1592 | 7.8584 | 7.5341 | 7.2906 | 7.1427 | 7.1421 | 7.2098 | 7.2551 |  | 2.1168 | 2.1265 | 6.6379 | 6.6507 | 6.6687 | 6.6897 | 6.7132 | 6.7396 | 6.7691 | 6.8009 | 6.835 | 6.8723 | 6.9081 | 6.9158 | 6.9387 | 6.9531 | 6.9526 | 6.9269 | 6.8631 | 6.7465 | 6.5671 | 6.3256 | 6.0166 | 5.7051 | 5.3964 | 5.0757 | 4.7429 | 4.4851 | 4.3013 | 4.2448 | 4.2493 | 4.2571 |  | 2.1168 | 2.138 | 6.6619 | 6.6887 | 6.7315 | 6.7811 | 6.8368 | 6.8996 | 6.9687 | 7.0427 | 7.1234 | 7.2126 | 7.3075 | 7.3678 | 7.4499 | 7.5204 | 7.5731 | 7.5839 | 7.5477 | 7.4465 | 7.2669 | 7.0094 | 6.672 | 6.326 | 5.9813 | 5.6201 | 5.2432 | 4.955 | 4.7692 | 4.7365 | 4.7783 | 4.808 |  | 2.1168 | 2.1409 | 6.6744 | 6.7183 | 6.789 | 6.8808 | 6.9943 | 7.133 | 7.2966 | 7.4769 | 7.677 | 7.9012 | 8.136 | 8.3373 | 8.5599 | 8.7693 | 8.9584 | 9.1013 | 9.1914 | 9.2091 | 9.1392 | 8.9816 | 8.7321 | 8.4644 | 8.1886 | 7.8876 | 7.563 | 7.3192 | 7.1708 | 7.1698 | 7.2372 | 7.2821 |  | 2.1165 | 2.1367 | 6.6598 | 6.6857 | 6.7402 | 6.8014 | 6.8688 | 6.9434 | 7.0243 | 7.1101 | 7.2027 | 7.3039 | 7.4113 | 7.4748 | 7.5631 | 7.6364 | 7.6857 | 7.6851 | 7.6205 | 7.4694 | 7.2134 | 6.8523 | 6.3646 | 5.8505 | 5.3023 | 4.4622 | 4.1711 | 4.1117 | 4.074 | 4.1081 | 4.1735 | 4.1684
Helwith Bridge |  | 0.17106 | 0.17504 | 0.1807 | 0.1882 | 0.20149 | 0.21858 | 0.23954 | 0.26494 | 0.29469 | 0.32735 | 0.36228 | 0.40218 | 0.44376 | 0.4839 | 0.52673 | 0.56831 | 0.61311 | 0.65582 | 0.69878 | 0.74185 | 0.78474 | 0.82684 | 0.86385 | 0.90201 | 0.93841 | 0.97207 | 1.0032 | 1.0355 | 1.0585 | 1.0849 | 1.1104 | 1.1266 |  | 0.17123 | 0.17308 | 0.17514 | 0.1774 | 0.181 | 0.18513 | 0.18965 | 0.19452 | 0.19977 | 0.20533 | 0.20999 | 0.21585 | 0.22094 | 0.22593 | 0.23199 | 0.23906 | 0.24722 | 0.25658 | 0.26684 | 0.27814 | 0.29047 | 0.30353 | 0.31305 | 0.32501 | 0.33724 | 0.34868 | 0.3594 | 0.37307 | 0.37911 | 0.38987 | 0.40116 | 0.4079 |  | 0.17106 | 0.17453 | 0.17852 | 0.18301 | 0.19165 | 0.20153 | 0.21255 | 0.22476 | 0.23799 | 0.25205 | 0.26602 | 0.28214 | 0.29908 | 0.3144 | 0.33249 | 0.34956 | 0.37036 | 0.38994 | 0.41088 | 0.43331 | 0.45713 | 0.48196 | 0.50354 | 0.52796 | 0.55227 | 0.57543 | 0.5975 | 0.62212 | 0.63873 | 0.65977 | 0.68096 | 0.69474 |  | 0.17106 | 0.17504 | 0.1807 | 0.1882 | 0.20398 | 0.22393 | 0.24784 | 0.27646 | 0.30944 | 0.34541 | 0.38344 | 0.42652 | 0.47117 | 0.51448 | 0.56041 | 0.60349 | 0.65108 | 0.69574 | 0.74239 | 0.78962 | 0.83503 | 0.87997 | 0.91761 | 0.9554 | 0.99112 | 1.0239 | 1.0539 | 1.0849 | 1.1065 | 1.1314 | 1.1555 | 1.1706 |  | 0.17107 | 0.17452 | 0.17848 | 0.18295 | 0.19679 | 0.21226 | 0.22896 | 0.24711 | 0.26628 | 0.28637 | 0.30616 | 0.32819 | 0.35094 | 0.3722 | 0.39613 | 0.41747 | 0.44382 | 0.47071 | 0.50072 | 0.53268 | 0.56441 | 0.59744 | 0.61965 | 0.64369 | 0.66734 | 0.68956 | 0.71059 | 0.73386 | 0.74908 | 0.76862 | 0.78838 | 0.80099
Hensingham |  | 4.7539 | 4.7713 | 4.7962 | 4.8295 | 4.8843 | 4.9565 | 5.0469 | 5.1582 | 5.2901 | 5.4359 | 5.592 | 5.7722 | 5.9604 | 6.1145 | 6.2889 | 6.4517 | 6.6247 | 6.7854 | 6.9368 | 7.0742 | 7.1887 | 7.2647 | 7.2565 | 7.1331 | 6.6995 | 5.0501 | 4.8988 | 5.0354 | 5.132 | 5.2475 | 5.3606 | 5.4317 |  | 4.7539 | 4.7607 | 4.7687 | 4.7778 | 4.7918 | 4.8083 | 4.8266 | 4.8467 | 4.8687 | 4.8923 | 4.9112 | 4.9362 | 4.9595 | 4.9825 | 5.011 | 5.0438 | 5.0814 | 5.1235 | 5.1693 | 5.2184 | 5.2685 | 5.3123 | 5.314 | 5.2616 | 5.0569 | 4.5654 | 3.7769 | 3 | 2.4834 | 2.272 | 2.2177 | 2.1832 |  | 4.7539 | 4.769 | 4.7864 | 4.8061 | 4.8396 | 4.8787 | 4.9232 | 4.9731 | 5.028 | 5.0868 | 5.1447 | 5.2132 | 5.2857 | 5.3233 | 5.3817 | 5.4297 | 5.4904 | 5.543 | 5.5918 | 5.6333 | 5.6596 | 5.656 | 5.5772 | 5.3914 | 4.9035 | 3.2075 | 3.0165 | 3.1203 | 3.1902 | 3.2839 | 3.3807 | 3.443 |  | 4.7539 | 4.7713 | 4.7962 | 4.8295 | 4.8963 | 4.9826 | 5.0874 | 5.2144 | 5.3622 | 5.5242 | 5.6955 | 5.8911 | 6.0944 | 6.264 | 6.4535 | 6.6235 | 6.8101 | 6.9797 | 7.1489 | 7.3065 | 7.4329 | 7.5224 | 7.5173 | 7.392 | 6.9551 | 5.301 | 5.1445 | 5.2742 | 5.3639 | 5.4719 | 5.5778 | 5.643 |  | 4.7538 | 4.7686 | 4.7856 | 4.805 | 4.8579 | 4.9184 | 4.9845 | 5.0576 | 5.1355 | 5.2179 | 5.2983 | 5.3897 | 5.4849 | 5.567 | 5.6071 | 5.6117 | 5.6065 | 5.5427 | 5.3739 | 4.9138 | 3.2522 | 2.9279 | 3.0279 | 3.1352 | 3.2376 | 3.3203 | 3.4139 | 3.5196 | 3.5882 | 3.6772 | 3.7679 | 3.825
Heyrod |  | 1.0646 | 1.0905 | 1.1278 | 1.1777 | 1.2565 | 1.3613 | 1.493 | 1.6568 | 1.8524 | 2.0693 | 2.3116 | 2.5849 | 2.8718 | 3.1666 | 3.4695 | 3.7762 | 4.0871 | 4.3886 | 4.6911 | 4.9928 | 5.2919 | 5.5841 | 5.8364 | 6.0921 | 6.3359 | 6.5596 | 6.7685 | 6.9815 | 7.1297 | 7.3024 | 7.4697 | 7.574 |  | 1.0646 | 1.0746 | 1.0865 | 1.1 | 1.119 | 1.1415 | 1.1669 | 1.1957 | 1.228 | 1.2631 | 1.3011 | 1.343 | 1.3841 | 1.4293 | 1.4792 | 1.5343 | 1.5947 | 1.6609 | 1.7331 | 1.8114 | 1.8963 | 1.9856 | 2.0499 | 2.1317 | 2.2161 | 2.2945 | 2.371 | 2.4643 | 2.5047 | 2.5789 | 2.6584 | 2.7047 |  | 1.0646 | 1.0871 | 1.113 | 1.1424 | 1.1891 | 1.2438 | 1.3061 | 1.3769 | 1.4556 | 1.5405 | 1.6337 | 1.7375 | 1.8487 | 1.9667 | 2.0933 | 2.2258 | 2.3663 | 2.5039 | 2.6508 | 2.8072 | 2.9726 | 3.1445 | 3.2903 | 3.4519 | 3.6139 | 3.7677 | 3.9174 | 4.0814 | 4.1902 | 4.331 | 4.4747 | 4.5666 |  | 1.0646 | 1.0905 | 1.1278 | 1.1777 | 1.2581 | 1.3646 | 1.4981 | 1.6637 | 1.8612 | 2.08 | 2.324 | 2.5991 | 2.8878 | 3.1845 | 3.4892 | 3.7971 | 4.1097 | 4.4133 | 4.7184 | 5.0229 | 5.3242 | 5.6187 | 5.8713 | 6.1269 | 6.3704 | 6.5938 | 6.8023 | 7.0148 | 7.1625 | 7.3347 | 7.5015 | 7.6054 |  | 1.0644 | 1.0864 | 1.1118 | 1.1406 | 1.2 | 1.2675 | 1.3424 | 1.4262 | 1.5177 | 1.6156 | 1.7217 | 1.8383 | 1.9629 | 2.0943 | 2.2343 | 2.3795 | 2.5333 | 2.6954 | 2.8676 | 3.0492 | 3.2394 | 3.4362 | 3.5821 | 3.7436 | 3.9054 | 4.0588 | 4.2081 | 4.3717 | 4.48 | 4.6203 | 4.7634 | 4.8549
Heyside |  | 1.1289 | 1.1403 | 1.1561 | 1.1768 | 1.2105 | 1.2538 | 1.3069 | 1.3715 | 1.4473 | 1.5306 | 1.6225 | 1.7255 | 1.8332 | 1.9433 | 2.0567 | 2.1713 | 2.2882 | 2.3997 | 2.512 | 2.6243 | 2.7361 | 2.8459 | 2.9416 | 3.039 | 3.132 | 3.2185 | 3.2979 | 3.382 | 3.4423 | 3.5114 | 3.5779 | 3.621 |  | 1.1289 | 1.1338 | 1.1394 | 1.1458 | 1.155 | 1.1656 | 1.1774 | 1.1905 | 1.2051 | 1.2207 | 1.237 | 1.2549 | 1.2714 | 1.2893 | 1.3092 | 1.331 | 1.3548 | 1.3809 | 1.4092 | 1.4398 | 1.4728 | 1.5075 | 1.5328 | 1.5643 | 1.5962 | 1.6263 | 1.6535 | 1.6895 | 1.7057 | 1.7338 | 1.7628 | 1.7805 |  | 1.1289 | 1.139 | 1.1504 | 1.1631 | 1.1846 | 1.2092 | 1.2366 | 1.2673 | 1.3009 | 1.3367 | 1.3752 | 1.4178 | 1.4628 | 1.5097 | 1.5602 | 1.6123 | 1.668 | 1.7204 | 1.7763 | 1.8355 | 1.8982 | 1.9632 | 2.0186 | 2.0798 | 2.1407 | 2.199 | 2.2537 | 2.3165 | 2.3586 | 2.4121 | 2.4656 | 2.5008 |  | 1.1289 | 1.1403 | 1.1561 | 1.1768 | 1.2117 | 1.2564 | 1.3109 | 1.377 | 1.4542 | 1.539 | 1.6324 | 1.7369 | 1.846 | 1.9576 | 2.0724 | 2.1879 | 2.3061 | 2.419 | 2.5332 | 2.6477 | 2.761 | 2.8725 | 2.9685 | 3.0657 | 3.1584 | 3.2446 | 3.3237 | 3.4073 | 3.4671 | 3.5356 | 3.6016 | 3.6444 |  | 1.1288 | 1.1384 | 1.1493 | 1.1616 | 1.1901 | 1.2219 | 1.2566 | 1.2946 | 1.3355 | 1.3786 | 1.4245 | 1.4744 | 1.5272 | 1.5819 | 1.64 | 1.6993 | 1.7626 | 1.8286 | 1.8986 | 1.9723 | 2.0487 | 2.1276 | 2.1833 | 2.2443 | 2.305 | 2.363 | 2.4173 | 2.4796 | 2.5212 | 2.5741 | 2.6271 | 2.6619
Heywood |  | 1.4141 | 1.4323 | 5.4574 | 5.4902 | 5.547 | 5.6191 | 5.7069 | 5.813 | 5.9371 | 6.0732 | 6.2232 | 6.3909 | 6.566 | 6.7093 | 6.8711 | 7.0205 | 7.1518 | 7.2384 | 7.2776 | 7.2526 | 7.1508 | 6.9728 | 6.7224 | 6.462 | 6.2101 | 5.9642 | 5.7263 | 5.5598 | 5.4594 | 5.461 | 5.5098 | 5.5429 |  | 1.414 | 1.4216 | 5.4304 | 5.4402 | 5.4555 | 5.473 | 5.4924 | 5.5138 | 5.5375 | 5.5628 | 5.5893 | 5.6184 | 5.6445 | 5.6448 | 5.658 | 5.6633 | 5.6547 | 5.6232 | 5.5572 | 5.4436 | 5.2736 | 5.0485 | 4.7687 | 4.489 | 4.2227 | 3.9669 | 3.7218 | 3.5413 | 3.4121 | 3.3712 | 3.3727 | 3.3767 |  | 1.4141 | 1.4301 | 5.4482 | 5.4684 | 5.5057 | 5.5479 | 5.5947 | 5.6466 | 5.703 | 5.763 | 5.8274 | 5.8982 | 5.9729 | 6.015 | 6.0759 | 6.1252 | 6.1584 | 6.1503 | 6.0991 | 5.9893 | 5.8089 | 5.5593 | 5.2447 | 4.9266 | 4.6236 | 4.333 | 4.0559 | 3.8558 | 3.7268 | 3.7038 | 3.7325 | 3.7533 |  | 1.4141 | 1.4323 | 5.4574 | 5.4902 | 5.549 | 5.6234 | 5.7136 | 5.8221 | 5.9487 | 6.0873 | 6.2397 | 6.4099 | 6.5874 | 6.7331 | 6.8973 | 7.0482 | 7.1818 | 7.2709 | 7.3134 | 7.2921 | 7.1931 | 7.018 | 6.768 | 6.5074 | 6.2551 | 6.0087 | 5.7703 | 5.6031 | 5.502 | 5.5027 | 5.5508 | 5.5833 |  | 1.4138 | 1.4289 | 5.4462 | 5.4656 | 5.5171 | 5.5737 | 5.6348 | 5.7014 | 5.7724 | 5.8471 | 5.9261 | 6.0116 | 6.1016 | 6.1506 | 6.2212 | 6.2765 | 6.3109 | 6.3021 | 6.2374 | 6.096 | 5.8619 | 5.5367 | 5.1013 | 4.6513 | 4.1986 | 3.5981 | 3.3564 | 3.2826 | 3.2349 | 3.247 | 3.2866 | 3.27
Higher Mill |  | 1.249 | 1.2769 | 1.3159 | 1.3674 | 1.4496 | 1.5567 | 1.6892 | 1.8518 | 2.0439 | 2.2557 | 2.4912 | 2.7553 | 3.0323 | 3.317 | 3.6094 | 3.9059 | 4.2066 | 4.4959 | 4.7866 | 5.0773 | 5.366 | 5.6489 | 5.8936 | 6.1399 | 6.3701 | 6.5738 | 6.7508 | 6.9377 | 7.0722 | 7.2389 | 7.4041 | 7.5103 |  | 1.249 | 1.2598 | 1.2727 | 1.2873 | 1.3081 | 1.3326 | 1.36 | 1.3908 | 1.4252 | 1.4624 | 1.5025 | 1.5464 | 1.5888 | 1.6351 | 1.6861 | 1.742 | 1.8031 | 1.8696 | 1.9418 | 2.02 | 2.1043 | 2.1926 | 2.2561 | 2.3341 | 2.4098 | 2.4732 | 2.5234 | 2.5946 | 2.622 | 2.6878 | 2.7605 | 2.805 |  | 1.249 | 1.2734 | 1.3012 | 1.3324 | 1.3832 | 1.4419 | 1.5079 | 1.5824 | 1.6642 | 1.752 | 1.8478 | 1.9536 | 2.0665 | 2.1859 | 2.3135 | 2.4467 | 2.5874 | 2.7223 | 2.8661 | 3.0187 | 3.1798 | 3.3469 | 3.4879 | 3.6414 | 3.7898 | 3.9221 | 4.0372 | 4.1712 | 4.2613 | 4.3901 | 4.5249 | 4.6129 |  | 1.249 | 1.2769 | 1.3159 | 1.3674 | 1.4511 | 1.5598 | 1.694 | 1.8584 | 2.0522 | 2.2657 | 2.5029 | 2.7687 | 3.0473 | 3.3338 | 3.6279 | 3.9256 | 4.2279 | 4.5193 | 4.8127 | 5.1061 | 5.3971 | 5.6824 | 5.9273 | 6.1735 | 6.4035 | 6.6069 | 6.7837 | 6.9702 | 7.1044 | 7.2706 | 7.4355 | 7.5414 |  | 1.2489 | 1.2727 | 1.2999 | 1.3305 | 1.396 | 1.4695 | 1.5503 | 1.6396 | 1.7363 | 1.8389 | 1.9496 | 2.0703 | 2.1986 | 2.3335 | 2.4764 | 2.6246 | 2.7806 | 2.9434 | 3.115 | 3.2951 | 3.4828 | 3.6756 | 3.8124 | 3.9597 | 4.097 | 4.1885 | 4.3175 | 4.4778 | 4.5849 | 4.7217 | 4.8595 | 4.9493
Higher Walton |  | 8.5244 | 8.5439 | 8.5712 | 8.6069 | 8.6651 | 8.7402 | 8.8325 | 8.9447 | 9.0764 | 9.2212 | 9.381 | 9.5602 | 9.7477 | 9.9388 | 10.136 | 10.335 | 10.5385 | 10.733 | 10.9285 | 11.1232 | 11.3142 | 11.4944 | 11.6302 | 11.7182 | 11.6801 | 11.4124 | 10.9045 | 10.4049 | 10.0914 | 10.0116 | 10.0457 | 10.071 |  | 8.5252 | 8.5345 | 8.5449 | 8.5564 | 8.5724 | 8.5909 | 8.6114 | 8.634 | 8.6589 | 8.6856 | 8.7133 | 8.744 | 8.7725 | 8.8033 | 8.8375 | 8.8752 | 8.9166 | 8.9618 | 9.0106 | 9.0628 | 9.1171 | 9.1685 | 9.1879 | 9.1779 | 9.0752 | 8.797 | 8.3341 | 7.8867 | 7.5843 | 7.4749 | 7.4605 | 7.4665 |  | 8.5244 | 8.5416 | 8.5611 | 8.5829 | 8.6198 | 8.6622 | 8.7096 | 8.7626 | 8.8205 | 8.8824 | 8.9489 | 9.0225 | 9.1006 | 9.1816 | 9.2688 | 9.3588 | 9.4554 | 9.5466 | 9.6435 | 9.7455 | 9.8506 | 9.9525 | 10.0179 | 10.0426 | 9.9484 | 9.6312 | 9.0799 | 8.5429 | 8.1975 | 8.0901 | 8.1014 | 8.1126 |  | 8.5244 | 8.5439 | 8.5712 | 8.6069 | 8.6676 | 8.7454 | 8.8405 | 8.9557 | 9.0905 | 9.2384 | 9.4011 | 9.5832 | 9.7736 | 9.9677 | 10.1679 | 10.3686 | 10.5748 | 10.7718 | 10.9712 | 11.1701 | 11.3641 | 11.5475 | 11.6838 | 11.7715 | 11.7329 | 11.4646 | 10.9558 | 10.4551 | 10.1406 | 10.0597 | 10.0927 | 10.1171 |  | 8.5244 | 8.5413 | 8.5604 | 8.582 | 8.6316 | 8.687 | 8.7474 | 8.8137 | 8.8848 | 8.96 | 9.0397 | 9.1266 | 9.2182 | 9.3127 | 9.4135 | 9.5157 | 9.6256 | 9.7166 | 9.802 | 9.8828 | 9.9515 | 9.9981 | 9.9579 | 9.8337 | 9.4756 | 8.1793 | 7.9685 | 8.0774 | 8.1502 | 8.2426 | 8.3352 | 8.3959
Hill Top T11 & T12 |  | 4.4673 | 4.4936 | 4.5309 | 4.5804 | 4.6623 | 4.7692 | 4.9019 | 5.0652 | 5.2586 | 5.4723 | 5.71 | 5.9772 | 6.2572 | 6.5446 | 6.8399 | 7.1389 | 7.4422 | 7.7321 | 8.0231 | 8.3136 | 8.6018 | 8.8838 | 9.1278 | 9.3752 | 9.6112 | 9.8286 | 10.0307 | 10.2388 | 10.3846 | 10.5539 | 10.7177 | 10.8208 |  | 4.4673 | 4.4778 | 4.4902 | 4.5043 | 4.5252 | 4.5495 | 4.5767 | 4.6072 | 4.6412 | 4.678 | 4.7173 | 4.7604 | 4.8009 | 4.8453 | 4.8943 | 4.9483 | 5.0075 | 5.0722 | 5.1426 | 5.219 | 5.3016 | 5.3885 | 5.4513 | 5.5306 | 5.6123 | 5.6883 | 5.7612 | 5.8518 | 5.8914 | 5.9632 | 6.0393 | 6.0842 |  | 4.4673 | 4.4902 | 4.5165 | 4.5461 | 4.5969 | 4.6556 | 4.7215 | 4.7957 | 4.8775 | 4.9652 | 5.0607 | 5.1664 | 5.279 | 5.3979 | 5.5253 | 5.658 | 5.7987 | 5.932 | 6.0742 | 6.2254 | 6.3854 | 6.5516 | 6.6926 | 6.8487 | 7.0051 | 7.1537 | 7.297 | 7.456 | 7.5617 | 7.6979 | 7.8362 | 7.9253 |  | 4.4673 | 4.4936 | 4.5309 | 4.5804 | 4.6643 | 4.7732 | 4.9081 | 5.0736 | 5.2693 | 5.4853 | 5.7252 | 5.9946 | 6.2767 | 6.5664 | 6.8639 | 7.1644 | 7.4697 | 7.7622 | 8.0565 | 8.3505 | 8.6415 | 8.9264 | 9.1707 | 9.4179 | 9.6537 | 9.8707 | 10.0724 | 10.2799 | 10.4252 | 10.5939 | 10.757 | 10.8597 |  | 4.4671 | 4.4891 | 4.5145 | 4.5433 | 4.6106 | 4.6858 | 4.7683 | 4.8593 | 4.9577 | 5.0621 | 5.1745 | 5.297 | 5.4271 | 5.5635 | 5.7084 | 5.858 | 6.016 | 6.1817 | 6.3571 | 6.5416 | 6.7342 | 6.9332 | 7.0744 | 7.2304 | 7.3864 | 7.5346 | 7.6776 | 7.836 | 7.9411 | 8.0767 | 8.2144 | 8.303
Hill Top T13 |  | 2.8598 | 2.8707 | 2.8862 | 2.9068 | 2.9396 | 2.9828 | 3.037 | 3.1041 | 3.1839 | 3.2723 | 3.3709 | 3.4819 | 3.5983 | 3.7178 | 3.8407 | 3.965 | 4.0911 | 4.2131 | 4.3355 | 4.4574 | 4.5779 | 4.6947 | 4.7924 | 4.8839 | 4.9528 | 4.981 | 4.9688 | 4.9588 | 4.9567 | 4.9972 | 5.0532 | 5.0885 |  | 2.8598 | 2.8641 | 2.8692 | 2.875 | 2.8832 | 2.8929 | 2.9038 | 2.916 | 2.9297 | 2.9446 | 2.9605 | 2.978 | 2.9948 | 3.0133 | 3.0338 | 3.0563 | 3.081 | 3.108 | 3.1373 | 3.1691 | 3.2031 | 3.2381 | 3.2606 | 3.2841 | 3.2946 | 3.2769 | 3.2311 | 3.1925 | 3.1594 | 3.1658 | 3.1881 | 3.2032 |  | 2.8598 | 2.8693 | 2.8802 | 2.8924 | 2.9122 | 2.9352 | 2.9612 | 2.9907 | 3.0234 | 3.0586 | 3.0971 | 3.1399 | 3.1855 | 3.2338 | 3.2857 | 3.3398 | 3.3973 | 3.4532 | 3.5128 | 3.576 | 3.6425 | 3.7105 | 3.765 | 3.8182 | 3.8538 | 3.8533 | 3.8168 | 3.7864 | 3.7678 | 3.7949 | 3.8407 | 3.8705 |  | 2.8598 | 2.8707 | 2.8862 | 2.9068 | 2.9404 | 2.9845 | 3.0395 | 3.1075 | 3.1882 | 3.2775 | 3.377 | 3.4889 | 3.6062 | 3.7266 | 3.8504 | 3.9753 | 4.1023 | 4.2252 | 4.3488 | 4.4721 | 4.5937 | 4.7115 | 4.8094 | 4.9008 | 4.9696 | 4.9976 | 4.9853 | 4.9749 | 4.9725 | 5.0128 | 5.0685 | 5.1037 |  | 2.8597 | 2.8688 | 2.8793 | 2.8912 | 2.9164 | 2.945 | 2.9765 | 3.0117 | 3.05 | 3.0908 | 3.1349 | 3.1833 | 3.2349 | 3.2892 | 3.347 | 3.4067 | 3.4701 | 3.5332 | 3.5985 | 3.666 | 3.7344 | 3.8015 | 3.8401 | 3.871 | 3.867 | 3.7196 | 3.734 | 3.8004 | 3.8445 | 3.9014 | 3.9593 | 3.9964
Hindley Green |  | 4.9567 | 4.997 | 5.0541 | 5.1297 | 5.2486 | 5.4058 | 5.6027 | 5.8464 | 6.1367 | 6.4579 | 6.8158 | 7.2191 | 7.6418 | 8.0751 | 8.521 | 8.9718 | 9.43 | 9.8743 | 10.3202 | 10.765 | 11.206 | 11.6367 | 12.0074 | 12.3787 | 12.7216 | 13.0154 | 13.2653 | 13.5234 | 13.707 | 13.9467 | 14.189 | 14.3413 |  | 4.9567 | 4.9731 | 4.9923 | 5.0141 | 5.0442 | 5.0798 | 5.1196 | 5.1644 | 5.2146 | 5.2689 | 5.3265 | 5.3902 | 5.4515 | 5.5186 | 5.5929 | 5.6749 | 5.7649 | 5.8634 | 5.9707 | 6.0871 | 6.2129 | 6.3447 | 6.4382 | 6.5536 | 6.6639 | 6.7497 | 6.8147 | 6.9062 | 6.936 | 7.0312 | 7.142 | 7.2083 |  | 4.9567 | 4.9919 | 5.032 | 5.0772 | 5.1487 | 5.232 | 5.3265 | 5.4336 | 5.5522 | 5.6799 | 5.8193 | 5.9744 | 6.1398 | 6.3141 | 6.5018 | 6.6972 | 6.9056 | 7.1093 | 7.3267 | 7.5579 | 7.8023 | 8.0554 | 8.2685 | 8.5002 | 8.7214 | 8.9106 | 9.0713 | 9.2551 | 9.3782 | 9.5683 | 9.7728 | 9.9045 |  | 4.9567 | 4.997 | 5.0541 | 5.1297 | 5.2519 | 5.4127 | 5.6134 | 5.8611 | 6.1553 | 6.4806 | 6.8423 | 7.2496 | 7.6761 | 8.1134 | 8.5631 | 9.0163 | 9.4781 | 9.926 | 10.3772 | 10.8278 | 11.273 | 11.7081 | 12.0794 | 12.4504 | 12.7926 | 13.0856 | 13.3346 | 13.5913 | 13.7737 | 14.012 | 14.2529 | 14.4042 |  | 4.9562 | 4.9895 | 5.028 | 5.0716 | 5.1621 | 5.2648 | 5.3787 | 5.5057 | 5.644 | 5.7917 | 5.9509 | 6.126 | 6.3126 | 6.5082 | 6.7172 | 6.9323 | 7.1616 | 7.4007 | 7.6539 | 7.9204 | 8.1973 | 8.4815 | 8.6853 | 8.903 | 9.0993 | 9.1974 | 9.3885 | 9.6306 | 9.7911 | 9.9983 | 10.2091 | 10.3443
Hollinwood |  | 0.59417 | 0.60435 | 0.61861 | 0.63731 | 0.66726 | 0.70618 | 0.75429 | 0.81312 | 0.88253 | 0.95898 | 1.0436 | 1.1386 | 1.2382 | 1.3399 | 1.4447 | 1.5506 | 1.6586 | 1.7625 | 1.8669 | 1.9713 | 2.0749 | 2.1761 | 2.2627 | 2.3475 | 2.4205 | 2.473 | 2.5043 | 2.5393 | 2.567 | 2.6172 | 2.6729 | 2.7089 |  | 0.5942 | 0.59841 | 0.60338 | 0.60899 | 0.61696 | 0.62628 | 0.63668 | 0.64828 | 0.66119 | 0.67508 | 0.68961 | 0.70568 | 0.72078 | 0.7372 | 0.7554 | 0.77541 | 0.79734 | 0.82128 | 0.84725 | 0.87536 | 0.90554 | 0.93692 | 0.95858 | 0.98339 | 1.0026 | 1.0088 | 1.001 | 1.0009 | 0.99412 | 1.0098 | 1.0327 | 1.0474 |  | 0.59417 | 0.60311 | 0.61328 | 0.62469 | 0.64334 | 0.66486 | 0.68905 | 0.71623 | 0.74608 | 0.77804 | 0.81255 | 0.85084 | 0.89153 | 0.93397 | 0.97974 | 1.027 | 1.0776 | 1.1261 | 1.1778 | 1.2327 | 1.2904 | 1.3499 | 1.3992 | 1.4506 | 1.4941 | 1.5207 | 1.5296 | 1.5454 | 1.5569 | 1.5933 | 1.6378 | 1.667 |  | 0.59417 | 0.60435 | 0.61861 | 0.63731 | 0.66837 | 0.70852 | 0.75789 | 0.81808 | 0.88884 | 0.96668 | 1.0526 | 1.149 | 1.2498 | 1.3529 | 1.459 | 1.5657 | 1.6749 | 1.7799 | 1.8861 | 1.9924 | 2.0974 | 2.2 | 2.2869 | 2.3715 | 2.4443 | 2.4965 | 2.5274 | 2.562 | 2.5892 | 2.6389 | 2.6941 | 2.7297 |  | 0.59409 | 0.60273 | 0.61261 | 0.62373 | 0.64816 | 0.6756 | 0.7057 | 0.73892 | 0.77479 | 0.81281 | 0.85334 | 0.89769 | 0.94465 | 0.99342 | 1.0455 | 1.0985 | 1.1553 | 1.2132 | 1.274 | 1.3374 | 1.4023 | 1.4678 | 1.5104 | 1.5519 | 1.578 | 1.5404 | 1.5712 | 1.6288 | 1.6672 | 1.7162 | 1.7656 | 1.7977
Holme Rd |  | 3.4332 | 3.4683 | 3.518 | 3.5836 | 3.6834 | 3.8157 | 3.9814 | 4.1864 | 4.4302 | 4.6999 | 4.9996 | 5.3377 | 5.6923 | 6.0371 | 6.3999 | 6.7589 | 7.1149 | 7.4456 | 7.7539 | 8.0299 | 8.2657 | 8.4584 | 8.5802 | 8.7071 | 8.8416 | 8.9881 | 9.151 | 9.3565 | 9.5053 | 9.701 | 9.8999 | 10.0267 |  | 3.4332 | 3.4467 | 3.4629 | 3.4813 | 3.5061 | 3.5357 | 3.569 | 3.6065 | 3.6486 | 3.6943 | 3.7425 | 3.7963 | 3.8496 | 3.8936 | 3.949 | 4.0053 | 4.06 | 4.1089 | 4.1462 | 4.1657 | 4.1636 | 4.139 | 4.065 | 4.0124 | 3.9801 | 3.969 | 3.9817 | 4.0452 | 4.0613 | 4.132 | 4.2162 | 4.266 |  | 3.4332 | 3.4639 | 3.4989 | 3.5384 | 3.5976 | 3.667 | 3.746 | 3.8358 | 3.9353 | 4.0425 | 4.1589 | 4.2891 | 4.4284 | 4.5562 | 4.7027 | 4.8476 | 4.9937 | 5.1223 | 5.2383 | 5.3339 | 5.4034 | 5.4453 | 5.4325 | 5.4396 | 5.4689 | 5.524 | 5.6081 | 5.7471 | 5.8405 | 5.9898 | 6.152 | 6.2575 |  | 3.4332 | 3.4683 | 3.518 | 3.5836 | 3.687 | 3.8234 | 3.9934 | 4.203 | 4.4513 | 4.7257 | 5.0297 | 5.3723 | 5.7313 | 6.0806 | 6.4478 | 6.8092 | 7.1691 | 7.5034 | 7.8173 | 8.0995 | 8.3396 | 8.5369 | 8.6594 | 8.7858 | 8.9195 | 9.0648 | 9.2265 | 9.4304 | 9.5774 | 9.7713 | 9.9684 | 10.0938 |  | 3.433 | 3.463 | 3.4973 | 3.5361 | 3.6102 | 3.695 | 3.7895 | 3.8952 | 4.0105 | 4.1337 | 4.2659 | 4.412 | 4.5676 | 4.7077 | 4.8679 | 5.023 | 5.1782 | 5.3225 | 5.4509 | 5.5519 | 5.6155 | 5.6435 | 5.5841 | 5.5432 | 5.5297 | 5.5504 | 5.6089 | 5.7294 | 5.81 | 5.9504 | 6.1065 | 6.186
Holt St |  | 0.86091 | 0.87984 | 0.90615 | 0.94068 | 0.9972 | 1.0705 | 1.1611 | 1.2719 | 1.4029 | 1.5472 | 1.7069 | 1.8864 | 2.074 | 2.2655 | 2.463 | 2.6623 | 2.8655 | 3.0599 | 3.2551 | 3.4502 | 3.644 | 3.8338 | 3.9985 | 4.1658 | 4.3255 | 4.473 | 4.6096 | 4.7514 | 4.8516 | 4.9673 | 5.079 | 5.1501 |  | 0.86123 | 0.87011 | 0.8802 | 0.89146 | 0.90726 | 0.92547 | 0.94572 | 0.96805 | 0.99279 | 1.0193 | 1.0467 | 1.077 | 1.1044 | 1.1342 | 1.1674 | 1.2039 | 1.244 | 1.2879 | 1.3357 | 1.3875 | 1.4435 | 1.5024 | 1.5451 | 1.5988 | 1.6539 | 1.7052 | 1.7537 | 1.8151 | 1.8421 | 1.8905 | 1.9414 | 1.9717 |  | 0.86091 | 0.87755 | 0.89635 | 0.9174 | 0.95296 | 0.9938 | 1.0396 | 1.0909 | 1.1473 | 1.2076 | 1.2726 | 1.3447 | 1.4208 | 1.5003 | 1.5859 | 1.6745 | 1.7693 | 1.8592 | 1.9551 | 2.057 | 2.1648 | 2.2768 | 2.3721 | 2.4777 | 2.5832 | 2.6837 | 2.7799 | 2.8876 | 2.9594 | 3.0514 | 3.1445 | 3.2049 |  | 0.86091 | 0.87984 | 0.90615 | 0.94068 | 0.99936 | 1.075 | 1.1681 | 1.2816 | 1.4151 | 1.5621 | 1.7244 | 1.9066 | 2.0966 | 2.2908 | 2.4909 | 2.6916 | 2.8972 | 3.0939 | 3.2926 | 3.4914 | 3.6879 | 3.8806 | 4.0457 | 4.2128 | 4.372 | 4.519 | 4.6549 | 4.7958 | 4.8951 | 5.0099 | 5.1207 | 5.191 |  | 0.86058 | 0.87591 | 0.89353 | 0.91343 | 0.96027 | 1.0127 | 1.07 | 1.1331 | 1.2013 | 1.2734 | 1.3503 | 1.4343 | 1.5232 | 1.6155 | 1.7141 | 1.8144 | 1.9218 | 2.0341 | 2.1535 | 2.2792 | 2.4097 | 2.5447 | 2.6403 | 2.7457 | 2.8507 | 2.9506 | 3.0461 | 3.1529 | 3.2238 | 3.3148 | 3.407 | 3.4665
Hurst |  | 1.9096 | 1.9364 | 1.9752 | 2.0273 | 2.102 | 2.2046 | 2.3363 | 2.5027 | 2.7037 | 2.9278 | 3.1795 | 3.4649 | 3.765 | 4.0736 | 4.3909 | 4.7121 | 5.0376 | 5.361 | 5.6851 | 6.0078 | 6.3264 | 6.6352 | 6.895 | 7.1437 | 7.3453 | 7.4619 | 7.4986 | 7.537 | 7.5712 | 7.6946 | 7.8468 | 7.9407 |  | 1.9097 | 1.9201 | 1.9324 | 1.9465 | 1.9641 | 1.9853 | 2.0095 | 2.0373 | 2.0689 | 2.1035 | 2.141 | 2.1827 | 2.2257 | 2.2731 | 2.3257 | 2.3837 | 2.4474 | 2.5171 | 2.5931 | 2.6755 | 2.7642 | 2.856 | 2.9166 | 2.9847 | 3.0291 | 3.0173 | 2.9535 | 2.9056 | 2.8528 | 2.8863 | 2.9532 | 2.9953 |  | 1.9096 | 1.9328 | 1.9595 | 1.9898 | 2.0305 | 2.0795 | 2.1366 | 2.2029 | 2.2777 | 2.3591 | 2.4495 | 2.5512 | 2.6609 | 2.7779 | 2.9044 | 3.037 | 3.1783 | 3.3246 | 3.4809 | 3.647 | 3.8221 | 4.002 | 4.1481 | 4.2969 | 4.4124 | 4.4559 | 4.4312 | 4.4197 | 4.4145 | 4.5068 | 4.6371 | 4.7203 |  | 1.9096 | 1.9364 | 1.9752 | 2.0273 | 2.1032 | 2.2072 | 2.3403 | 2.5083 | 2.7108 | 2.9364 | 3.1896 | 3.4765 | 3.778 | 4.0881 | 4.4069 | 4.7289 | 5.0557 | 5.3804 | 5.7064 | 6.0312 | 6.3513 | 6.6616 | 6.9217 | 7.1702 | 7.3715 | 7.4878 | 7.524 | 7.5619 | 7.5955 | 7.7184 | 7.87 | 7.9635 |  | 1.9095 | 1.9318 | 1.9578 | 1.9875 | 2.0333 | 2.0877 | 2.1501 | 2.2219 | 2.3021 | 2.3891 | 2.4849 | 2.5922 | 2.708 | 2.8312 | 2.9637 | 3.1018 | 3.2491 | 3.3989 | 3.5558 | 3.7198 | 3.8881 | 4.0558 | 4.1717 | 4.2776 | 4.3171 | 4.0789 | 4.1519 | 4.3258 | 4.4406 | 4.5901 | 4.7435 | 4.8408
Hutton End & Skelton C |  | 4.2107 | 4.229 | 4.254 | 4.286 | 4.3386 | 4.4052 | 4.4852 | 4.5802 | 4.6891 | 4.8075 | 4.9304 | 5.0711 | 5.2168 | 5.3521 | 5.5001 | 5.6405 | 5.7983 | 5.9517 | 6.1068 | 6.2637 | 6.4213 | 6.5777 | 6.7182 | 6.8646 | 7.0048 | 7.1375 | 7.2566 | 7.3881 | 7.4865 | 7.5964 | 7.7012 | 7.7724 |  | 4.2107 | 4.2178 | 4.2261 | 4.2354 | 4.2499 | 4.2667 | 4.2851 | 4.3049 | 4.326 | 4.3481 | 4.3647 | 4.3869 | 4.4066 | 4.4245 | 4.4468 | 4.4737 | 4.5052 | 4.5422 | 4.5826 | 4.6271 | 4.6755 | 4.7268 | 4.7653 | 4.8116 | 4.8576 | 4.9017 | 4.9375 | 4.9909 | 5.0161 | 5.0566 | 5.0963 | 5.1222 |  | 4.2107 | 4.227 | 4.2453 | 4.2656 | 4.3006 | 4.3405 | 4.3849 | 4.4334 | 4.4854 | 4.5401 | 4.5918 | 4.6525 | 4.7153 | 4.767 | 4.8314 | 4.8887 | 4.9644 | 5.0382 | 5.1169 | 5.2011 | 5.2905 | 5.3838 | 5.4664 | 5.5596 | 5.6513 | 5.7399 | 5.819 | 5.9144 | 5.9803 | 6.0606 | 6.139 | 6.1923 |  | 4.2107 | 4.229 | 4.254 | 4.286 | 4.3518 | 4.4336 | 4.5294 | 4.6416 | 4.7677 | 4.9038 | 5.0433 | 5.201 | 5.3631 | 5.5153 | 5.6798 | 5.828 | 6.0007 | 6.1639 | 6.3384 | 6.5173 | 6.6879 | 6.859 | 7.0029 | 7.1473 | 7.2838 | 7.4114 | 7.5249 | 7.6489 | 7.7397 | 7.8414 | 7.9384 | 8.0031 |  | 4.2107 | 4.227 | 4.2453 | 4.2656 | 4.3223 | 4.386 | 4.4546 | 4.529 | 4.6067 | 4.6876 | 4.7645 | 4.8506 | 4.9384 | 5.0156 | 5.1051 | 5.1786 | 5.2778 | 5.3781 | 5.4928 | 5.6157 | 5.7348 | 5.8595 | 5.9454 | 6.0366 | 6.1246 | 6.2081 | 6.2816 | 6.3695 | 6.4278 | 6.5 | 6.5705 | 6.6175
Hyde |  | 2.4124 | 2.4436 | 2.4877 | 2.5462 | 2.6445 | 2.7722 | 2.9306 | 3.1251 | 3.3554 | 3.6095 | 3.8923 | 4.2098 | 4.5424 | 4.884 | 5.2346 | 5.5898 | 5.95 | 6.2928 | 6.637 | 6.9804 | 7.3207 | 7.6527 | 7.9373 | 8.2194 | 8.4733 | 8.6777 | 8.8358 | 9.0006 | 9.1203 | 9.295 | 9.478 | 9.5934 |  | 2.4123 | 2.4247 | 2.4393 | 2.4558 | 2.4806 | 2.5095 | 2.5417 | 2.5777 | 2.6179 | 2.6613 | 2.7078 | 2.7588 | 2.8064 | 2.8587 | 2.9164 | 2.98 | 3.0497 | 3.126 | 3.209 | 3.2991 | 3.3962 | 3.4977 | 3.5688 | 3.6545 | 3.7312 | 3.7797 | 3.8022 | 3.8456 | 3.8509 | 3.916 | 3.998 | 4.0479 |  | 2.4124 | 2.4396 | 2.4706 | 2.5056 | 2.5672 | 2.6379 | 2.7172 | 2.8064 | 2.9043 | 3.0093 | 3.1237 | 3.25 | 3.3844 | 3.5264 | 3.6782 | 3.8367 | 4.0042 | 4.1617 | 4.3298 | 4.5083 | 4.6969 | 4.8919 | 5.0546 | 5.2289 | 5.3886 | 5.5118 | 5.6006 | 5.7076 | 5.7801 | 5.9159 | 6.0692 | 6.1681 |  | 2.4124 | 2.4436 | 2.4877 | 2.5462 | 2.6467 | 2.7768 | 2.9375 | 3.1345 | 3.3673 | 3.624 | 3.9091 | 4.2291 | 4.5641 | 4.9082 | 5.2613 | 5.6183 | 5.9808 | 6.3268 | 6.6747 | 7.022 | 7.3657 | 7.7011 | 7.9859 | 8.2679 | 8.5215 | 8.7256 | 8.8832 | 9.0475 | 9.1667 | 9.3408 | 9.5233 | 9.6382 |  | 2.412 | 2.4379 | 2.4679 | 2.5018 | 2.584 | 2.6755 | 2.7756 | 2.8857 | 3.0046 | 3.1306 | 3.266 | 3.4134 | 3.5697 | 3.7337 | 3.9074 | 4.0872 | 4.2766 | 4.4722 | 4.6775 | 4.8922 | 5.1146 | 5.3411 | 5.4908 | 5.6463 | 5.7728 | 5.7734 | 5.9044 | 6.0917 | 6.216 | 6.3763 | 6.5393 | 6.6441
Hyndburn Rd |  | 0.65345 | 0.66985 | 0.69132 | 0.71814 | 0.76975 | 0.83131 | 0.90246 | 0.98429 | 1.0762 | 1.1749 | 1.2813 | 1.3977 | 1.5181 | 1.6408 | 1.767 | 1.8949 | 2.0258 | 2.1412 | 2.258 | 2.376 | 2.4945 | 2.6126 | 2.7175 | 2.8247 | 2.9278 | 3.0267 | 3.1138 | 3.2143 | 3.2907 | 3.3757 | 3.4563 | 3.5127 |  | 0.65335 | 0.66053 | 0.66871 | 0.67776 | 0.69306 | 0.71025 | 0.72888 | 0.74904 | 0.77082 | 0.79377 | 0.81757 | 0.84309 | 0.86384 | 0.88598 | 0.91006 | 0.93637 | 0.96496 | 0.99609 | 1.0295 | 1.0654 | 1.1038 | 1.1441 | 1.1744 | 1.2101 | 1.245 | 1.2789 | 1.304 | 1.3454 | 1.3655 | 1.3962 | 1.4251 | 1.445 |  | 0.65345 | 0.66829 | 0.68459 | 0.70237 | 0.74041 | 0.78203 | 0.82687 | 0.87502 | 0.92602 | 0.97919 | 1.0351 | 1.095 | 1.1569 | 1.2206 | 1.2876 | 1.3564 | 1.4289 | 1.4871 | 1.5488 | 1.6139 | 1.6824 | 1.7534 | 1.8145 | 1.8807 | 1.9457 | 2.0091 | 2.0634 | 2.1333 | 2.1814 | 2.2398 | 2.2958 | 2.3351 |  | 0.65345 | 0.66985 | 0.69132 | 0.71814 | 0.77168 | 0.83532 | 0.90856 | 0.99259 | 1.0867 | 1.1876 | 1.2962 | 1.4147 | 1.5373 | 1.6622 | 1.7905 | 1.92 | 2.053 | 2.171 | 2.2911 | 2.4126 | 2.534 | 2.6551 | 2.7602 | 2.8673 | 2.9701 | 3.0687 | 3.1555 | 3.2554 | 3.3314 | 3.4158 | 3.4959 | 3.5519 |  | 0.65311 | 0.66694 | 0.68235 | 0.69928 | 0.75513 | 0.81472 | 0.8775 | 0.94381 | 1.0129 | 1.0843 | 1.1584 | 1.2365 | 1.3173 | 1.3998 | 1.4858 | 1.5729 | 1.6641 | 1.7576 | 1.8551 | 1.9563 | 2.0602 | 2.1669 | 2.2281 | 2.2942 | 2.3589 | 2.422 | 2.4758 | 2.5453 | 2.5929 | 2.6507 | 2.7062 | 2.745
India St |  | 1.0147 | 8.0403 | 8.0764 | 8.1241 | 8.1973 | 8.2944 | 8.4165 | 8.568 | 8.7487 | 8.9489 | 9.1717 | 9.4233 | 9.6869 | 9.8944 | 10.1332 | 10.3495 | 10.5332 | 10.652 | 10.6872 | 10.6099 | 10.3987 | 10.0569 | 9.6003 | 9.1471 | 8.7614 | 8.4814 | 8.3192 | 8.2749 | 8.2539 | 8.3143 | 8.408 | 8.467 |  | 1.0147 | 8.0254 | 8.0377 | 8.0515 | 8.07 | 8.0918 | 8.1163 | 8.1438 | 8.1747 | 8.2081 | 8.2434 | 8.2826 | 8.321 | 8.3139 | 8.329 | 8.3293 | 8.3047 | 8.2392 | 8.1127 | 7.9025 | 7.594 | 7.191 | 6.7017 | 6.2292 | 5.8213 | 5.5066 | 5.2934 | 5.1859 | 5.0965 | 5.0843 | 5.1073 | 5.119 |  | 1.0147 | 8.0371 | 8.0625 | 8.0911 | 8.1344 | 8.1851 | 8.2429 | 8.3085 | 8.3814 | 8.46 | 8.5456 | 8.6413 | 8.7433 | 8.7881 | 8.8648 | 8.9206 | 8.9474 | 8.9151 | 8.8068 | 8.5952 | 8.2605 | 7.8071 | 7.2513 | 6.7104 | 6.2482 | 5.9023 | 5.6839 | 5.5928 | 5.5337 | 5.5628 | 5.6326 | 5.6785 |  | 1.0147 | 8.0403 | 8.0764 | 8.1242 | 8.1997 | 8.2996 | 8.4246 | 8.5792 | 8.7629 | 8.9663 | 9.192 | 9.4466 | 9.7132 | 9.9237 | 10.1655 | 10.3834 | 10.5698 | 10.6911 | 10.7302 | 10.6571 | 10.4488 | 10.1101 | 9.654 | 9.2006 | 8.8143 | 8.5335 | 8.3705 | 8.3251 | 8.303 | 8.3622 | 8.4547 | 8.5127 |  | 1.0143 | 1.0353 | 1.0595 | 1.087 | 1.1407 | 1.2021 | 1.2706 | 1.3475 | 1.4314 | 1.5212 | 1.6179 | 1.7248 | 1.8389 | 1.9581 | 2.086 | 2.217 | 2.3578 | 2.506 | 2.6643 | 2.8316 | 3.0061 | 3.1868 | 3.3231 | 3.4735 | 3.6239 | 3.7665 | 3.9043 | 4.0564 | 4.1571 | 4.2872 | 4.4195 | 4.5043
Ingleton |  | 0.3167 | 0.32412 | 0.33461 | 0.34848 | 0.37333 | 0.40512 | 0.44398 | 0.49095 | 0.54582 | 0.606 | 0.67033 | 0.7437 | 0.8201 | 0.89392 | 0.9726 | 1.0491 | 1.1314 | 1.2096 | 1.2883 | 1.3672 | 1.4458 | 1.523 | 1.5909 | 1.6609 | 1.7277 | 1.7896 | 1.8467 | 1.9062 | 1.9487 | 1.9974 | 2.0443 | 2.0744 |  | 0.31706 | 0.32056 | 0.32446 | 0.32874 | 0.33554 | 0.34332 | 0.35183 | 0.36098 | 0.37082 | 0.38123 | 0.39002 | 0.40096 | 0.41037 | 0.41958 | 0.4307 | 0.44371 | 0.45872 | 0.47597 | 0.49485 | 0.51566 | 0.53834 | 0.56237 | 0.57992 | 0.6019 | 0.62435 | 0.64538 | 0.66491 | 0.69006 | 0.70121 | 0.72095 | 0.7416 | 0.75399 |  | 0.3167 | 0.32318 | 0.33059 | 0.33894 | 0.35523 | 0.37381 | 0.39449 | 0.41734 | 0.44205 | 0.46826 | 0.49435 | 0.52434 | 0.55579 | 0.58435 | 0.61788 | 0.64965 | 0.68816 | 0.7241 | 0.76254 | 0.8037 | 0.84741 | 0.89297 | 0.93259 | 0.97734 | 1.0219 | 1.0643 | 1.1047 | 1.1499 | 1.1804 | 1.219 | 1.2578 | 1.2831 |  | 0.3167 | 0.32412 | 0.33461 | 0.34849 | 0.37784 | 0.41481 | 0.45902 | 0.51181 | 0.57252 | 0.63868 | 0.70863 | 0.78775 | 0.8697 | 0.94926 | 1.0335 | 1.1128 | 1.2001 | 1.2819 | 1.3673 | 1.4537 | 1.5369 | 1.6193 | 1.6883 | 1.7577 | 1.8232 | 1.8834 | 1.9387 | 1.9957 | 2.0357 | 2.0818 | 2.1261 | 2.1541 |  | 0.31673 | 0.32316 | 0.33052 | 0.33882 | 0.36493 | 0.39401 | 0.42535 | 0.45933 | 0.49518 | 0.5327 | 0.56971 | 0.61077 | 0.65315 | 0.69283 | 0.73736 | 0.77724 | 0.8262 | 0.87619 | 0.93184 | 0.99104 | 1.0499 | 1.1111 | 1.1518 | 1.1959 | 1.2392 | 1.28 | 1.3185 | 1.3612 | 1.3892 | 1.4251 | 1.4614 | 1.4845
Irlam |  | 1.8173 | 1.8366 | 2.8641 | 2.9004 | 2.9629 | 3.0436 | 3.1428 | 3.2641 | 3.4071 | 3.5647 | 3.7396 | 3.9356 | 4.1409 | 4.3517 | 4.5681 | 4.7872 | 5.0095 | 5.2195 | 5.4304 | 5.641 | 5.8501 | 6.0549 | 6.2323 | 6.4122 | 6.5839 | 6.7424 | 6.8893 | 7.0415 | 7.1487 | 7.2728 | 7.3927 | 7.4687 |  | 1.8173 | 1.825 | 2.8341 | 2.8445 | 2.8605 | 2.8792 | 2.8999 | 2.9231 | 2.9488 | 2.9765 | 3.0061 | 3.0385 | 3.0682 | 3.1008 | 3.1368 | 3.1763 | 3.2196 | 3.2669 | 3.3184 | 3.3742 | 3.4345 | 3.4979 | 3.5439 | 3.6017 | 3.6611 | 3.7164 | 3.7689 | 3.835 | 3.864 | 3.9162 | 3.9712 | 4.0039 |  | 1.8173 | 1.8342 | 2.8535 | 2.8753 | 2.9153 | 2.9609 | 3.0118 | 3.0688 | 3.1312 | 3.1979 | 3.2703 | 3.35 | 3.4348 | 3.5242 | 3.6196 | 3.719 | 3.824 | 3.921 | 4.0245 | 4.1344 | 4.2507 | 4.3715 | 4.474 | 4.5874 | 4.7009 | 4.8088 | 4.9124 | 5.0281 | 5.1052 | 5.2041 | 5.3044 | 5.3692 |  | 1.8173 | 1.8366 | 2.8641 | 2.9004 | 2.9644 | 3.0467 | 3.1476 | 3.2706 | 3.4154 | 3.5746 | 3.7512 | 3.9489 | 4.1559 | 4.3684 | 4.5865 | 4.8069 | 5.0308 | 5.2429 | 5.4564 | 5.6697 | 5.8811 | 6.0883 | 6.2658 | 6.4456 | 6.6172 | 6.7754 | 6.9221 | 7.0739 | 7.1807 | 7.3044 | 7.4239 | 7.4996 |  | 1.8171 | 1.8335 | 2.8524 | 2.8737 | 2.9283 | 2.9887 | 3.0543 | 3.1262 | 3.2034 | 3.2849 | 3.3722 | 3.4668 | 3.5669 | 3.6716 | 3.7824 | 3.8966 | 4.0169 | 4.1426 | 4.2753 | 4.4146 | 4.5597 | 4.7095 | 4.8122 | 4.9254 | 5.0387 | 5.1464 | 5.2497 | 5.365 | 5.4417 | 5.5402 | 5.6401 | 5.7046
James St |  | 1.4357 | 1.4698 | 1.5157 | 1.5744 | 1.6869 | 1.8246 | 1.9871 | 2.1766 | 2.3915 | 2.6235 | 2.8655 | 3.1384 | 3.4187 | 3.682 | 3.9652 | 4.2384 | 4.5404 | 4.819 | 5.1009 | 5.3859 | 5.6722 | 5.9561 | 6.2096 | 6.4714 | 6.7181 | 6.9437 | 7.1381 | 7.3536 | 7.5158 | 7.7064 | 7.8919 | 8.0172 |  | 1.4355 | 1.4497 | 1.466 | 1.4842 | 1.5164 | 1.5528 | 1.5923 | 1.634 | 1.6777 | 1.7231 | 1.7596 | 1.8045 | 1.8375 | 1.8666 | 1.9024 | 1.9472 | 2.001 | 2.0664 | 2.138 | 2.2174 | 2.3042 | 2.3964 | 2.465 | 2.5468 | 2.6254 | 2.6946 | 2.7441 | 2.8244 | 2.8589 | 2.9275 | 2.9981 | 3.0442 |  | 1.4357 | 1.4662 | 1.5001 | 1.5376 | 1.6179 | 1.7072 | 1.8045 | 1.9091 | 2.0195 | 2.1345 | 2.2457 | 2.3713 | 2.4991 | 2.6085 | 2.738 | 2.8583 | 3.0097 | 3.1422 | 3.2838 | 3.4359 | 3.5976 | 3.7664 | 3.9146 | 4.0801 | 4.2393 | 4.3856 | 4.5085 | 4.6598 | 4.7647 | 4.9033 | 5.0428 | 5.1375 |  | 1.4357 | 1.4698 | 1.5158 | 1.5744 | 1.7091 | 1.8722 | 2.0609 | 2.2788 | 2.5224 | 2.7837 | 3.0531 | 3.3542 | 3.6617 | 3.953 | 4.2637 | 4.5505 | 4.8773 | 5.1738 | 5.4887 | 5.8109 | 6.1201 | 6.4295 | 6.6885 | 6.9471 | 7.188 | 7.4055 | 7.5909 | 7.7944 | 7.9446 | 8.1223 | 8.2953 | 8.4104 |  | 1.4352 | 1.4642 | 1.4968 | 1.533 | 1.6656 | 1.8105 | 1.9641 | 2.1275 | 2.2967 | 2.4714 | 2.6404 | 2.8247 | 3.011 | 3.18 | 3.3684 | 3.5336 | 3.7412 | 3.952 | 4.1868 | 4.4357 | 4.6796 | 4.9327 | 5.083 | 5.2404 | 5.3853 | 5.4921 | 5.6169 | 5.7771 | 5.8834 | 6.0155 | 6.1452 | 6.2313
Kay St |  | 0.86686 | 0.88587 | 0.91162 | 0.94475 | 0.99927 | 1.0685 | 1.1528 | 1.2544 | 1.3729 | 1.5027 | 1.6453 | 1.8047 | 1.9708 | 2.1399 | 2.3146 | 2.4905 | 2.6709 | 2.842 | 3.0143 | 3.187 | 3.359 | 3.5282 | 3.6762 | 3.8269 | 3.971 | 4.1056 | 4.2285 | 4.3599 | 4.455 | 4.5634 | 4.6676 | 4.7358 |  | 0.8667 | 0.875 | 0.88452 | 0.89518 | 0.91054 | 0.92824 | 0.94783 | 0.96939 | 0.99316 | 1.0185 | 1.0446 | 1.0733 | 1.0991 | 1.127 | 1.1579 | 1.1918 | 1.2291 | 1.2697 | 1.3137 | 1.3614 | 1.4127 | 1.4667 | 1.5063 | 1.5551 | 1.6044 | 1.651 | 1.6922 | 1.7482 | 1.7736 | 1.817 | 1.8614 | 1.8888 |  | 0.86686 | 0.88378 | 0.90263 | 0.92348 | 0.9591 | 0.99954 | 1.0445 | 1.0943 | 1.1485 | 1.206 | 1.2674 | 1.3351 | 1.4061 | 1.4793 | 1.5584 | 1.6395 | 1.7267 | 1.8078 | 1.8941 | 1.9856 | 2.0824 | 2.1828 | 2.2686 | 2.3632 | 2.4573 | 2.5475 | 2.6312 | 2.7286 | 2.7942 | 2.8768 | 2.9593 | 3.0138 |  | 0.86686 | 0.88587 | 0.91162 | 0.94476 | 1.0018 | 1.0738 | 1.161 | 1.2656 | 1.3872 | 1.5202 | 1.6657 | 1.8282 | 1.9972 | 2.1693 | 2.347 | 2.5247 | 2.7078 | 2.8815 | 3.0578 | 3.2347 | 3.4098 | 3.5823 | 3.7308 | 3.8812 | 4.0248 | 4.1586 | 4.2807 | 4.4111 | 4.5051 | 4.6124 | 4.7154 | 4.7828 |  | 0.86635 | 0.88172 | 0.89918 | 0.91871 | 0.96623 | 1.0189 | 1.0761 | 1.1385 | 1.2051 | 1.2754 | 1.3494 | 1.4298 | 1.5145 | 1.6015 | 1.6942 | 1.7878 | 1.8884 | 1.9929 | 2.1041 | 2.2208 | 2.3414 | 2.466 | 2.5522 | 2.6465 | 2.7401 | 2.8295 | 2.9125 | 3.0087 | 3.0732 | 3.1547 | 3.236 | 3.2896
Kendal |  | 5.7288 | 5.7662 | 5.8195 | 5.8904 | 6.0162 | 6.1788 | 6.3793 | 6.6234 | 6.9105 | 7.2264 | 7.5633 | 7.9503 | 8.354 | 8.7417 | 9.1578 | 9.5587 | 9.9931 | 10.4079 | 10.8246 | 11.2418 | 11.6564 | 12.0624 | 12.418 | 12.7829 | 13.1252 | 13.4305 | 13.703 | 13.9831 | 14.1827 | 14.425 | 14.6639 | 14.8148 |  | 5.729 | 5.7438 | 5.7612 | 5.7809 | 5.8135 | 5.8513 | 5.8931 | 5.9384 | 5.9875 | 6.04 | 6.0822 | 6.1372 | 6.1858 | 6.2335 | 6.2925 | 6.3609 | 6.4397 | 6.5292 | 6.6274 | 6.7355 | 6.8534 | 6.9778 | 7.0673 | 7.1791 | 7.29 | 7.3853 | 7.4683 | 7.5769 | 7.6196 | 7.7163 | 7.8234 | 7.8871 |  | 5.7288 | 5.7613 | 5.7986 | 5.8408 | 5.9218 | 6.0148 | 6.1189 | 6.2344 | 6.3602 | 6.4941 | 6.6257 | 6.7796 | 6.9416 | 7.0859 | 7.2595 | 7.4204 | 7.6199 | 7.8086 | 8.0104 | 8.2266 | 8.4561 | 8.6949 | 8.9018 | 9.1349 | 9.3622 | 9.5682 | 9.756 | 9.9654 | 10.1071 | 10.3017 | 10.504 | 10.6346 |  | 5.7288 | 5.7662 | 5.8195 | 5.8905 | 6.0428 | 6.2361 | 6.4683 | 6.7468 | 7.0685 | 7.4199 | 7.7901 | 8.2113 | 8.6478 | 9.0695 | 9.5188 | 9.9356 | 10.3999 | 10.8351 | 11.2913 | 11.7529 | 12.1943 | 12.6303 | 12.9926 | 13.3536 | 13.6886 | 13.9838 | 14.2451 | 14.5105 | 14.695 | 14.9213 | 15.1447 | 15.283 |  | 5.7286 | 5.7603 | 5.797 | 5.8385 | 5.9704 | 6.1184 | 6.2785 | 6.4529 | 6.6376 | 6.8315 | 7.0208 | 7.2332 | 7.4531 | 7.6566 | 7.8884 | 8.0903 | 8.3449 | 8.6018 | 8.8905 | 9.1979 | 9.5005 | 9.8148 | 10.0238 | 10.2464 | 10.455 | 10.6083 | 10.7997 | 11.0225 | 11.1674 | 11.3547 | 11.5451 | 11.6653
Keswick |  | 1.8682 | 1.8956 | 1.9327 | 1.98 | 2.0637 | 2.1672 | 2.2899 | 2.4343 | 2.599 | 2.7772 | 2.9673 | 3.1799 | 3.4002 | 3.6156 | 3.8427 | 4.067 | 4.3061 | 4.5298 | 4.7561 | 4.9846 | 5.214 | 5.4417 | 5.6444 | 5.8534 | 6.0537 | 6.2438 | 6.4138 | 6.6034 | 6.7454 | 6.9042 | 7.0556 | 7.1589 |  | 1.8693 | 1.8823 | 1.8967 | 1.9125 | 1.9369 | 1.9647 | 1.9949 | 2.0274 | 2.062 | 2.0984 | 2.1319 | 2.1706 | 2.2033 | 2.2356 | 2.2727 | 2.3154 | 2.364 | 2.4196 | 2.4799 | 2.5458 | 2.6171 | 2.6924 | 2.7488 | 2.8165 | 2.8835 | 2.9479 | 2.9994 | 3.0774 | 3.1144 | 3.1734 | 3.2309 | 3.2686 |  | 1.8682 | 1.8926 | 1.92 | 1.9503 | 2.008 | 2.0729 | 2.1439 | 2.2212 | 2.3037 | 2.3902 | 2.4778 | 2.5752 | 2.6763 | 2.7715 | 2.8783 | 2.9828 | 3.1036 | 3.2125 | 3.3284 | 3.4519 | 3.5825 | 3.7186 | 3.837 | 3.9682 | 4.0975 | 4.2227 | 4.3335 | 4.4695 | 4.5628 | 4.6772 | 4.7885 | 4.8647 |  | 1.8682 | 1.8956 | 1.9327 | 1.98 | 2.0741 | 2.1896 | 2.3246 | 2.4823 | 2.6604 | 2.8524 | 3.0553 | 3.2811 | 3.5141 | 3.7428 | 3.9827 | 4.2136 | 4.4643 | 4.6968 | 4.9389 | 5.1851 | 5.4256 | 5.6657 | 5.8709 | 6.0784 | 6.276 | 6.4624 | 6.6284 | 6.8126 | 6.949 | 7.102 | 7.2477 | 7.3464 |  | 1.8683 | 1.8926 | 1.9198 | 1.9499 | 2.0379 | 2.1344 | 2.2375 | 2.348 | 2.4635 | 2.5835 | 2.7037 | 2.8341 | 2.9679 | 3.0962 | 3.2359 | 3.367 | 3.5195 | 3.6762 | 3.8468 | 4.0269 | 4.2077 | 4.3951 | 4.516 | 4.6458 | 4.7723 | 4.8938 | 5.0006 | 5.1311 | 5.219 | 5.3274 | 5.4331 | 5.5046
Kingsway |  | 0.20769 | 0.20788 | 0.20812 | 0.20841 | 0.20924 | 0.21015 | 0.21113 | 0.21219 | 0.2133 | 0.21445 | 0.21565 | 0.2169 | 0.21819 | 0.21949 | 0.22082 | 0.22218 | 0.22356 | 0.22448 | 0.22541 | 0.22629 | 0.22699 | 0.22718 | 0.22588 | 0.22097 | 0.20756 | 0.17857 | 0.13315 | 0.087969 | 0.058867 | 0.045417 | 0.040374 | 0.037422 |  | 0.20769 | 0.20777 | 0.20786 | 0.20796 | 0.2082 | 0.20847 | 0.20876 | 0.20906 | 0.20937 | 0.2097 | 0.21004 | 0.2104 | 0.21062 | 0.21085 | 0.2111 | 0.21137 | 0.21166 | 0.21196 | 0.21227 | 0.21254 | 0.21267 | 0.2124 | 0.21093 | 0.20663 | 0.19562 | 0.17231 | 0.13601 | 0.099953 | 0.076542 | 0.065494 | 0.061069 | 0.059473 |  | 0.20769 | 0.20786 | 0.20805 | 0.20826 | 0.20896 | 0.2097 | 0.21047 | 0.21127 | 0.21208 | 0.21292 | 0.21378 | 0.21466 | 0.21557 | 0.21648 | 0.21742 | 0.21838 | 0.21936 | 0.21987 | 0.2204 | 0.22087 | 0.22118 | 0.22098 | 0.21928 | 0.21397 | 0.20018 | 0.1708 | 0.12499 | 0.079429 | 0.049946 | 0.036116 | 0.030696 | 0.027464 |  | 0.20769 | 0.20788 | 0.20812 | 0.20841 | 0.20927 | 0.21021 | 0.21122 | 0.21231 | 0.21345 | 0.21462 | 0.21585 | 0.21714 | 0.21845 | 0.21979 | 0.22114 | 0.22253 | 0.22395 | 0.22492 | 0.2259 | 0.22684 | 0.2276 | 0.22785 | 0.22654 | 0.22163 | 0.20823 | 0.17924 | 0.13381 | 0.088636 | 0.059533 | 0.046083 | 0.04104 | 0.038088 |  | 0.20769 | 0.20786 | 0.20805 | 0.20826 | 0.20944 | 0.21065 | 0.21189 | 0.21317 | 0.21446 | 0.21577 | 0.2171 | 0.21846 | 0.21984 | 0.22123 | 0.22264 | 0.22408 | 0.22553 | 0.22529 | 0.22417 | 0.22228 | 0.21922 | 0.21428 | 0.20501 | 0.18909 | 0.15648 | 0.057218 | 0.03579 | 0.036439 | 0.036903 | 0.037429 | 0.037897 | 0.038262
Kinkry Hill |  | 0.064141 | 0.065707 | 0.067804 | 0.070457 | 0.07599 | 0.082576 | 0.090165 | 0.098828 | 0.10846 | 0.11874 | 0.12948 | 0.14134 | 0.15346 | 0.16495 | 0.17711 | 0.18908 | 0.20215 | 0.21376 | 0.22555 | 0.23755 | 0.24967 | 0.26179 | 0.27273 | 0.28406 | 0.29495 | 0.30536 | 0.31458 | 0.32508 | 0.33308 | 0.34195 | 0.35037 | 0.35623 |  | 0.064151 | 0.064785 | 0.06552 | 0.066332 | 0.067907 | 0.069675 | 0.071574 | 0.073568 | 0.075623 | 0.077742 | 0.079587 | 0.081697 | 0.083113 | 0.084323 | 0.085716 | 0.087559 | 0.089817 | 0.092676 | 0.095807 | 0.099293 | 0.10311 | 0.10718 | 0.11029 | 0.11396 | 0.11756 | 0.12105 | 0.12367 | 0.12792 | 0.12998 | 0.13315 | 0.13615 | 0.13819 |  | 0.064141 | 0.065546 | 0.067113 | 0.068837 | 0.072972 | 0.077498 | 0.082362 | 0.087528 | 0.092902 | 0.09845 | 0.10392 | 0.10989 | 0.11591 | 0.12125 | 0.12724 | 0.13305 | 0.14004 | 0.14571 | 0.15176 | 0.15828 | 0.16521 | 0.17247 | 0.17888 | 0.186 | 0.19298 | 0.19977 | 0.20563 | 0.21303 | 0.21817 | 0.22436 | 0.23031 | 0.23446 |  | 0.064141 | 0.065707 | 0.067805 | 0.070459 | 0.0768 | 0.084306 | 0.092842 | 0.10253 | 0.11319 | 0.12452 | 0.13625 | 0.14913 | 0.16222 | 0.17473 | 0.18787 | 0.20036 | 0.21434 | 0.22666 | 0.23968 | 0.25305 | 0.26605 | 0.27915 | 0.29027 | 0.3015 | 0.31218 | 0.32232 | 0.33123 | 0.34133 | 0.34892 | 0.35735 | 0.36534 | 0.37086 |  | 0.064142 | 0.065546 | 0.067112 | 0.068835 | 0.075685 | 0.083037 | 0.090755 | 0.098853 | 0.10716 | 0.11567 | 0.12404 | 0.13293 | 0.14184 | 0.15009 | 0.15898 | 0.16722 | 0.17701 | 0.18712 | 0.19813 | 0.20973 | 0.22127 | 0.23323 | 0.23982 | 0.24683 | 0.25361 | 0.26013 | 0.26568 | 0.27268 | 0.27741 | 0.28316 | 0.28869 | 0.29249
Kirkby Lonsdale |  | 0.39847 | 0.40708 | 0.41904 | 0.43461 | 0.46624 | 0.50509 | 0.55117 | 0.60544 | 0.66758 | 0.73498 | 0.80672 | 0.88731 | 0.97079 | 1.0519 | 1.1376 | 1.2217 | 1.3116 | 1.3929 | 1.4749 | 1.5574 | 1.6399 | 1.7213 | 1.7932 | 1.8674 | 1.9382 | 2.0046 | 2.065 | 2.1297 | 2.1769 | 2.2304 | 2.2818 | 2.3156 |  | 0.39892 | 0.40317 | 0.40786 | 0.41297 | 0.42206 | 0.43222 | 0.44321 | 0.45488 | 0.46727 | 0.48023 | 0.49176 | 0.50529 | 0.51566 | 0.52577 | 0.53766 | 0.55165 | 0.56781 | 0.58653 | 0.60699 | 0.62949 | 0.65398 | 0.67992 | 0.6991 | 0.72267 | 0.74647 | 0.76898 | 0.78869 | 0.81576 | 0.8281 | 0.84903 | 0.87031 | 0.88355 |  | 0.39847 | 0.40607 | 0.41469 | 0.42432 | 0.44683 | 0.47179 | 0.49898 | 0.52841 | 0.55971 | 0.59253 | 0.62542 | 0.66212 | 0.70014 | 0.73543 | 0.77541 | 0.81409 | 0.85938 | 0.89755 | 0.93832 | 0.98193 | 1.0282 | 1.0765 | 1.1184 | 1.1655 | 1.2121 | 1.2569 | 1.2982 | 1.3462 | 1.3789 | 1.4196 | 1.46 | 1.4869 |  | 0.39847 | 0.40708 | 0.41904 | 0.43462 | 0.47077 | 0.51479 | 0.56619 | 0.62623 | 0.69415 | 0.76748 | 0.84478 | 0.93107 | 1.0201 | 1.1069 | 1.1982 | 1.2851 | 1.3801 | 1.4653 | 1.5542 | 1.6444 | 1.7317 | 1.8185 | 1.8915 | 1.9651 | 2.0348 | 2.0996 | 2.1582 | 2.2207 | 2.2655 | 2.3166 | 2.3655 | 2.3974 |  | 0.3985 | 0.40604 | 0.41459 | 0.42415 | 0.46105 | 0.50104 | 0.54339 | 0.58843 | 0.63535 | 0.68392 | 0.73223 | 0.78447 | 0.83794 | 0.88887 | 0.94436 | 0.99586 | 1.0561 | 1.1176 | 1.1847 | 1.2554 | 1.3259 | 1.399 | 1.442 | 1.4885 | 1.534 | 1.5771 | 1.6167 | 1.6625 | 1.6928 | 1.731 | 1.769 | 1.794
Kirkby Moor |  | 5.6267 | 5.6301 | 5.6348 | 5.6409 | 5.6532 | 5.6685 | 5.6869 | 5.7088 | 5.734 | 5.7615 | 5.7908 | 5.8239 | 5.8582 | 5.8895 | 5.9233 | 5.9558 | 5.9907 | 6.0222 | 6.0532 | 6.0834 | 6.1121 | 6.1379 | 6.1558 | 6.1666 | 6.1561 | 6.0634 | 6.0694 | 6.0956 | 6.1144 | 6.1359 | 6.1566 | 6.1699 |  | 5.627 | 5.6289 | 5.6309 | 5.633 | 5.6367 | 5.6407 | 5.6451 | 5.6497 | 5.6545 | 5.6596 | 5.6639 | 5.6691 | 5.673 | 5.6768 | 5.6813 | 5.6868 | 5.6931 | 5.7006 | 5.7088 | 5.7177 | 5.7272 | 5.7367 | 5.7417 | 5.7443 | 5.7369 | 5.7101 | 5.6631 | 5.6187 | 5.5877 | 5.5791 | 5.581 | 5.5821 |  | 5.6267 | 5.6297 | 5.633 | 5.6367 | 5.6453 | 5.6548 | 5.6653 | 5.6767 | 5.6889 | 5.7017 | 5.7144 | 5.7288 | 5.7437 | 5.7553 | 5.7696 | 5.7829 | 5.7988 | 5.8119 | 5.8255 | 5.8393 | 5.8529 | 5.8649 | 5.8704 | 5.8702 | 5.8499 | 5.7486 | 5.7472 | 5.767 | 5.7804 | 5.7972 | 5.8141 | 5.8252 |  | 5.6267 | 5.6301 | 5.6348 | 5.6409 | 5.6553 | 5.6731 | 5.694 | 5.7186 | 5.7465 | 5.7768 | 5.8087 | 5.8445 | 5.8814 | 5.9154 | 5.9518 | 5.9857 | 6.0229 | 6.0561 | 6.0903 | 6.1241 | 6.155 | 6.1834 | 6.2018 | 6.2123 | 6.2012 | 6.1078 | 6.1129 | 6.138 | 6.1556 | 6.1759 | 6.1954 | 6.2078 |  | 5.6268 | 5.6296 | 5.6329 | 5.6366 | 5.6508 | 5.6663 | 5.6828 | 5.7005 | 5.7189 | 5.7381 | 5.7569 | 5.7775 | 5.7986 | 5.8179 | 5.8357 | 5.8499 | 5.866 | 5.8785 | 5.8856 | 5.8743 | 5.7827 | 5.7811 | 5.7989 | 5.8182 | 5.8371 | 5.8549 | 5.8716 | 5.8903 | 5.9025 | 5.9182 | 5.9339 | 5.944
Kirkby Stephen |  | 1.1807 | 1.209 | 1.2474 | 1.2966 | 1.377 | 1.4786 | 1.6008 | 1.7457 | 1.9119 | 2.0923 | 2.2797 | 2.4942 | 2.7162 | 2.9222 | 3.1477 | 3.3616 | 3.602 | 3.8362 | 4.0732 | 4.3129 | 4.5537 | 4.7928 | 5.0076 | 5.2316 | 5.4461 | 5.6493 | 5.8314 | 6.033 | 6.184 | 6.3526 | 6.5133 | 6.6226 |  | 1.1811 | 1.1929 | 1.2064 | 1.2213 | 1.2439 | 1.2702 | 1.2989 | 1.3296 | 1.3623 | 1.3966 | 1.4223 | 1.4566 | 1.4868 | 1.5142 | 1.5485 | 1.5897 | 1.638 | 1.6947 | 1.7566 | 1.8247 | 1.8989 | 1.9776 | 2.0365 | 2.1074 | 2.1778 | 2.2453 | 2.2998 | 2.3816 | 2.4201 | 2.4821 | 2.5428 | 2.5824 |  | 1.1807 | 1.2059 | 1.2342 | 1.2655 | 1.3187 | 1.3797 | 1.4474 | 1.5215 | 1.6008 | 1.6842 | 1.7632 | 1.8557 | 1.9516 | 2.0303 | 2.1284 | 2.2155 | 2.3311 | 2.4439 | 2.5642 | 2.6931 | 2.8298 | 2.9725 | 3.0987 | 3.2413 | 3.3814 | 3.5169 | 3.6376 | 3.7835 | 3.8844 | 4.0073 | 4.127 | 4.2087 |  | 1.1807 | 1.209 | 1.2474 | 1.2967 | 1.3972 | 1.522 | 1.6683 | 1.8394 | 2.0319 | 2.2394 | 2.4521 | 2.6925 | 2.9395 | 3.1714 | 3.4221 | 3.6478 | 3.911 | 4.1602 | 4.4268 | 4.7 | 4.9606 | 5.2222 | 5.4422 | 5.6631 | 5.872 | 6.0673 | 6.2408 | 6.431 | 6.5703 | 6.7265 | 6.8752 | 6.9747 |  | 1.1808 | 1.2059 | 1.2341 | 1.2654 | 1.3513 | 1.4481 | 1.5525 | 1.6655 | 1.7837 | 1.9068 | 2.0236 | 2.1547 | 2.2882 | 2.4054 | 2.5415 | 2.6532 | 2.8041 | 2.9566 | 3.1313 | 3.3184 | 3.4997 | 3.6896 | 3.821 | 3.9605 | 4.095 | 4.2227 | 4.3347 | 4.4692 | 4.5584 | 4.6689 | 4.7766 | 4.8485
Kirkby Thore |  | 0.75936 | 0.77732 | 0.802 | 0.83388 | 0.88534 | 0.95122 | 1.0313 | 1.1272 | 1.2381 | 1.3592 | 1.4846 | 1.6295 | 1.7799 | 1.9185 | 2.0715 | 2.215 | 2.3776 | 2.5371 | 2.6981 | 2.8606 | 3.0234 | 3.1846 | 3.3289 | 3.4797 | 3.6238 | 3.7595 | 3.8821 | 4.0153 | 4.1139 | 4.2247 | 4.3305 | 4.4014 |  | 0.75976 | 0.76747 | 0.77627 | 0.78598 | 0.80044 | 0.81722 | 0.83567 | 0.85538 | 0.87643 | 0.89862 | 0.91424 | 0.93621 | 0.9561 | 0.97413 | 0.99737 | 1.025 | 1.0574 | 1.0949 | 1.1359 | 1.1811 | 1.2303 | 1.2825 | 1.3213 | 1.3685 | 1.4158 | 1.4607 | 1.4987 | 1.553 | 1.5782 | 1.6197 | 1.6613 | 1.6877 |  | 0.75936 | 0.77528 | 0.79324 | 0.81323 | 0.84651 | 0.88494 | 0.92796 | 0.97537 | 1.0264 | 1.0804 | 1.1308 | 1.191 | 1.2537 | 1.3039 | 1.3685 | 1.4243 | 1.5005 | 1.5762 | 1.657 | 1.7436 | 1.8355 | 1.9314 | 2.0163 | 2.1128 | 2.2079 | 2.2995 | 2.3827 | 2.4807 | 2.5482 | 2.6311 | 2.7125 | 2.7674 |  | 0.75936 | 0.77732 | 0.80201 | 0.83391 | 0.90014 | 0.98316 | 1.081 | 1.1962 | 1.3266 | 1.4675 | 1.6116 | 1.7756 | 1.9444 | 2.1021 | 2.2737 | 2.4259 | 2.6052 | 2.7754 | 2.9582 | 3.1453 | 3.3225 | 3.5001 | 3.6483 | 3.7967 | 3.9367 | 4.0666 | 4.1828 | 4.3075 | 4.3975 | 4.499 | 4.5959 | 4.6595 |  | 0.75939 | 0.77526 | 0.79317 | 0.81311 | 0.86804 | 0.93049 | 0.99809 | 1.0717 | 1.1491 | 1.2299 | 1.3057 | 1.3919 | 1.48 | 1.5562 | 1.6464 | 1.7178 | 1.8176 | 1.9177 | 2.0339 | 2.1586 | 2.2785 | 2.4043 | 2.493 | 2.5872 | 2.6782 | 2.764 | 2.8407 | 2.9303 | 2.9891 | 3.0627 | 3.1353 | 3.1828
Kirkhall Lane |  | 1.3796 | 1.398 | 1.4242 | 1.4591 | 1.5122 | 1.5833 | 1.6732 | 1.7851 | 1.9191 | 2.0677 | 2.2336 | 2.4211 | 2.6178 | 2.8147 | 3.0187 | 3.2242 | 3.4321 | 3.6342 | 3.8352 | 4.0331 | 4.2254 | 4.4069 | 4.5502 | 4.6747 | 4.7375 | 4.5733 | 4.6674 | 4.8152 | 4.9181 | 5.038 | 5.1541 | 5.2266 |  | 1.3796 | 1.3869 | 1.3956 | 1.4055 | 1.4187 | 1.4344 | 1.4522 | 1.4722 | 1.4947 | 1.5192 | 1.5452 | 1.5741 | 1.6025 | 1.6336 | 1.6682 | 1.7063 | 1.7482 | 1.794 | 1.8438 | 1.8977 | 1.9554 | 2.0146 | 2.052 | 2.0898 | 2.1023 | 2.0608 | 1.9658 | 1.8826 | 1.8147 | 1.8202 | 1.8564 | 1.8769 |  | 1.3796 | 1.3956 | 1.4139 | 1.4346 | 1.4655 | 1.502 | 1.5437 | 1.5914 | 1.6445 | 1.7018 | 1.7646 | 1.8349 | 1.9101 | 1.9847 | 2.0669 | 2.1518 | 2.2419 | 2.3306 | 2.424 | 2.5213 | 2.6212 | 2.7194 | 2.7889 | 2.8482 | 2.8544 | 2.6417 | 2.6947 | 2.8085 | 2.884 | 2.9816 | 3.0812 | 3.1449 |  | 1.3796 | 1.398 | 1.4242 | 1.4591 | 1.5136 | 1.5864 | 1.6778 | 1.7916 | 1.9273 | 2.0777 | 2.2453 | 2.4346 | 2.6329 | 2.8316 | 3.0373 | 3.2438 | 3.4533 | 3.6568 | 3.8601 | 4.0605 | 4.2545 | 4.4379 | 4.5815 | 4.7059 | 4.7684 | 4.6037 | 4.6974 | 4.8446 | 4.9469 | 5.0661 | 5.1816 | 5.2536 |  | 1.3794 | 1.3946 | 1.4123 | 1.4323 | 1.4703 | 1.514 | 1.5629 | 1.618 | 1.6784 | 1.7432 | 1.8134 | 1.8911 | 1.9743 | 2.0606 | 2.1435 | 2.2253 | 2.3078 | 2.3852 | 2.4486 | 2.4653 | 2.2744 | 2.3248 | 2.4261 | 2.538 | 2.6501 | 2.7563 | 2.8596 | 2.9728 | 3.0476 | 3.1446 | 3.2435 | 3.3067
Kitt Green |  | 0.41904 | 0.42919 | 0.4438 | 0.46339 | 0.49312 | 0.5331 | 0.58373 | 0.64701 | 0.72281 | 0.80701 | 0.90109 | 1.0075 | 1.1193 | 1.2339 | 1.3519 | 1.4712 | 1.5924 | 1.7112 | 1.8304 | 1.9493 | 2.0672 | 2.1823 | 2.2818 | 2.3827 | 2.4789 | 2.5671 | 2.6496 | 2.7336 | 2.792 | 2.8601 | 2.9261 | 2.9672 |  | 0.41907 | 0.42295 | 0.42762 | 0.43293 | 0.44008 | 0.44864 | 0.45832 | 0.46932 | 0.48173 | 0.49526 | 0.50972 | 0.52583 | 0.54196 | 0.55965 | 0.5793 | 0.60095 | 0.62475 | 0.65081 | 0.67921 | 0.71008 | 0.7435 | 0.77868 | 0.80401 | 0.83624 | 0.86952 | 0.9004 | 0.93058 | 0.96734 | 0.98322 | 1.0125 | 1.0438 | 1.062 |  | 0.41904 | 0.42782 | 0.43796 | 0.44946 | 0.46657 | 0.48683 | 0.51005 | 0.53669 | 0.5664 | 0.59857 | 0.63387 | 0.67343 | 0.71595 | 0.76087 | 0.8094 | 0.85997 | 0.91401 | 0.96822 | 1.0261 | 1.0877 | 1.1529 | 1.2206 | 1.2781 | 1.3419 | 1.4059 | 1.4666 | 1.5257 | 1.5905 | 1.6334 | 1.689 | 1.7457 | 1.7819 |  | 0.41904 | 0.42919 | 0.44381 | 0.46339 | 0.49393 | 0.5348 | 0.58635 | 0.65062 | 0.72742 | 0.81263 | 0.90766 | 1.015 | 1.1278 | 1.2434 | 1.3623 | 1.4822 | 1.6043 | 1.7239 | 1.8444 | 1.9647 | 2.0835 | 2.1997 | 2.2994 | 2.4002 | 2.4961 | 2.5842 | 2.6663 | 2.75 | 2.8081 | 2.8758 | 2.9414 | 2.9823 |  | 0.41902 | 0.42766 | 0.43765 | 0.44902 | 0.47011 | 0.49444 | 0.52174 | 0.55254 | 0.58639 | 0.62274 | 0.66217 | 0.70588 | 0.75268 | 0.8019 | 0.85472 | 0.90918 | 0.96743 | 1.0289 | 1.0946 | 1.1641 | 1.2367 | 1.312 | 1.3696 | 1.4333 | 1.4972 | 1.5576 | 1.6164 | 1.6808 | 1.7234 | 1.7786 | 1.8349 | 1.8709
Knott Mill |  | 2.4771 | 2.4996 | 2.5317 | 2.5742 | 2.6518 | 2.7508 | 2.8716 | 3.0184 | 3.1908 | 3.3803 | 3.5905 | 3.8254 | 4.0717 | 4.325 | 4.5846 | 4.8479 | 5.1144 | 5.3619 | 5.6103 | 5.8579 | 6.1022 | 6.3373 | 6.5293 | 6.6961 | 6.788 | 6.7442 | 6.5612 | 6.3848 | 6.2808 | 6.3169 | 6.4133 | 6.4757 |  | 2.4772 | 2.4857 | 2.4958 | 2.5072 | 2.5265 | 2.5489 | 2.5735 | 2.6011 | 2.6317 | 2.6647 | 2.7003 | 2.7391 | 2.7746 | 2.8136 | 2.8565 | 2.9035 | 2.955 | 3.0109 | 3.0716 | 3.1369 | 3.2064 | 3.2763 | 3.3169 | 3.3494 | 3.3321 | 3.2154 | 2.996 | 2.793 | 2.6452 | 2.6195 | 2.6485 | 2.6733 |  | 2.4771 | 2.4967 | 2.5192 | 2.5446 | 2.5955 | 2.6532 | 2.717 | 2.7881 | 2.8655 | 2.948 | 3.0375 | 3.1356 | 3.2401 | 3.3506 | 3.4678 | 3.5901 | 3.7185 | 3.833 | 3.9549 | 4.0839 | 4.2188 | 4.3549 | 4.4585 | 4.5467 | 4.5697 | 4.4661 | 4.2316 | 4.0118 | 3.8718 | 3.8779 | 3.9506 | 3.9993 |  | 2.4771 | 2.4996 | 2.5317 | 2.5742 | 2.6535 | 2.7541 | 2.8766 | 3.0251 | 3.1992 | 3.3904 | 3.6023 | 3.839 | 4.087 | 4.3419 | 4.6033 | 4.868 | 5.1362 | 5.3864 | 5.6378 | 5.8884 | 6.1355 | 6.3734 | 6.5655 | 6.7322 | 6.8241 | 6.7801 | 6.597 | 6.4204 | 6.3163 | 6.3522 | 6.4484 | 6.5106 |  | 2.4771 | 2.4967 | 2.5191 | 2.5444 | 2.6168 | 2.696 | 2.7814 | 2.8741 | 2.973 | 3.0771 | 3.1883 | 3.308 | 3.4341 | 3.5663 | 3.7052 | 3.849 | 3.9991 | 4.1423 | 4.2864 | 4.432 | 4.5756 | 4.7099 | 4.7551 | 4.7615 | 4.6393 | 3.9967 | 3.9501 | 4.0864 | 4.1772 | 4.2937 | 4.4116 | 4.4879
Lamberhead |  | 6.8672 | 6.8887 | 6.9193 | 6.9599 | 7.0235 | 7.1078 | 7.2136 | 7.3448 | 7.5012 | 7.6744 | 7.8675 | 8.0852 | 8.3135 | 8.4942 | 8.7014 | 8.8897 | 9.0496 | 9.1526 | 9.1838 | 9.1186 | 8.9385 | 8.6464 | 8.2556 | 7.8677 | 7.5374 | 7.2977 | 7.159 | 7.1212 | 7.1031 | 7.1548 | 7.2351 | 7.2855 |  | 6.8672 | 6.8757 | 6.8859 | 6.8975 | 6.9134 | 6.9323 | 6.9536 | 6.9775 | 7.0043 | 7.0333 | 7.0642 | 7.0983 | 7.1314 | 7.1256 | 7.1387 | 7.1392 | 7.1182 | 7.0622 | 6.9539 | 6.7739 | 6.5096 | 6.1643 | 5.745 | 5.3402 | 4.9908 | 4.7212 | 4.5389 | 4.4469 | 4.3702 | 4.36 | 4.3801 | 4.3902 |  | 6.8672 | 6.8859 | 6.9073 | 6.9315 | 6.9695 | 7.0138 | 7.0642 | 7.1215 | 7.1849 | 7.2533 | 7.328 | 7.4113 | 7.5002 | 7.5405 | 7.608 | 7.6579 | 7.6825 | 7.6552 | 7.5628 | 7.3819 | 7.0954 | 6.7073 | 6.2312 | 5.7679 | 5.3719 | 5.0757 | 4.889 | 4.8111 | 4.7605 | 4.7857 | 4.8459 | 4.8854 |  | 6.8672 | 6.8887 | 6.9193 | 6.9599 | 7.0253 | 7.1115 | 7.2193 | 7.3526 | 7.5111 | 7.6865 | 7.8816 | 8.1015 | 8.3318 | 8.5146 | 8.7239 | 8.9134 | 9.0752 | 9.1802 | 9.2142 | 9.152 | 8.9742 | 8.6845 | 8.294 | 7.9059 | 7.5753 | 7.3351 | 7.1959 | 7.1573 | 7.1385 | 7.1896 | 7.2691 | 7.3189 |  | 6.867 | 6.8849 | 6.9056 | 6.9291 | 6.977 | 7.0316 | 7.0922 | 7.1598 | 7.2336 | 7.3125 | 7.3976 | 7.4913 | 7.5912 | 7.6301 | 7.7001 | 7.7477 | 7.7622 | 7.7207 | 7.5988 | 7.3652 | 6.9982 | 6.5039 | 5.886 | 5.2802 | 4.7579 | 4.3616 | 4.1011 | 3.9722 | 3.8879 | 3.8913 | 3.9375 | 3.9026
Lancaster |  | 9.5329 | 9.5539 | 9.5829 | 9.6206 | 9.6819 | 9.7608 | 9.8572 | 9.9741 | 10.111 | 10.2611 | 10.425 | 10.6097 | 10.8026 | 10.9538 | 11.129 | 11.2865 | 11.4257 | 11.5164 | 11.5504 | 11.5078 | 11.3737 | 11.1495 | 10.8431 | 10.5308 | 10.2415 | 9.9837 | 9.7592 | 9.6214 | 9.5418 | 9.5604 | 9.6232 | 9.6662 |  | 9.5331 | 9.5421 | 9.5525 | 9.5641 | 9.5809 | 9.6003 | 9.6219 | 9.6457 | 9.6719 | 9.7 | 9.7276 | 9.7592 | 9.7885 | 9.786 | 9.7995 | 9.8033 | 9.7906 | 9.7504 | 9.6686 | 9.5296 | 9.323 | 9.0507 | 8.7154 | 8.3837 | 8.0774 | 7.8022 | 7.558 | 7.3917 | 7.2702 | 7.2348 | 7.2398 | 7.2455 |  | 9.5329 | 9.5514 | 9.5723 | 9.5957 | 9.6349 | 9.6799 | 9.7302 | 9.7862 | 9.8473 | 9.9124 | 9.9808 | 10.0573 | 10.1383 | 10.1766 | 10.2393 | 10.285 | 10.3146 | 10.2993 | 10.2321 | 10.0942 | 9.8716 | 9.5666 | 9.1873 | 8.8093 | 8.4615 | 8.1519 | 7.8817 | 7.7043 | 7.5906 | 7.5794 | 7.6172 | 7.6445 |  | 9.5329 | 9.5539 | 9.5829 | 9.6206 | 9.6871 | 9.7718 | 9.8743 | 9.9978 | 10.1412 | 10.2981 | 10.4684 | 10.6595 | 10.8587 | 11.0163 | 11.1979 | 11.3586 | 11.5036 | 11.5988 | 11.6405 | 11.6066 | 11.4781 | 11.26 | 10.9549 | 10.6418 | 10.3513 | 10.0917 | 9.8651 | 9.7247 | 9.6425 | 9.6582 | 9.7182 | 9.7589 |  | 9.5328 | 9.5506 | 9.5709 | 9.5937 | 9.6482 | 9.7092 | 9.7757 | 9.8484 | 9.9262 | 10.0083 | 10.0932 | 10.1865 | 10.2844 | 10.3299 | 10.4029 | 10.4526 | 10.4819 | 10.4606 | 10.3753 | 10.1996 | 9.9118 | 9.5178 | 9.0055 | 8.4843 | 7.9836 | 7.4039 | 7.1389 | 7.0433 | 6.9814 | 6.9892 | 7.0296 | 7.0053
Langley |  | 1.3927 | 1.4184 | 1.455 | 1.5037 | 1.5794 | 1.6799 | 1.806 | 1.9623 | 2.1485 | 2.3547 | 2.584 | 2.843 | 3.1146 | 3.3923 | 3.6787 | 3.9676 | 4.2621 | 4.5487 | 4.8364 | 5.1234 | 5.4079 | 5.6853 | 5.9229 | 6.158 | 6.3671 | 6.5308 | 6.6514 | 6.7776 | 6.8704 | 7.0132 | 7.1651 | 7.2609 |  | 1.3927 | 1.4028 | 1.4149 | 1.4285 | 1.4474 | 1.4698 | 1.495 | 1.5234 | 1.5552 | 1.5897 | 1.626 | 1.6666 | 1.7061 | 1.7493 | 1.7973 | 1.8502 | 1.9085 | 1.9722 | 2.0416 | 2.1168 | 2.198 | 2.2827 | 2.3417 | 2.4121 | 2.4733 | 2.5077 | 2.5169 | 2.5436 | 2.542 | 2.5934 | 2.6607 | 2.702 |  | 1.3927 | 1.415 | 1.4407 | 1.4697 | 1.5148 | 1.5675 | 1.6276 | 1.6958 | 1.7714 | 1.8529 | 1.9415 | 2.0406 | 2.1465 | 2.2574 | 2.3776 | 2.5019 | 2.6355 | 2.7671 | 2.9075 | 3.0568 | 3.2144 | 3.3772 | 3.513 | 3.6578 | 3.7882 | 3.884 | 3.9466 | 4.0245 | 4.0777 | 4.1879 | 4.3149 | 4.3969 |  | 1.3927 | 1.4184 | 1.455 | 1.5037 | 1.5822 | 1.6859 | 1.8152 | 1.975 | 2.1648 | 2.3746 | 2.6073 | 2.8697 | 3.1447 | 3.4258 | 3.7156 | 4.0064 | 4.304 | 4.5934 | 4.8855 | 5.1774 | 5.4651 | 5.7461 | 5.9843 | 6.2191 | 6.4276 | 6.5904 | 6.71 | 6.835 | 6.9265 | 7.0679 | 7.2185 | 7.3132 |  | 1.3925 | 1.4142 | 1.4393 | 1.4676 | 1.5251 | 1.5907 | 1.6635 | 1.7449 | 1.8336 | 1.9283 | 2.0299 | 2.1422 | 2.2617 | 2.3863 | 2.5201 | 2.6566 | 2.8035 | 2.9549 | 3.1153 | 3.2836 | 3.4571 | 3.6337 | 3.757 | 3.8832 | 3.9805 | 3.9548 | 4.0585 | 4.2148 | 4.3184 | 4.452 | 4.5878 | 4.6749
Langroyd Rd |  | 1.2135 | 1.2357 | 1.2667 | 1.3073 | 1.3767 | 1.4659 | 1.5758 | 1.7094 | 1.8668 | 2.0399 | 2.2293 | 2.4432 | 2.6661 | 2.89 | 3.1232 | 3.3556 | 3.5966 | 3.8255 | 4.0556 | 4.2855 | 4.5138 | 4.7372 | 4.9309 | 5.1263 | 5.3075 | 5.4648 | 5.5995 | 5.7398 | 5.8406 | 5.9691 | 6.0979 | 6.1798 |  | 1.2139 | 1.2245 | 1.2364 | 1.2496 | 1.269 | 1.2913 | 1.3159 | 1.3427 | 1.3721 | 1.4035 | 1.434 | 1.4688 | 1.4995 | 1.5319 | 1.5689 | 1.6102 | 1.6563 | 1.7073 | 1.7629 | 1.8235 | 1.8891 | 1.958 | 2.0072 | 2.0677 | 2.1259 | 2.1723 | 2.2078 | 2.2582 | 2.2758 | 2.3261 | 2.3835 | 2.4182 |  | 1.2135 | 1.233 | 1.2552 | 1.2799 | 1.3245 | 1.3755 | 1.4324 | 1.4957 | 1.5648 | 1.6385 | 1.7159 | 1.8025 | 1.8936 | 1.9847 | 2.0856 | 2.187 | 2.2997 | 2.4051 | 2.5176 | 2.6374 | 2.7642 | 2.8957 | 3.0075 | 3.1301 | 3.2476 | 3.3496 | 3.4368 | 3.5372 | 3.6049 | 3.7059 | 3.8132 | 3.8827 |  | 1.2135 | 1.2357 | 1.2667 | 1.3073 | 1.3827 | 1.4788 | 1.5957 | 1.737 | 1.902 | 2.0829 | 2.2797 | 2.5011 | 2.7314 | 2.9628 | 3.2033 | 3.4396 | 3.6873 | 3.9216 | 4.1607 | 4.4009 | 4.6358 | 4.8664 | 5.0615 | 5.2561 | 5.4358 | 5.5911 | 5.7235 | 5.8608 | 5.9585 | 6.0837 | 6.2094 | 6.2887 |  | 1.213 | 1.2309 | 1.2516 | 1.2749 | 1.3382 | 1.4087 | 1.4853 | 1.5691 | 1.6585 | 1.7529 | 1.8505 | 1.9577 | 2.0702 | 2.1829 | 2.3052 | 2.4246 | 2.5581 | 2.6952 | 2.8428 | 2.9983 | 3.1566 | 3.3195 | 3.428 | 3.5435 | 3.6481 | 3.7061 | 3.8057 | 3.9307 | 4.0134 | 4.1196 | 4.2273 | 4.2964
Leigh |  | 1.0175 | 1.0264 | 1.0388 | 1.055 | 1.0826 | 1.1179 | 1.1612 | 1.2137 | 1.2755 | 1.3433 | 1.4184 | 1.5024 | 1.5902 | 1.6761 | 1.7656 | 1.8555 | 1.9463 | 2.0305 | 2.1138 | 2.1949 | 2.2722 | 2.3424 | 2.3913 | 2.4213 | 2.3981 | 2.1843 | 2.1713 | 2.2023 | 2.2264 | 2.2695 | 2.317 | 2.3475 |  | 1.0174 | 1.0212 | 1.0255 | 1.0304 | 1.0377 | 1.0462 | 1.0556 | 1.066 | 1.0775 | 1.0898 | 1.1028 | 1.1171 | 1.1299 | 1.1439 | 1.1594 | 1.1764 | 1.195 | 1.2154 | 1.2375 | 1.2612 | 1.2862 | 1.3108 | 1.3235 | 1.3296 | 1.3092 | 1.2373 | 1.1119 | 0.99266 | 0.90959 | 0.8861 | 0.89075 | 0.89409 |  | 1.0175 | 1.0254 | 1.0343 | 1.0442 | 1.0621 | 1.0824 | 1.105 | 1.1302 | 1.1576 | 1.1869 | 1.2185 | 1.2532 | 1.2898 | 1.3243 | 1.3625 | 1.4016 | 1.4425 | 1.4788 | 1.5163 | 1.5546 | 1.5923 | 1.6266 | 1.6434 | 1.6447 | 1.5963 | 1.3605 | 1.3286 | 1.3435 | 1.3541 | 1.3858 | 1.4242 | 1.4494 |  | 1.0175 | 1.0264 | 1.0388 | 1.055 | 1.0834 | 1.1196 | 1.1637 | 1.2172 | 1.2799 | 1.3487 | 1.4247 | 1.5097 | 1.5983 | 1.6852 | 1.7756 | 1.8662 | 1.9577 | 2.0431 | 2.1277 | 2.2103 | 2.2887 | 2.3601 | 2.4091 | 2.439 | 2.4156 | 2.2017 | 2.1886 | 2.2193 | 2.2432 | 2.286 | 2.3333 | 2.3636 |  | 1.0173 | 1.0245 | 1.0328 | 1.0422 | 1.0663 | 1.093 | 1.122 | 1.1536 | 1.1874 | 1.2232 | 1.2612 | 1.3025 | 1.346 | 1.3905 | 1.4297 | 1.467 | 1.5022 | 1.5297 | 1.5423 | 1.5137 | 1.3135 | 1.3061 | 1.3428 | 1.379 | 1.4025 | 1.3733 | 1.4008 | 1.4503 | 1.4833 | 1.5255 | 1.5682 | 1.5959
Levenshulme |  | 1.276 | 1.3061 | 1.3483 | 1.404 | 1.4943 | 1.6124 | 1.7598 | 1.9413 | 2.1571 | 2.3955 | 2.6615 | 2.9604 | 3.273 | 3.5948 | 3.9249 | 4.2596 | 4.5982 | 4.9231 | 5.2492 | 5.5744 | 5.8966 | 6.2114 | 6.4824 | 6.755 | 7.0099 | 7.2349 | 7.4344 | 7.6391 | 7.7832 | 7.9624 | 8.1403 | 8.2518 |  | 1.2759 | 1.2888 | 1.3038 | 1.3206 | 1.3443 | 1.3719 | 1.4027 | 1.4371 | 1.4755 | 1.5169 | 1.5612 | 1.6096 | 1.6546 | 1.7042 | 1.7588 | 1.8189 | 1.8847 | 1.9566 | 2.0348 | 2.1197 | 2.2114 | 2.3077 | 2.3764 | 2.4622 | 2.547 | 2.6185 | 2.6802 | 2.7607 | 2.7912 | 2.865 | 2.9479 | 2.9969 |  | 1.276 | 1.3023 | 1.3322 | 1.3657 | 1.4214 | 1.4856 | 1.5581 | 1.6397 | 1.7297 | 1.8264 | 1.9322 | 2.0492 | 2.1732 | 2.3051 | 2.446 | 2.5936 | 2.7491 | 2.8979 | 3.0567 | 3.2255 | 3.404 | 3.589 | 3.745 | 3.9159 | 4.0824 | 4.2313 | 4.3662 | 4.5174 | 4.6181 | 4.7619 | 4.9133 | 5.0105 |  | 1.276 | 1.3061 | 1.3483 | 1.404 | 1.4957 | 1.6153 | 1.7641 | 1.9471 | 2.1644 | 2.4044 | 2.6718 | 2.9722 | 3.2863 | 3.6096 | 3.9412 | 4.2772 | 4.6173 | 4.9444 | 5.273 | 5.6007 | 5.9253 | 6.2424 | 6.5136 | 6.786 | 7.0409 | 7.2657 | 7.465 | 7.6695 | 7.8134 | 7.9924 | 8.1701 | 8.2814 |  | 1.2752 | 1.2992 | 1.327 | 1.3585 | 1.4294 | 1.5089 | 1.5965 | 1.6936 | 1.799 | 1.9112 | 2.0326 | 2.1653 | 2.3066 | 2.4558 | 2.6139 | 2.7785 | 2.9513 | 3.1321 | 3.3227 | 3.5229 | 3.7321 | 3.9471 | 4.0989 | 4.2637 | 4.4195 | 4.5291 | 4.6775 | 4.8543 | 4.9715 | 5.1231 | 5.2776 | 5.3765
Leyland National |  | 19.0341 | 19.0389 | 19.0454 | 19.0537 | 19.0687 | 19.0869 | 19.1085 | 19.1336 | 19.1621 | 19.1929 | 19.2257 | 19.2621 | 19.2998 | 19.2672 | 19.2622 | 19.2287 | 19.1554 | 19.014 | 18.7784 | 18.418 | 17.9105 | 17.2635 | 16.5245 | 15.7867 | 15.1351 | 14.6204 | 14.2501 | 14.0097 | 13.8544 | 13.7676 | 13.7226 | 13.6961 |  | 19.0342 | 19.0364 | 19.0388 | 19.0415 | 19.0459 | 19.0508 | 19.0561 | 19.0618 | 19.0679 | 19.0743 | 19.0803 | 19.0872 | 19.0929 | 19.0437 | 19.0148 | 18.965 | 18.8826 | 18.7497 | 18.5432 | 18.2375 | 17.816 | 17.2848 | 16.68 | 16.0777 | 15.545 | 15.1223 | 14.8138 | 14.6096 | 14.4735 | 14.3928 | 14.3461 | 14.3174 |  | 19.0341 | 19.0384 | 19.0432 | 19.0486 | 19.0591 | 19.0708 | 19.0835 | 19.0974 | 19.1121 | 19.1274 | 19.143 | 19.1602 | 19.178 | 19.1253 | 19.1002 | 19.0466 | 18.9535 | 18.7928 | 18.5386 | 18.1604 | 17.6362 | 16.9736 | 16.2203 | 15.469 | 14.8051 | 14.2791 | 13.8984 | 13.6484 | 13.4844 | 13.3896 | 13.3372 | 13.3057 |  | 19.0341 | 19.0389 | 19.0454 | 19.0537 | 19.0703 | 19.0905 | 19.114 | 19.1412 | 19.1718 | 19.2047 | 19.2396 | 19.2781 | 19.3178 | 19.2872 | 19.2843 | 19.2519 | 19.1804 | 19.0405 | 18.8074 | 18.4497 | 17.9441 | 17.299 | 16.5605 | 15.8224 | 15.1704 | 14.6552 | 14.2843 | 14.043 | 13.8868 | 13.7992 | 13.7533 | 13.7261 |  | 19.0341 | 19.0384 | 19.0432 | 19.0485 | 19.0645 | 19.0819 | 19.1005 | 19.1202 | 19.1408 | 19.1622 | 19.1836 | 19.2068 | 19.2304 | 19.1671 | 19.137 | 19.0719 | 18.957 | 18.7615 | 18.4524 | 17.989 | 17.3434 | 16.5258 | 15.5873 | 14.6503 | 13.8215 | 13.165 | 12.6881 | 12.3715 | 12.1636 | 12.0405 | 11.97 | 11.8414
Little Hulton |  | 2.7458 | 2.7679 | 2.7997 | 2.8421 | 2.9081 | 2.996 | 3.1068 | 3.2448 | 3.4097 | 3.5926 | 3.7969 | 4.0274 | 4.2695 | 4.5181 | 4.7737 | 5.0323 | 5.2947 | 5.5503 | 5.8067 | 6.0624 | 6.3159 | 6.5636 | 6.7776 | 6.9945 | 7.2013 | 7.3912 | 7.5685 | 7.7494 | 7.8753 | 8.022 | 8.1641 | 8.2529 |  | 2.7458 | 2.7545 | 2.7649 | 2.7766 | 2.7928 | 2.8121 | 2.8338 | 2.8583 | 2.8859 | 2.916 | 2.9481 | 2.9837 | 3.0186 | 3.057 | 3.0995 | 3.1463 | 3.1977 | 3.2539 | 3.3151 | 3.3816 | 3.4536 | 3.5294 | 3.584 | 3.6534 | 3.725 | 3.7915 | 3.8563 | 3.9354 | 3.9697 | 4.0326 | 4.0999 | 4.1392 |  | 2.7458 | 2.765 | 2.7871 | 2.8122 | 2.8509 | 2.8964 | 2.9484 | 3.0076 | 3.0734 | 3.1446 | 3.2226 | 3.3097 | 3.403 | 3.5019 | 3.6083 | 3.7193 | 3.8375 | 3.9542 | 4.0788 | 4.2114 | 4.3517 | 4.4974 | 4.6211 | 4.7582 | 4.8957 | 5.0261 | 5.153 | 5.2922 | 5.3846 | 5.5041 | 5.6259 | 5.7039 |  | 2.7458 | 2.7679 | 2.7997 | 2.8421 | 2.9096 | 2.9991 | 3.1117 | 3.2514 | 3.4181 | 3.6028 | 3.8088 | 4.0412 | 4.285 | 4.5353 | 4.7926 | 5.0523 | 5.3164 | 5.5737 | 5.8325 | 6.0908 | 6.3463 | 6.5961 | 6.8104 | 7.0272 | 7.2337 | 7.4232 | 7.6001 | 7.7804 | 7.9058 | 8.0519 | 8.1935 | 8.2817 |  | 2.7457 | 2.7643 | 2.786 | 2.8105 | 2.859 | 2.9145 | 2.9763 | 3.0456 | 3.1214 | 3.2027 | 3.2907 | 3.3879 | 3.4917 | 3.6011 | 3.718 | 3.839 | 3.9675 | 4.1031 | 4.2473 | 4.3995 | 4.5589 | 4.7239 | 4.8477 | 4.9847 | 5.1219 | 5.252 | 5.3784 | 5.5171 | 5.6089 | 5.7278 | 5.849 | 5.9265
Little Salkeld |  | 0.99679 | 1.0145 | 1.0388 | 1.0704 | 1.1224 | 1.1888 | 1.2696 | 1.3663 | 1.4784 | 1.6008 | 1.7276 | 1.8741 | 2.0263 | 2.1665 | 2.3212 | 2.4663 | 2.6306 | 2.791 | 2.9529 | 3.1162 | 3.2797 | 3.4414 | 3.5861 | 3.7371 | 3.8815 | 4.0171 | 4.1401 | 4.2728 | 4.3707 | 4.4808 | 4.5862 | 4.6563 |  | 0.99717 | 1.0047 | 1.0134 | 1.0229 | 1.0374 | 1.0543 | 1.0727 | 1.0924 | 1.1135 | 1.1357 | 1.1512 | 1.1731 | 1.1928 | 1.2105 | 1.2336 | 1.261 | 1.2932 | 1.3306 | 1.3714 | 1.4165 | 1.4656 | 1.5176 | 1.5563 | 1.6034 | 1.6508 | 1.6958 | 1.7342 | 1.7885 | 1.8135 | 1.8551 | 1.897 | 1.9235 |  | 0.99679 | 1.0124 | 1.0301 | 1.0498 | 1.0835 | 1.1224 | 1.1659 | 1.2138 | 1.2653 | 1.3199 | 1.3707 | 1.4315 | 1.4948 | 1.5455 | 1.6108 | 1.667 | 1.744 | 1.8198 | 1.9007 | 1.9874 | 2.0795 | 2.1756 | 2.2606 | 2.3575 | 2.4531 | 2.5449 | 2.6289 | 2.727 | 2.7945 | 2.8776 | 2.9595 | 3.0144 |  | 0.99679 | 1.0145 | 1.0389 | 1.0705 | 1.1374 | 1.2212 | 1.32 | 1.4364 | 1.5682 | 1.7108 | 1.8565 | 2.0224 | 2.1933 | 2.3528 | 2.5264 | 2.6803 | 2.8616 | 3.033 | 3.217 | 3.4053 | 3.5835 | 3.7619 | 3.9105 | 4.0592 | 4.1994 | 4.3291 | 4.4455 | 4.5696 | 4.6588 | 4.7595 | 4.8559 | 4.9187 |  | 0.99681 | 1.0124 | 1.03 | 1.0497 | 1.1059 | 1.1697 | 1.2387 | 1.3138 | 1.3926 | 1.4749 | 1.5521 | 1.6398 | 1.7295 | 1.8071 | 1.8989 | 1.9715 | 2.0731 | 2.1747 | 2.2926 | 2.4192 | 2.5408 | 2.6683 | 2.7573 | 2.8518 | 2.9432 | 3.0292 | 3.1066 | 3.1961 | 3.2549 | 3.3286 | 3.4015 | 3.449
Littleborough |  | 0.84298 | 0.86144 | 0.8871 | 0.92072 | 0.97579 | 1.0471 | 1.1351 | 1.2426 | 1.3694 | 1.5091 | 1.6638 | 1.8374 | 2.0189 | 2.2044 | 2.3955 | 2.5885 | 2.7852 | 2.9734 | 3.1624 | 3.3513 | 3.539 | 3.7231 | 3.8829 | 4.0452 | 4.2002 | 4.3436 | 4.4762 | 4.6143 | 4.7121 | 4.825 | 4.9339 | 5.0035 |  | 0.84287 | 0.85055 | 0.8595 | 0.86956 | 0.88413 | 0.90107 | 0.91994 | 0.94091 | 0.96421 | 0.98924 | 1.0154 | 1.0443 | 1.0711 | 1.1002 | 1.1324 | 1.168 | 1.207 | 1.2497 | 1.2962 | 1.3466 | 1.4011 | 1.4584 | 1.5 | 1.5522 | 1.6056 | 1.6555 | 1.7022 | 1.7619 | 1.7883 | 1.8353 | 1.8845 | 1.9139 |  | 0.84298 | 0.85922 | 0.87756 | 0.89808 | 0.9328 | 0.97265 | 1.0173 | 1.0673 | 1.1221 | 1.1808 | 1.244 | 1.3141 | 1.3882 | 1.4655 | 1.5488 | 1.635 | 1.7271 | 1.8144 | 1.9075 | 2.0064 | 2.111 | 2.2196 | 2.3121 | 2.4144 | 2.5167 | 2.6141 | 2.707 | 2.8115 | 2.8814 | 2.9706 | 3.0608 | 3.1193 |  | 0.84298 | 0.86145 | 0.8871 | 0.92072 | 0.97781 | 1.0513 | 1.1416 | 1.2516 | 1.3809 | 1.5231 | 1.6801 | 1.8562 | 2.04 | 2.2279 | 2.4215 | 2.6158 | 2.8148 | 3.0051 | 3.1974 | 3.3898 | 3.5801 | 3.7668 | 3.927 | 4.0892 | 4.2438 | 4.3866 | 4.5185 | 4.6558 | 4.7529 | 4.8649 | 4.973 | 5.0418 |  | 0.84262 | 0.85772 | 0.87505 | 0.89459 | 0.94048 | 0.99174 | 1.0478 | 1.1095 | 1.1759 | 1.2463 | 1.3213 | 1.4031 | 1.4897 | 1.5795 | 1.6753 | 1.773 | 1.8775 | 1.9867 | 2.1027 | 2.2248 | 2.3517 | 2.4827 | 2.5756 | 2.6777 | 2.7795 | 2.8764 | 2.9687 | 3.0724 | 3.1414 | 3.2298 | 3.319 | 3.3769
Longford Bridge |  | 0.72174 | 0.73405 | 0.75093 | 0.77287 | 0.81309 | 0.86352 | 0.92445 | 0.99753 | 1.0827 | 1.1758 | 1.2782 | 1.3925 | 1.5114 | 1.6307 | 1.7544 | 1.8783 | 2.0033 | 2.1161 | 2.2265 | 2.3329 | 2.434 | 2.5284 | 2.6049 | 2.6831 | 2.7595 | 2.8332 | 2.9044 | 2.984 | 3.0413 | 3.1101 | 3.1776 | 3.2212 |  | 0.7217 | 0.72718 | 0.73354 | 0.74073 | 0.75218 | 0.76522 | 0.7796 | 0.79531 | 0.81257 | 0.83091 | 0.84989 | 0.87058 | 0.88791 | 0.90501 | 0.92476 | 0.94586 | 0.96807 | 0.99092 | 1.0137 | 1.0358 | 1.0567 | 1.0759 | 1.0829 | 1.0965 | 1.1129 | 1.1308 | 1.1498 | 1.1808 | 1.1932 | 1.22 | 1.2491 | 1.2667 |  | 0.72174 | 0.73263 | 0.74485 | 0.75845 | 0.78577 | 0.81635 | 0.85003 | 0.88702 | 0.92711 | 0.96958 | 1.0149 | 1.0646 | 1.1165 | 1.1683 | 1.2247 | 1.282 | 1.3416 | 1.3913 | 1.4416 | 1.4916 | 1.5404 | 1.5873 | 1.6212 | 1.6612 | 1.7039 | 1.7481 | 1.7936 | 1.8511 | 1.8898 | 1.9427 | 1.9972 | 2.033 |  | 0.72174 | 0.73405 | 0.75093 | 0.77287 | 0.81464 | 0.86676 | 0.92941 | 1.0043 | 1.0913 | 1.1863 | 1.2904 | 1.4065 | 1.5272 | 1.6482 | 1.7737 | 1.8988 | 2.0255 | 2.1402 | 2.2532 | 2.3623 | 2.4655 | 2.5622 | 2.639 | 2.717 | 2.7932 | 2.8666 | 2.9374 | 3.0165 | 3.0733 | 3.1416 | 3.2086 | 3.2517 |  | 0.72146 | 0.73137 | 0.7427 | 0.75544 | 0.79423 | 0.83644 | 0.88169 | 0.93049 | 0.9823 | 1.0366 | 1.0938 | 1.1553 | 1.2198 | 1.2836 | 1.3522 | 1.421 | 1.4922 | 1.5634 | 1.6353 | 1.7059 | 1.7737 | 1.8387 | 1.8669 | 1.9008 | 1.938 | 1.9777 | 2.0197 | 2.0747 | 2.1115 | 2.1629 | 2.2164 | 2.2486
Longridge |  | 1.1038 | 1.1293 | 1.1649 | 1.2116 | 1.2902 | 1.391 | 1.5142 | 1.6633 | 1.8376 | 2.0288 | 2.2364 | 2.4709 | 2.7158 | 2.9594 | 3.2146 | 3.4678 | 3.733 | 3.9861 | 4.2409 | 4.4964 | 4.751 | 5.0015 | 5.2212 | 5.4462 | 5.6613 | 5.8616 | 6.0451 | 6.2397 | 6.3799 | 6.5401 | 6.6941 | 6.7943 |  | 1.105 | 1.1171 | 1.1306 | 1.1455 | 1.1673 | 1.1924 | 1.2199 | 1.25 | 1.2829 | 1.3178 | 1.3511 | 1.3898 | 1.4249 | 1.4614 | 1.5032 | 1.5502 | 1.6028 | 1.6614 | 1.7251 | 1.7945 | 1.8696 | 1.9489 | 2.0069 | 2.0788 | 2.1518 | 2.2205 | 2.2823 | 2.3648 | 2.4019 | 2.4661 | 2.5322 | 2.5726 |  | 1.1038 | 1.1262 | 1.1517 | 1.1803 | 1.231 | 1.289 | 1.3538 | 1.4258 | 1.504 | 1.5873 | 1.6735 | 1.7706 | 1.8732 | 1.9734 | 2.0856 | 2.1969 | 2.3229 | 2.4415 | 2.5681 | 2.7028 | 2.8454 | 2.9938 | 3.1215 | 3.2639 | 3.4054 | 3.5409 | 3.6675 | 3.8129 | 3.9111 | 4.0347 | 4.1583 | 4.2398 |  | 1.1038 | 1.1293 | 1.1649 | 1.2116 | 1.2987 | 1.4093 | 1.5425 | 1.7025 | 1.8877 | 2.0901 | 2.3083 | 2.5535 | 2.8088 | 3.0631 | 3.3289 | 3.5874 | 3.862 | 4.1223 | 4.39 | 4.6598 | 4.9234 | 5.1839 | 5.4056 | 5.6295 | 5.8423 | 6.0396 | 6.2197 | 6.4099 | 6.5456 | 6.701 | 6.8503 | 6.9467 |  | 1.1039 | 1.1261 | 1.1513 | 1.1796 | 1.2537 | 1.3365 | 1.4261 | 1.5239 | 1.6279 | 1.7372 | 1.8488 | 1.9716 | 2.0998 | 2.226 | 2.3639 | 2.4957 | 2.6463 | 2.8018 | 2.9708 | 3.1495 | 3.3308 | 3.5188 | 3.6485 | 3.7897 | 3.929 | 4.0614 | 4.1847 | 4.3257 | 4.4193 | 4.5381 | 4.657 | 4.7346
Longsight |  | 0.92874 | 0.95176 | 1.9843 | 2.0273 | 2.1038 | 2.2017 | 2.3217 | 2.4677 | 2.6394 | 2.8283 | 3.038 | 3.2726 | 3.5182 | 3.7708 | 4.0297 | 4.2923 | 4.558 | 4.8064 | 5.0558 | 5.3049 | 5.5521 | 5.7942 | 6.0038 | 6.2162 | 6.419 | 6.606 | 6.7795 | 6.9591 | 7.0855 | 7.232 | 7.3734 | 7.4631 |  | 0.92884 | 0.93828 | 1.9493 | 1.9618 | 1.9816 | 2.0045 | 2.0299 | 2.058 | 2.0893 | 2.1229 | 2.159 | 2.1982 | 2.2336 | 2.2724 | 2.3152 | 2.3622 | 2.4135 | 2.4695 | 2.5304 | 2.5964 | 2.6676 | 2.7426 | 2.7969 | 2.8652 | 2.9354 | 3.0008 | 3.0629 | 3.141 | 3.1753 | 3.237 | 3.3021 | 3.3407 |  | 0.92874 | 0.94885 | 1.9718 | 1.9976 | 2.0475 | 2.104 | 2.1668 | 2.2367 | 2.3131 | 2.3945 | 2.483 | 2.58 | 2.6829 | 2.7919 | 2.9077 | 3.0285 | 3.1555 | 3.2703 | 3.3927 | 3.5227 | 3.6602 | 3.8029 | 3.9241 | 4.0579 | 4.1918 | 4.3192 | 4.4415 | 4.5781 | 4.669 | 4.7858 | 4.9042 | 4.9808 |  | 0.92874 | 0.95176 | 1.9843 | 2.0273 | 2.1053 | 2.2047 | 2.3262 | 2.4738 | 2.6471 | 2.8377 | 3.0489 | 3.2851 | 3.5322 | 3.7864 | 4.0469 | 4.3108 | 4.578 | 4.829 | 5.0811 | 5.333 | 5.5828 | 5.8275 | 6.0372 | 6.2495 | 6.4522 | 6.6392 | 6.8125 | 6.992 | 7.1183 | 7.2645 | 7.4058 | 7.4953 |  | 0.92852 | 0.94785 | 1.9701 | 1.9952 | 2.0645 | 2.1404 | 2.2226 | 2.312 | 2.4078 | 2.5088 | 2.6168 | 2.7333 | 2.8564 | 2.9856 | 3.1215 | 3.2624 | 3.4095 | 3.563 | 3.7244 | 3.8934 | 4.0697 | 4.2514 | 4.3726 | 4.5063 | 4.6401 | 4.7674 | 4.8896 | 5.026 | 5.1168 | 5.2334 | 5.3516 | 5.428
Lostock |  | 7.6138 | 7.6245 | 7.6392 | 7.6585 | 7.6915 | 7.7335 | 7.7845 | 7.8461 | 7.918 | 7.9969 | 8.0839 | 8.181 | 8.2825 | 8.3624 | 8.4522 | 8.5377 | 8.6174 | 8.6793 | 8.726 | 8.7511 | 8.747 | 8.7052 | 8.6027 | 8.4237 | 8.0553 | 6.9347 | 6.7485 | 6.757 | 6.7677 | 6.8074 | 6.8566 | 6.8889 |  | 7.6137 | 7.6181 | 7.6233 | 7.6292 | 7.6382 | 7.6485 | 7.66 | 7.6727 | 7.6867 | 7.7016 | 7.7174 | 7.7346 | 7.7501 | 7.7612 | 7.7762 | 7.7906 | 7.8036 | 7.813 | 7.8166 | 7.8113 | 7.7938 | 7.7604 | 7.6942 | 7.5907 | 7.3937 | 7.0207 | 6.4629 | 5.9237 | 5.5676 | 5.4133 | 5.3644 | 5.3353 |  | 7.6138 | 7.6232 | 7.6339 | 7.6458 | 7.6675 | 7.6921 | 7.7193 | 7.7496 | 7.7825 | 7.8174 | 7.855 | 7.8963 | 7.9398 | 7.9614 | 7.993 | 8.0207 | 8.0438 | 8.0511 | 8.0455 | 8.0215 | 7.972 | 7.8886 | 7.7487 | 7.5362 | 7.138 | 5.9911 | 5.7819 | 5.7706 | 5.7643 | 5.7892 | 5.8262 | 5.851 |  | 7.6138 | 7.6245 | 7.6392 | 7.6585 | 7.6926 | 7.7357 | 7.7879 | 7.8507 | 7.9239 | 8.004 | 8.0922 | 8.1906 | 8.2932 | 8.3744 | 8.4654 | 8.5517 | 8.6325 | 8.6958 | 8.7442 | 8.7712 | 8.7686 | 8.7283 | 8.6259 | 8.4469 | 8.0783 | 6.9575 | 6.771 | 6.7792 | 6.7896 | 6.8288 | 6.8777 | 6.9097 |  | 7.6136 | 7.6226 | 7.6328 | 7.6442 | 7.674 | 7.7067 | 7.7421 | 7.7805 | 7.8216 | 7.8648 | 7.9107 | 7.9602 | 8.0124 | 8.0541 | 8.0677 | 8.0657 | 8.0403 | 7.9703 | 7.8165 | 7.4626 | 6.3453 | 6.0395 | 5.9842 | 5.9278 | 5.8673 | 5.762 | 5.7421 | 5.7653 | 5.7812 | 5.8159 | 5.856 | 5.8739
Lower Darwen |  | 0.1625 | 0.5865 | 0.59203 | 0.5992 | 0.6124 | 0.62885 | 0.64859 | 0.67214 | 0.69939 | 0.72912 | 0.76176 | 0.79804 | 0.83591 | 0.87461 | 0.9144 | 0.95467 | 0.99571 | 1.0334 | 1.0715 | 1.1096 | 1.1475 | 1.185 | 1.2177 | 1.2509 | 1.2828 | 1.3125 | 1.3397 | 1.3688 | 1.39 | 1.4141 | 1.4372 | 1.4524 |  | 0.16255 | 0.16424 | 0.16618 | 0.16834 | 0.1719 | 0.17596 | 0.1804 | 0.18529 | 0.19064 | 0.19635 | 0.20236 | 0.20891 | 0.21465 | 0.22086 | 0.22767 | 0.23518 | 0.24341 | 0.25243 | 0.2622 | 0.27277 | 0.28415 | 0.29613 | 0.30493 | 0.31575 | 0.32667 | 0.33699 | 0.34604 | 0.35846 | 0.36412 | 0.37372 | 0.38349 | 0.38956 |  | 0.1625 | 0.58603 | 0.59003 | 0.59448 | 0.60349 | 0.61358 | 0.62464 | 0.63679 | 0.64989 | 0.66375 | 0.67857 | 0.6947 | 0.71171 | 0.72938 | 0.74816 | 0.76759 | 0.78817 | 0.80611 | 0.8252 | 0.84545 | 0.86684 | 0.88905 | 0.90801 | 0.92884 | 0.94955 | 0.96943 | 0.9878 | 1.0093 | 1.0238 | 1.042 | 1.0602 | 1.0722 |  | 0.1625 | 0.5865 | 0.59203 | 0.5992 | 0.61285 | 0.6298 | 0.65003 | 0.6741 | 0.70188 | 0.73214 | 0.7653 | 0.80209 | 0.84047 | 0.8797 | 0.91999 | 0.96062 | 1.0021 | 1.0405 | 1.0793 | 1.1182 | 1.1568 | 1.1949 | 1.2277 | 1.2609 | 1.2927 | 1.3224 | 1.3494 | 1.3784 | 1.3995 | 1.4234 | 1.4464 | 1.4616 |  | 0.16248 | 0.58593 | 0.58986 | 0.59424 | 0.60724 | 0.62134 | 0.63643 | 0.65265 | 0.6698 | 0.68772 | 0.70659 | 0.72679 | 0.74791 | 0.7697 | 0.79261 | 0.81601 | 0.84067 | 0.86624 | 0.89313 | 0.92122 | 0.95029 | 0.98022 | 0.99923 | 1.02 | 1.0407 | 1.0605 | 1.0787 | 1.1001 | 1.1145 | 1.1326 | 1.1506 | 1.1625
Lyons Rd |  | 0.06919 | 0.0709 | 0.073077 | 0.075711 | 0.0847 | 0.094428 | 0.10477 | 0.11577 | 0.12731 | 0.1392 | 0.15155 | 0.16441 | 0.17755 | 0.19092 | 0.20451 | 0.21834 | 0.23241 | 0.24094 | 0.24969 | 0.25867 | 0.26785 | 0.2772 | 0.28576 | 0.29457 | 0.30313 | 0.31173 | 0.31885 | 0.32814 | 0.33575 | 0.3439 | 0.3515 | 0.35731 |  | 0.06919 | 0.069894 | 0.070707 | 0.071599 | 0.074285 | 0.07716 | 0.080159 | 0.083313 | 0.086608 | 0.090012 | 0.09355 | 0.097214 | 0.099302 | 0.10151 | 0.10385 | 0.10637 | 0.10906 | 0.11197 | 0.11504 | 0.1183 | 0.12174 | 0.12534 | 0.12816 | 0.13123 | 0.13407 | 0.13697 | 0.13841 | 0.14203 | 0.14398 | 0.14649 | 0.14848 | 0.15015 |  | 0.06919 | 0.07076 | 0.072473 | 0.07432 | 0.082175 | 0.09035 | 0.098784 | 0.10749 | 0.11638 | 0.12542 | 0.1347 | 0.14424 | 0.15395 | 0.16382 | 0.17388 | 0.18412 | 0.19454 | 0.19943 | 0.20455 | 0.20991 | 0.21549 | 0.22127 | 0.22629 | 0.23157 | 0.23662 | 0.24173 | 0.24538 | 0.25122 | 0.2554 | 0.26013 | 0.26435 | 0.26763 |  | 0.06919 | 0.0709 | 0.073077 | 0.075711 | 0.085061 | 0.095151 | 0.10586 | 0.11722 | 0.12911 | 0.14137 | 0.15408 | 0.1673 | 0.18081 | 0.19453 | 0.20848 | 0.22268 | 0.2371 | 0.24632 | 0.25576 | 0.26542 | 0.27528 | 0.28532 | 0.29388 | 0.30269 | 0.31125 | 0.31985 | 0.32697 | 0.33626 | 0.34387 | 0.35202 | 0.35962 | 0.36543 |  | 0.06919 | 0.07076 | 0.072473 | 0.07432 | 0.087965 | 0.10193 | 0.11615 | 0.13065 | 0.14533 | 0.16016 | 0.17523 | 0.19056 | 0.20606 | 0.22172 | 0.23757 | 0.2536 | 0.26981 | 0.28597 | 0.30236 | 0.31899 | 0.33585 | 0.3529 | 0.35792 | 0.3632 | 0.36825 | 0.37336 | 0.37701 | 0.38285 | 0.38703 | 0.39176 | 0.39598 | 0.39926
Manchester University |  | 0.05902 | 0.059467 | 2.6731 | 2.6739 | 2.6756 | 2.6778 | 2.6803 | 2.6833 | 2.6867 | 2.6904 | 2.6945 | 2.699 | 2.7038 | 2.6927 | 2.6876 | 2.6762 | 2.6552 | 2.6186 | 2.5603 | 2.4731 | 2.3513 | 2.1953 | 2.0126 | 1.8143 | 1.5995 | 1.3489 | 1.0619 | 0.80385 | 0.6362 | 0.55106 | 0.51211 | 0.48817 |  | 0.059021 | 0.059189 | 2.6724 | 2.6726 | 2.6731 | 2.6736 | 2.6741 | 2.6747 | 2.6754 | 2.6761 | 2.6769 | 2.6777 | 2.6784 | 2.6666 | 2.6593 | 2.6472 | 2.6274 | 2.5958 | 2.5472 | 2.4756 | 2.3767 | 2.2508 | 2.1036 | 1.9446 | 1.7727 | 1.573 | 1.3447 | 1.1394 | 1.0058 | 0.93738 | 0.90566 | 0.89065 |  | 0.05902 | 0.059412 | 2.6729 | 2.6734 | 2.6746 | 2.676 | 2.6774 | 2.679 | 2.6808 | 2.6826 | 2.6845 | 2.6866 | 2.6888 | 2.6752 | 2.6677 | 2.6537 | 2.6302 | 2.5913 | 2.5307 | 2.4413 | 2.3175 | 2.1597 | 1.9754 | 1.7757 | 1.5595 | 1.3078 | 1.0198 | 0.76088 | 0.59248 | 0.5067 | 0.46722 | 0.44295 |  | 0.05902 | 0.059467 | 2.6731 | 2.6739 | 2.6757 | 2.6779 | 2.6804 | 2.6834 | 2.6869 | 2.6907 | 2.6948 | 2.6994 | 2.7042 | 2.6932 | 2.6882 | 2.6768 | 2.6558 | 2.6193 | 2.5611 | 2.4739 | 2.3522 | 2.1963 | 2.0136 | 1.8153 | 1.6005 | 1.3499 | 1.0629 | 0.80485 | 0.6372 | 0.55206 | 0.51311 | 0.48916 |  | 0.05902 | 0.059412 | 0.059858 | 0.060358 | 0.062254 | 0.064276 | 0.066412 | 0.068681 | 0.071064 | 0.07354 | 0.076144 | 0.078902 | 0.081776 | 0.08476 | 0.087864 | 0.091058 | 0.094363 | 0.097445 | 0.10049 | 0.10353 | 0.10647 | 0.10914 | 0.10951 | 0.10883 | 0.10498 | 0.088354 | 0.086398 | 0.088924 | 0.090618 | 0.092767 | 0.094918 | 0.096334
Marple |  | 0.41827 | 0.42869 | 0.44324 | 0.46232 | 0.49254 | 0.53188 | 0.58056 | 0.6402 | 0.71061 | 0.78822 | 0.87445 | 0.97116 | 1.0725 | 1.1766 | 1.2835 | 1.3919 | 1.5019 | 1.6079 | 1.7145 | 1.821 | 1.9269 | 2.0308 | 2.121 | 2.2126 | 2.3001 | 2.3813 | 2.4561 | 2.5346 | 2.5905 | 2.6549 | 2.7169 | 2.7568 |  | 0.41822 | 0.42238 | 0.42728 | 0.43281 | 0.4406 | 0.44974 | 0.45996 | 0.47143 | 0.48423 | 0.49806 | 0.51289 | 0.52914 | 0.5447 | 0.56174 | 0.58049 | 0.60103 | 0.62348 | 0.64794 | 0.67449 | 0.70323 | 0.73422 | 0.76681 | 0.79053 | 0.82013 | 0.85031 | 0.87861 | 0.90468 | 0.93857 | 0.95366 | 0.9802 | 1.0078 | 1.0245 |  | 0.41827 | 0.42743 | 0.43782 | 0.44946 | 0.46816 | 0.48977 | 0.51409 | 0.54145 | 0.57153 | 0.60378 | 0.63893 | 0.67774 | 0.71905 | 0.76273 | 0.80941 | 0.85812 | 0.9096 | 0.95911 | 1.0119 | 1.0679 | 1.127 | 1.1885 | 1.2407 | 1.2983 | 1.3557 | 1.4106 | 1.4625 | 1.5215 | 1.561 | 1.6113 | 1.662 | 1.695 |  | 0.41827 | 0.42869 | 0.44324 | 0.46232 | 0.49313 | 0.5331 | 0.58243 | 0.64274 | 0.71382 | 0.79212 | 0.87901 | 0.97638 | 1.0783 | 1.1831 | 1.2907 | 1.3996 | 1.5102 | 1.617 | 1.7246 | 1.8321 | 1.9389 | 2.0437 | 2.134 | 2.2256 | 2.313 | 2.3941 | 2.4687 | 2.5471 | 2.6029 | 2.6671 | 2.7289 | 2.7687 |  | 0.41815 | 0.42694 | 0.43698 | 0.44828 | 0.47214 | 0.49895 | 0.52845 | 0.56107 | 0.59639 | 0.6339 | 0.67432 | 0.71843 | 0.76528 | 0.81453 | 0.86678 | 0.92086 | 0.97786 | 1.0377 | 1.101 | 1.1676 | 1.2372 | 1.3091 | 1.3614 | 1.4189 | 1.4763 | 1.531 | 1.5828 | 1.6417 | 1.681 | 1.7311 | 1.7816 | 1.8145
Marton |  | 0.39195 | 0.4018 | 0.41552 | 0.43349 | 0.46738 | 0.50981 | 0.561 | 0.62241 | 0.69389 | 0.77208 | 0.85828 | 0.95427 | 1.0543 | 1.1569 | 1.2622 | 1.3688 | 1.477 | 1.5754 | 1.6737 | 1.7699 | 1.8596 | 1.9314 | 1.9482 | 1.8573 | 1.5086 | 0.68612 | -0.63023 | -1.9431 | -2.7891 | -3.1595 | -3.278 | -3.3486 |  | 0.39194 | 0.39608 | 0.401 | 0.40661 | 0.41598 | 0.42667 | 0.43845 | 0.45137 | 0.46557 | 0.48069 | 0.49662 | 0.51384 | 0.52827 | 0.54399 | 0.56129 | 0.58032 | 0.60117 | 0.62341 | 0.64719 | 0.67132 | 0.69291 | 0.70342 | 0.67217 | 0.5605 | 0.24896 | -0.4334 | -1.5028 | -2.5649 | -3.2597 | -3.5746 | -3.6881 | -3.726 |  | 0.39195 | 0.40062 | 0.41045 | 0.42146 | 0.44457 | 0.4704 | 0.4988 | 0.53001 | 0.56377 | 0.59954 | 0.63796 | 0.67981 | 0.72379 | 0.76987 | 0.81877 | 0.86954 | 0.92302 | 0.96854 | 1.0166 | 1.0655 | 1.1114 | 1.1436 | 1.1247 | 1.002 | 0.62512 | -0.22194 | -1.5597 | -2.8908 | -3.7523 | -4.1358 | -4.2651 | -4.342 |  | 0.39195 | 0.4018 | 0.41552 | 0.43349 | 0.46834 | 0.51177 | 0.56398 | 0.62644 | 0.69898 | 0.77824 | 0.86548 | 0.96252 | 1.0636 | 1.1673 | 1.2736 | 1.381 | 1.4902 | 1.59 | 1.69 | 1.7879 | 1.8791 | 1.9526 | 1.9694 | 1.8784 | 1.5296 | 0.70706 | -0.60943 | -1.9224 | -2.7687 | -3.1392 | -3.258 | -3.3287 |  | 0.39185 | 0.40008 | 0.4095 | 0.4201 | 0.45343 | 0.48954 | 0.52816 | 0.5697 | 0.61375 | 0.65983 | 0.70858 | 0.76078 | 0.81549 | 0.87231 | 0.93194 | 0.99323 | 1.0574 | 1.0729 | 1.0643 | 1.035 | 0.97275 | 0.8556 | 0.6095 | 0.16831 | -0.77301 | -3.7168 | -4.3233 | -4.2683 | -4.2315 | -4.1846 | -4.1374 | -4.1066
Maryport |  | 2.2983 | 2.3319 | 2.3793 | 2.4415 | 2.5408 | 2.6705 | 2.8311 | 3.0271 | 3.2578 | 3.5118 | 3.7841 | 4.096 | 4.4219 | 4.7383 | 5.0762 | 5.4042 | 5.7567 | 6.1006 | 6.4467 | 6.7937 | 7.1393 | 7.479 | 7.778 | 8.0861 | 8.3802 | 8.6535 | 8.9047 | 9.1686 | 9.3582 | 9.575 | 9.7834 | 9.9182 |  | 2.3006 | 2.3183 | 2.3375 | 2.3584 | 2.3871 | 2.4201 | 2.4564 | 2.4957 | 2.5385 | 2.5839 | 2.6227 | 2.6711 | 2.7161 | 2.7615 | 2.8159 | 2.8776 | 2.9474 | 3.0255 | 3.1106 | 3.2037 | 3.3048 | 3.4115 | 3.4894 | 3.5865 | 3.6854 | 3.7782 | 3.863 | 3.9742 | 4.0239 | 4.1108 | 4.201 | 4.2557 |  | 2.2983 | 2.3278 | 2.3614 | 2.3993 | 2.4609 | 2.5326 | 2.6136 | 2.7043 | 2.8036 | 2.9097 | 3.0157 | 3.1392 | 3.2698 | 3.3894 | 3.5311 | 3.6647 | 3.8265 | 3.9864 | 4.1571 | 4.3393 | 4.5324 | 4.7332 | 4.9076 | 5.1041 | 5.2994 | 5.486 | 5.6618 | 5.8609 | 5.9956 | 6.1652 | 6.3352 | 6.4466 |  | 2.2983 | 2.3319 | 2.3793 | 2.4415 | 2.5592 | 2.7102 | 2.8928 | 3.1128 | 3.3676 | 3.6462 | 3.9417 | 4.2773 | 4.626 | 4.966 | 5.3269 | 5.6659 | 6.0391 | 6.3969 | 6.7702 | 7.1479 | 7.5117 | 7.8721 | 8.1758 | 8.4811 | 8.7701 | 9.0362 | 9.2796 | 9.5331 | 9.7122 | 9.9176 | 10.1152 | 10.241 |  | 2.2985 | 2.3276 | 2.361 | 2.3984 | 2.4912 | 2.5971 | 2.7128 | 2.8403 | 2.9764 | 3.12 | 3.2618 | 3.4218 | 3.5886 | 3.7452 | 3.9232 | 4.0811 | 4.2769 | 4.4766 | 4.7005 | 4.9393 | 5.1766 | 5.424 | 5.6031 | 5.7968 | 5.987 | 6.1665 | 6.3343 | 6.523 | 6.6471 | 6.8054 | 6.9645 | 7.067
Medipark |  | 0 | 0 | 0 | 0 | 0 | 0 | 0 | 0 | 0 | 0 | 0 | 0 | 0 | 0 | 0 | 0 | 0 | 0 | 0 | 0 | 0 | 0 | 0 | 0 | 0 | 0 | 0 | 0 | 0 | 0 | 0 | 0 |  | 0 | 0 | 0 | 0 | 0 | 0 | 0 | 0 | 0 | 0 | 0 | 0 | 0 | 0 | 0 | 0 | 0 | 0 | 0 | 0 | 0 | 0 | 0 | 0 | 0 | 0 | 0 | 0 | 0 | 0 | 0 | 0 |  | 0 | 0 | 0 | 0 | 0 | 0 | 0 | 0 | 0 | 0 | 0 | 0 | 0 | 0 | 0 | 0 | 0 | 0 | 0 | 0 | 0 | 0 | 0 | 0 | 0 | 0 | 0 | 0 | 0 | 0 | 0 | 0 |  | 0 | 0 | 0 | 0 | 0 | 0 | 0 | 0 | 0 | 0 | 0 | 0 | 0 | 0 | 0 | 0 | 0 | 0 | 0 | 0 | 0 | 0 | 0 | 0 | 0 | 0 | 0 | 0 | 0 | 0 | 0 | 0 |  | 0 | 0 | 0 | 0 | 0 | 0 | 0 | 0 | 0 | 0 | 0 | 0 | 0 | 0 | 0 | 0 | 0 | 0 | 0 | 0 | 0 | 0 | 0 | 0 | 0 | 0 | 0 | 0 | 0 | 0 | 0 | 0
Melling |  | 0.19522 | 0.19986 | 0.20606 | 0.21388 | 0.22872 | 0.24655 | 0.26722 | 0.2911 | 0.31795 | 0.34678 | 0.3778 | 0.41184 | 0.44714 | 0.48278 | 0.51963 | 0.55679 | 0.5952 | 0.62949 | 0.66425 | 0.69939 | 0.73474 | 0.76996 | 0.80133 | 0.83348 | 0.86439 | 0.89406 | 0.92018 | 0.95032 | 0.9733 | 0.9988 | 1.023 | 1.0399 |  | 0.19543 | 0.19774 | 0.20027 | 0.20301 | 0.20748 | 0.21248 | 0.21788 | 0.22369 | 0.22993 | 0.23649 | 0.24315 | 0.25038 | 0.25636 | 0.26263 | 0.26949 | 0.27709 | 0.28544 | 0.29464 | 0.30454 | 0.31522 | 0.32665 | 0.33868 | 0.34775 | 0.35841 | 0.36884 | 0.37896 | 0.38644 | 0.3988 | 0.40482 | 0.414 | 0.42262 | 0.42854 |  | 0.19522 | 0.1994 | 0.20405 | 0.20916 | 0.21995 | 0.23183 | 0.24466 | 0.2585 | 0.27315 | 0.28844 | 0.30442 | 0.32164 | 0.33954 | 0.35761 | 0.37685 | 0.39642 | 0.41741 | 0.43471 | 0.45303 | 0.47242 | 0.49282 | 0.51403 | 0.5323 | 0.5522 | 0.57171 | 0.59077 | 0.60703 | 0.628 | 0.64248 | 0.65999 | 0.67678 | 0.68854 |  | 0.19522 | 0.19986 | 0.20606 | 0.21388 | 0.22953 | 0.24826 | 0.26985 | 0.2947 | 0.32252 | 0.35235 | 0.38432 | 0.41931 | 0.45556 | 0.49217 | 0.52995 | 0.56772 | 0.607 | 0.64222 | 0.6783 | 0.71485 | 0.75126 | 0.78761 | 0.81912 | 0.85118 | 0.88194 | 0.91141 | 0.93731 | 0.96714 | 0.98982 | 1.015 | 1.0389 | 1.0556 |  | 0.19523 | 0.19938 | 0.204 | 0.20908 | 0.22522 | 0.24254 | 0.26082 | 0.28017 | 0.30032 | 0.32114 | 0.3426 | 0.36532 | 0.38875 | 0.41236 | 0.43712 | 0.46187 | 0.48832 | 0.51548 | 0.54405 | 0.57378 | 0.60418 | 0.63544 | 0.65385 | 0.67367 | 0.69303 | 0.71188 | 0.72791 | 0.74858 | 0.76274 | 0.77992 | 0.7964 | 0.8079
Mereside |  | 6.3137 | 6.3208 | 6.3308 | 6.3437 | 6.3698 | 6.4017 | 6.4396 | 6.4843 | 6.5357 | 6.5916 | 6.6525 | 6.7201 | 6.7905 | 6.8619 | 6.9355 | 7.0096 | 7.0857 | 7.1538 | 7.2223 | 7.2911 | 7.3597 | 7.4271 | 7.4861 | 7.5458 | 7.6021 | 7.6531 | 7.6976 | 7.7459 | 7.7813 | 7.8235 | 7.8648 | 7.8921 |  | 6.3138 | 6.3168 | 6.3204 | 6.3244 | 6.3316 | 6.3397 | 6.3486 | 6.3583 | 6.3688 | 6.3799 | 6.3912 | 6.4037 | 6.4138 | 6.4247 | 6.4367 | 6.45 | 6.4647 | 6.4809 | 6.4984 | 6.5175 | 6.538 | 6.5596 | 6.5753 | 6.5944 | 6.6129 | 6.6292 | 6.6419 | 6.6607 | 6.6686 | 6.6848 | 6.702 | 6.7128 |  | 6.3137 | 6.32 | 6.3272 | 6.3352 | 6.3537 | 6.3741 | 6.3963 | 6.4205 | 6.4463 | 6.4735 | 6.5022 | 6.5334 | 6.5662 | 6.5995 | 6.6352 | 6.6717 | 6.7108 | 6.7431 | 6.7775 | 6.8141 | 6.8526 | 6.8927 | 6.9268 | 6.964 | 7.0002 | 7.0333 | 7.0621 | 7.0964 | 7.1198 | 7.1514 | 7.1837 | 7.2052 |  | 6.3137 | 6.3208 | 6.3308 | 6.3437 | 6.3712 | 6.4046 | 6.4441 | 6.4905 | 6.5436 | 6.6012 | 6.6637 | 6.733 | 6.805 | 6.878 | 6.9533 | 7.0284 | 7.106 | 7.1757 | 7.2466 | 7.3178 | 7.3882 | 7.4577 | 7.5169 | 7.5765 | 7.6325 | 7.6832 | 7.7273 | 7.7751 | 7.8099 | 7.8516 | 7.8925 | 7.9193 |  | 6.3137 | 6.3199 | 6.327 | 6.3349 | 6.3632 | 6.3935 | 6.4256 | 6.4599 | 6.4957 | 6.533 | 6.5717 | 6.6129 | 6.6557 | 6.6993 | 6.7451 | 6.7911 | 6.8402 | 6.8905 | 6.9435 | 6.9987 | 7.0552 | 7.1132 | 7.1468 | 7.1829 | 7.2169 | 7.2427 | 7.2735 | 7.312 | 7.3378 | 7.3703 | 7.4027 | 7.4241
Middleton Junction |  | 0.70381 | 0.72123 | 9.7459 | 9.7787 | 9.8298 | 9.8974 | 9.9822 | 10.0871 | 10.212 | 10.3502 | 10.5039 | 10.6773 | 10.859 | 10.9648 | 11.1061 | 11.2167 | 11.2824 | 11.2678 | 11.1451 | 10.8781 | 10.4404 | 9.8385 | 9.1108 | 8.3855 | 7.7535 | 7.2685 | 6.9434 | 6.7671 | 6.6568 | 6.6376 | 6.6642 | 6.6813 |  | 0.70379 | 0.71071 | 9.719 | 9.7283 | 9.7413 | 9.7566 | 9.7738 | 9.7931 | 9.8148 | 9.8382 | 9.8629 | 9.8904 | 9.9169 | 9.8828 | 9.8745 | 9.8442 | 9.7788 | 9.6577 | 9.4548 | 9.1408 | 8.6968 | 8.1288 | 7.4638 | 6.8107 | 6.2392 | 5.7908 | 5.4745 | 5.2842 | 5.1466 | 5.0897 | 5.0752 | 5.0643 |  | 0.70381 | 0.719 | 9.7364 | 9.7559 | 9.7865 | 9.8223 | 9.8629 | 9.9089 | 9.96 | 10.0149 | 10.0746 | 10.1413 | 10.2124 | 10.2068 | 10.2371 | 10.2378 | 10.196 | 10.078 | 9.8569 | 9.4979 | 8.9754 | 8.2968 | 7.501 | 6.7154 | 6.0307 | 5.5002 | 5.1363 | 4.9275 | 4.7907 | 4.7495 | 4.7592 | 4.767 |  | 0.70381 | 0.72123 | 9.7459 | 9.7787 | 9.8316 | 9.9013 | 9.9882 | 10.0954 | 10.2225 | 10.3631 | 10.519 | 10.6946 | 10.8786 | 10.9866 | 11.1301 | 11.2419 | 11.3096 | 11.2969 | 11.1772 | 10.9133 | 10.4778 | 9.8782 | 9.1509 | 8.4254 | 7.793 | 7.3074 | 6.9817 | 6.8046 | 6.6935 | 6.6734 | 6.6991 | 6.7155 |  | 0.70366 | 0.71824 | 9.735 | 9.7541 | 9.793 | 9.8374 | 9.8866 | 9.9415 | 10.0013 | 10.0652 | 10.1337 | 10.2092 | 10.2897 | 10.2745 | 10.3015 | 10.2917 | 10.2275 | 10.0747 | 9.7957 | 9.3438 | 8.6871 | 7.8358 | 6.827 | 5.8279 | 4.9537 | 4.2732 | 3.7989 | 3.5137 | 3.3265 | 3.253 | 3.2421 | 3.1384
Midway |  | 2.3272 | 2.3368 | 2.3505 | 2.3684 | 2.4023 | 2.4451 | 2.4968 | 2.5589 | 2.6309 | 2.7096 | 2.7935 | 2.8887 | 2.9876 | 3.0826 | 3.1839 | 3.2823 | 3.3885 | 3.4879 | 3.5878 | 3.688 | 3.7878 | 3.8857 | 3.9714 | 4.059 | 4.1401 | 4.2061 | 4.2772 | 4.3538 | 4.4087 | 4.4715 | 4.5319 | 4.5708 |  | 2.3277 | 2.3325 | 2.3378 | 2.3436 | 2.3532 | 2.364 | 2.3758 | 2.3884 | 2.4018 | 2.4159 | 2.4278 | 2.4423 | 2.4539 | 2.465 | 2.4784 | 2.4944 | 2.5131 | 2.535 | 2.559 | 2.5856 | 2.6146 | 2.6452 | 2.6675 | 2.6949 | 2.7218 | 2.7447 | 2.7633 | 2.7894 | 2.7997 | 2.823 | 2.8486 | 2.864 |  | 2.3272 | 2.3356 | 2.3453 | 2.3562 | 2.3791 | 2.4049 | 2.4335 | 2.4648 | 2.4984 | 2.5338 | 2.569 | 2.6091 | 2.6508 | 2.6882 | 2.732 | 2.7735 | 2.8239 | 2.8694 | 2.9181 | 2.9702 | 3.0254 | 3.0829 | 3.1323 | 3.1874 | 3.24 | 3.2809 | 3.3302 | 3.3882 | 3.4274 | 3.4769 | 3.5265 | 3.559 |  | 2.3272 | 2.3369 | 2.3505 | 2.3684 | 2.4083 | 2.4579 | 2.5167 | 2.5865 | 2.6662 | 2.7528 | 2.8441 | 2.9469 | 3.0531 | 3.1557 | 3.2643 | 3.3665 | 3.4793 | 3.5835 | 3.6924 | 3.8026 | 3.9086 | 4.0134 | 4.1006 | 4.1872 | 4.2669 | 4.3307 | 4.3993 | 4.4727 | 4.5243 | 4.5836 | 4.6407 | 4.6769 |  | 2.3272 | 2.3356 | 2.3452 | 2.356 | 2.3933 | 2.4346 | 2.4787 | 2.5261 | 2.5759 | 2.6277 | 2.6788 | 2.735 | 2.7926 | 2.8465 | 2.9059 | 2.9594 | 3.0244 | 3.0905 | 3.1631 | 3.238 | 3.3034 | 3.382 | 3.4342 | 3.4907 | 3.5461 | 3.5983 | 3.6474 | 3.7022 | 3.7381 | 3.7841 | 3.8303 | 3.86
Milnrow |  | 1.3689 | 1.3849 | 1.4074 | 1.4371 | 1.4842 | 1.5459 | 1.6229 | 1.7176 | 1.83 | 1.9542 | 2.0919 | 2.2471 | 2.4096 | 2.5758 | 2.747 | 2.9198 | 3.096 | 3.2663 | 3.4374 | 3.6081 | 3.7775 | 3.9428 | 4.0849 | 4.226 | 4.3527 | 4.4547 | 4.5326 | 4.6148 | 4.675 | 4.763 | 4.8552 | 4.9138 |  | 1.3689 | 1.3754 | 1.3831 | 1.3917 | 1.4039 | 1.4182 | 1.4342 | 1.4521 | 1.472 | 1.4936 | 1.5162 | 1.5413 | 1.5652 | 1.5912 | 1.6201 | 1.6519 | 1.6869 | 1.7252 | 1.7669 | 1.812 | 1.8607 | 1.9116 | 1.9473 | 1.99 | 2.028 | 2.0517 | 2.0614 | 2.0822 | 2.0845 | 2.1167 | 2.1572 | 2.1821 |  | 1.3689 | 1.3829 | 1.3988 | 1.4167 | 1.4455 | 1.4789 | 1.5166 | 1.5591 | 1.6061 | 1.6565 | 1.7111 | 1.7719 | 1.8366 | 1.9042 | 1.9773 | 2.053 | 2.134 | 2.2126 | 2.2965 | 2.3855 | 2.4796 | 2.5768 | 2.6582 | 2.7452 | 2.8247 | 2.8857 | 2.9284 | 2.981 | 3.0168 | 3.0844 | 3.1606 | 3.2101 |  | 1.3689 | 1.3849 | 1.4074 | 1.4371 | 1.4859 | 1.5496 | 1.6285 | 1.7254 | 1.84 | 1.9663 | 2.1061 | 2.2634 | 2.428 | 2.5962 | 2.7696 | 2.9436 | 3.1217 | 3.2938 | 3.4675 | 3.6413 | 3.8127 | 3.9804 | 4.1228 | 4.2637 | 4.39 | 4.4915 | 4.5688 | 4.6503 | 4.7098 | 4.797 | 4.8884 | 4.9463 |  | 1.3687 | 1.382 | 1.3973 | 1.4146 | 1.4518 | 1.4938 | 1.5401 | 1.5915 | 1.6473 | 1.7066 | 1.7701 | 1.8398 | 1.9138 | 1.9909 | 2.0733 | 2.1574 | 2.2477 | 2.3408 | 2.4393 | 2.5426 | 2.6491 | 2.7577 | 2.8326 | 2.9099 | 2.972 | 2.9696 | 3.0337 | 3.1271 | 3.1891 | 3.2688 | 3.3495 | 3.4016
Mintsfeet |  | 10.1665 | 10.1896 | 10.2223 | 10.2656 | 10.3461 | 10.4486 | 10.5737 | 10.7247 | 10.901 | 11.0944 | 11.3003 | 11.5357 | 11.7806 | 12.016 | 12.268 | 12.5115 | 12.7749 | 13.022 | 13.2697 | 13.5154 | 13.7528 | 13.9662 | 14.0992 | 14.1078 | 13.8 | 12.9124 | 11.4225 | 9.9385 | 8.9885 | 8.6219 | 8.556 | 8.5194 |  | 10.1666 | 10.1758 | 10.1865 | 10.1986 | 10.2197 | 10.244 | 10.2707 | 10.2995 | 10.3305 | 10.3634 | 10.3904 | 10.4247 | 10.4537 | 10.4819 | 10.5165 | 10.5571 | 10.6041 | 10.6573 | 10.7151 | 10.7771 | 10.8393 | 10.8906 | 10.8811 | 10.7822 | 10.4436 | 9.6556 | 8.4 | 7.161 | 6.3415 | 5.9944 | 5.8921 | 5.8667 |  | 10.1665 | 10.1867 | 10.2097 | 10.2357 | 10.2892 | 10.3499 | 10.4173 | 10.4916 | 10.5718 | 10.6567 | 10.7405 | 10.8372 | 10.9385 | 11.0292 | 11.1369 | 11.2376 | 11.3613 | 11.4735 | 11.5932 | 11.7188 | 11.8455 | 11.9587 | 12.0023 | 11.9314 | 11.554 | 10.606 | 9.0643 | 7.5366 | 6.5504 | 6.1536 | 6.064 | 6.0139 |  | 10.1665 | 10.1896 | 10.2223 | 10.2656 | 10.3619 | 10.4827 | 10.6266 | 10.7981 | 10.995 | 11.2094 | 11.435 | 11.6907 | 11.9551 | 12.2108 | 12.4824 | 12.7355 | 13.0168 | 13.2763 | 13.5477 | 13.8199 | 14.0735 | 14.3051 | 14.442 | 14.4483 | 14.1362 | 13.2427 | 11.7463 | 10.2537 | 9.2949 | 8.9189 | 8.8439 | 8.7999 |  | 10.1664 | 10.186 | 10.2086 | 10.2342 | 10.3222 | 10.4198 | 10.5247 | 10.638 | 10.7574 | 10.8822 | 11.0044 | 11.1401 | 11.28 | 11.41 | 11.5565 | 11.6859 | 11.8465 | 11.9479 | 12.0353 | 12.1057 | 12.1308 | 12.0949 | 11.8685 | 11.4117 | 10.3499 | 6.8697 | 6.2026 | 6.3369 | 6.4245 | 6.5372 | 6.6514 | 6.7239
Monsall |  | 0.025858 | 0.026023 | 0.026262 | 0.026583 | 0.027079 | 0.027745 | 0.028587 | 0.02964 | 0.030902 | 0.032303 | 0.033873 | 0.035646 | 0.03751 | 0.039429 | 0.041399 | 0.043396 | 0.045416 | 0.047384 | 0.049357 | 0.051317 | 0.053239 | 0.055065 | 0.056495 | 0.057601 | 0.057824 | 0.056434 | 0.053405 | 0.050397 | 0.048511 | 0.048266 | 0.048792 | 0.049124 |  | 0.025859 | 0.025921 | 0.025996 | 0.026082 | 0.026199 | 0.026339 | 0.026497 | 0.026678 | 0.026882 | 0.027105 | 0.027347 | 0.027615 | 0.027883 | 0.028179 | 0.028506 | 0.028865 | 0.029259 | 0.029688 | 0.030154 | 0.030655 | 0.031184 | 0.031701 | 0.03195 | 0.032041 | 0.031516 | 0.029781 | 0.026819 | 0.023963 | 0.02198 | 0.021388 | 0.021466 | 0.021598 |  | 0.025858 | 0.026 | 0.026165 | 0.026353 | 0.02664 | 0.02698 | 0.027368 | 0.027813 | 0.028309 | 0.028846 | 0.029439 | 0.0301 | 0.030813 | 0.031573 | 0.032388 | 0.033243 | 0.034147 | 0.035042 | 0.035997 | 0.037005 | 0.038054 | 0.039095 | 0.03983 | 0.040323 | 0.040016 | 0.038172 | 0.03476 | 0.031438 | 0.029299 | 0.028853 | 0.029231 | 0.029488 |  | 0.025858 | 0.026023 | 0.026262 | 0.026583 | 0.027085 | 0.027758 | 0.028607 | 0.029667 | 0.030936 | 0.032345 | 0.033922 | 0.035701 | 0.037572 | 0.039498 | 0.041475 | 0.043477 | 0.045505 | 0.047482 | 0.049466 | 0.051437 | 0.05337 | 0.055207 | 0.056637 | 0.057742 | 0.057965 | 0.056574 | 0.053544 | 0.050535 | 0.048647 | 0.048401 | 0.048926 | 0.049257 |  | 0.025858 | 0.025999 | 0.026162 | 0.026349 | 0.026705 | 0.027113 | 0.027569 | 0.028084 | 0.028648 | 0.029254 | 0.029916 | 0.030647 | 0.03143 | 0.032261 | 0.033146 | 0.03407 | 0.035045 | 0.035914 | 0.036759 | 0.03759 | 0.038366 | 0.039004 | 0.03902 | 0.038504 | 0.036409 | 0.027925 | 0.026828 | 0.027894 | 0.0286 | 0.029516 | 0.030452 | 0.031049
Monton |  | 0.68155 | 0.6985 | 0.72237 | 0.7539 | 0.80853 | 0.87874 | 0.96503 | 1.0703 | 1.1942 | 1.3306 | 1.4819 | 1.6515 | 1.8289 | 2.0111 | 2.1981 | 2.3875 | 2.5796 | 2.7606 | 2.9424 | 3.124 | 3.3043 | 3.4809 | 3.6339 | 3.7891 | 3.9372 | 4.074 | 4.2007 | 4.3321 | 4.4248 | 4.532 | 4.6355 | 4.7013 |  | 0.68153 | 0.68833 | 0.69634 | 0.70539 | 0.71947 | 0.73578 | 0.75388 | 0.77406 | 0.79646 | 0.82058 | 0.84631 | 0.87446 | 0.90018 | 0.92835 | 0.95944 | 0.99359 | 1.031 | 1.0719 | 1.1163 | 1.1645 | 1.2166 | 1.2713 | 1.311 | 1.3609 | 1.4121 | 1.4599 | 1.505 | 1.5621 | 1.5872 | 1.6322 | 1.6796 | 1.7078 |  | 0.68155 | 0.69638 | 0.71326 | 0.73226 | 0.76741 | 0.80744 | 0.85206 | 0.90185 | 0.95632 | 1.0145 | 1.0776 | 1.147 | 1.2207 | 1.2983 | 1.3811 | 1.4674 | 1.5585 | 1.6422 | 1.7315 | 1.8263 | 1.9266 | 2.0308 | 2.1193 | 2.2171 | 2.3149 | 2.408 | 2.4972 | 2.597 | 2.6635 | 2.7489 | 2.8353 | 2.8912 |  | 0.68155 | 0.6985 | 0.72237 | 0.7539 | 0.80987 | 0.8815 | 0.96923 | 1.076 | 1.2014 | 1.3393 | 1.4922 | 1.6632 | 1.8421 | 2.0258 | 2.2143 | 2.4048 | 2.5983 | 2.7812 | 2.9653 | 3.1493 | 3.3316 | 3.5103 | 3.6635 | 3.8186 | 3.9666 | 4.1031 | 4.2296 | 4.3607 | 4.4531 | 4.5599 | 4.6632 | 4.7286 |  | 0.68137 | 0.69557 | 0.71189 | 0.73033 | 0.77847 | 0.83159 | 0.88926 | 0.95225 | 1.0199 | 1.0912 | 1.1675 | 1.2502 | 1.3375 | 1.4289 | 1.5254 | 1.625 | 1.7297 | 1.8392 | 1.9545 | 2.0756 | 2.2018 | 2.3318 | 2.4204 | 2.5181 | 2.6158 | 2.7087 | 2.7977 | 2.8971 | 2.9633 | 3.0483 | 3.1344 | 3.19
Moorside |  | 2.3332 | 2.3433 | 2.3574 | 2.3757 | 2.4099 | 2.4525 | 2.5035 | 2.5643 | 2.6345 | 2.7111 | 2.7945 | 2.8875 | 2.9846 | 3.0714 | 3.1659 | 3.2563 | 3.343 | 3.4108 | 3.4643 | 3.498 | 3.508 | 3.4943 | 3.4547 | 3.4169 | 3.3894 | 3.3787 | 3.3849 | 3.4163 | 3.4421 | 3.4859 | 3.534 | 3.5661 |  | 2.3337 | 2.3387 | 2.3442 | 2.3503 | 2.36 | 2.371 | 2.383 | 2.396 | 2.4102 | 2.4252 | 2.4403 | 2.457 | 2.4712 | 2.4776 | 2.4888 | 2.4984 | 2.5047 | 2.5048 | 2.4951 | 2.4714 | 2.4313 | 2.3751 | 2.2995 | 2.2292 | 2.1703 | 2.1275 | 2.1 | 2.0971 | 2.0888 | 2.0989 | 2.1149 | 2.1249 |  | 2.3332 | 2.3422 | 2.3523 | 2.3636 | 2.3871 | 2.4134 | 2.4422 | 2.4738 | 2.5078 | 2.5437 | 2.5815 | 2.6229 | 2.6665 | 2.6995 | 2.7403 | 2.7773 | 2.8116 | 2.8287 | 2.8337 | 2.8217 | 2.7892 | 2.7366 | 2.6618 | 2.5922 | 2.5362 | 2.5001 | 2.4838 | 2.4956 | 2.5043 | 2.533 | 2.5684 | 2.5923 |  | 2.3332 | 2.3433 | 2.3574 | 2.3757 | 2.4121 | 2.4571 | 2.5107 | 2.5741 | 2.6471 | 2.7264 | 2.8124 | 2.9081 | 3.0077 | 3.0972 | 3.1943 | 3.2862 | 3.3753 | 3.4454 | 3.5023 | 3.5398 | 3.5525 | 3.5416 | 3.5025 | 3.4645 | 3.4365 | 3.4252 | 3.4306 | 3.4611 | 3.486 | 3.5288 | 3.5759 | 3.6072 |  | 2.3333 | 2.3421 | 2.3522 | 2.3634 | 2.3985 | 2.4365 | 2.4772 | 2.5208 | 2.5668 | 2.6148 | 2.6646 | 2.7181 | 2.7737 | 2.8162 | 2.8673 | 2.9127 | 2.9545 | 2.9854 | 3.002 | 2.997 | 2.9647 | 2.9072 | 2.8032 | 2.7037 | 2.621 | 2.5636 | 2.5313 | 2.5316 | 2.5325 | 2.5559 | 2.5875 | 2.5953
Morton Park & Pirelli |  | 16.3102 | 16.338 | 16.3776 | 16.4303 | 16.5163 | 16.6298 | 16.7717 | 16.9458 | 17.1518 | 17.3792 | 17.6165 | 17.8946 | 18.1851 | 18.4535 | 18.751 | 19.0276 | 19.3401 | 19.6472 | 19.9559 | 20.2653 | 20.573 | 20.8746 | 21.1415 | 21.4198 | 21.6849 | 21.9294 | 22.1564 | 22.3892 | 22.5547 | 22.7446 | 22.9278 | 23.0439 |  | 16.3105 | 16.3216 | 16.3348 | 16.3496 | 16.3724 | 16.3991 | 16.4289 | 16.461 | 16.4959 | 16.5332 | 16.5572 | 16.5942 | 16.629 | 16.6613 | 16.7048 | 16.7552 | 16.814 | 16.8804 | 16.9533 | 17.0337 | 17.1215 | 17.2144 | 17.2818 | 17.367 | 17.4544 | 17.5359 | 17.6137 | 17.711 | 17.7535 | 17.8304 | 17.9118 | 17.9599 |  | 16.3102 | 16.3343 | 16.3621 | 16.3935 | 16.4461 | 16.508 | 16.5785 | 16.6574 | 16.7441 | 16.8368 | 16.9223 | 17.028 | 17.1398 | 17.2283 | 17.3465 | 17.4456 | 17.5844 | 17.7242 | 17.8739 | 18.0344 | 18.2049 | 18.3826 | 18.5392 | 18.7195 | 18.899 | 19.0696 | 19.2333 | 19.413 | 19.535 | 19.6888 | 19.8441 | 19.9445 |  | 16.3102 | 16.338 | 16.3776 | 16.4304 | 16.5453 | 16.6925 | 16.8692 | 17.0813 | 17.3255 | 17.5921 | 17.8659 | 18.1816 | 18.5083 | 18.8142 | 19.1482 | 19.4417 | 19.787 | 20.115 | 20.4662 | 20.8238 | 21.1595 | 21.493 | 21.7676 | 22.0414 | 22.2982 | 22.5312 | 22.7454 | 22.9615 | 23.1099 | 23.2815 | 23.447 | 23.5487 |  | 16.3102 | 16.334 | 16.3614 | 16.3925 | 16.4834 | 16.5883 | 16.7027 | 16.829 | 16.963 | 17.1042 | 17.2355 | 17.388 | 17.5457 | 17.6813 | 17.8457 | 17.9713 | 18.1525 | 18.3321 | 18.543 | 18.7705 | 18.9879 | 19.2162 | 19.3805 | 19.5563 | 19.7275 | 19.8866 | 20.0375 | 20.2005 | 20.3053 | 20.4408 | 20.5784 | 20.6645
Mosley Rd |  | 0.060512 | 0.062007 | 0.063911 | 0.066214 | 0.074078 | 0.082588 | 0.091637 | 0.10126 | 0.11134 | 0.12174 | 0.13254 | 0.14379 | 0.15528 | 0.16697 | 0.17885 | 0.19094 | 0.20324 | 0.2107 | 0.21835 | 0.22619 | 0.23422 | 0.24239 | 0.24988 | 0.25758 | 0.26506 | 0.27257 | 0.2788 | 0.28693 | 0.29358 | 0.3007 | 0.30735 | 0.31243 |  | 0.060512 | 0.061128 | 0.061839 | 0.062619 | 0.064968 | 0.067483 | 0.070107 | 0.072866 | 0.075748 | 0.078726 | 0.08182 | 0.085025 | 0.08685 | 0.08878 | 0.090825 | 0.093029 | 0.095387 | 0.097926 | 0.10062 | 0.10347 | 0.10647 | 0.10962 | 0.11208 | 0.11477 | 0.11725 | 0.11978 | 0.12104 | 0.12421 | 0.12592 | 0.12811 | 0.12984 | 0.13131 |  | 0.060512 | 0.061885 | 0.063384 | 0.064998 | 0.071871 | 0.079023 | 0.086401 | 0.094014 | 0.10179 | 0.1097 | 0.11782 | 0.12616 | 0.13465 | 0.14329 | 0.15209 | 0.16104 | 0.17016 | 0.17444 | 0.17891 | 0.18359 | 0.18847 | 0.19353 | 0.19791 | 0.20253 | 0.20694 | 0.21141 | 0.2146 | 0.21971 | 0.22336 | 0.2275 | 0.23118 | 0.23405 |  | 0.060512 | 0.062007 | 0.063911 | 0.066214 | 0.074394 | 0.08322 | 0.092585 | 0.10252 | 0.11292 | 0.12364 | 0.13476 | 0.14632 | 0.15813 | 0.17013 | 0.18232 | 0.19473 | 0.20735 | 0.2154 | 0.22366 | 0.2321 | 0.24072 | 0.2495 | 0.25698 | 0.26468 | 0.27216 | 0.27968 | 0.2859 | 0.29403 | 0.30069 | 0.30781 | 0.31446 | 0.31954 |  | 0.060512 | 0.061885 | 0.063384 | 0.064998 | 0.076937 | 0.089155 | 0.1016 | 0.11428 | 0.12712 | 0.1401 | 0.15328 | 0.16669 | 0.18025 | 0.19395 | 0.20782 | 0.22184 | 0.23602 | 0.25016 | 0.2645 | 0.27904 | 0.29379 | 0.30871 | 0.31309 | 0.3177 | 0.32212 | 0.32658 | 0.32977 | 0.33488 | 0.33853 | 0.34267 | 0.34636 | 0.34923
Moss Lane |  | 1.3455 | 1.3668 | 1.3967 | 1.4359 | 1.5037 | 1.5903 | 1.6961 | 1.8242 | 1.9745 | 2.1394 | 2.3215 | 2.5254 | 2.7385 | 2.9563 | 3.1806 | 3.4071 | 3.6379 | 3.855 | 4.0733 | 4.2914 | 4.5078 | 4.7188 | 4.8988 | 5.0729 | 5.218 | 5.3124 | 5.3541 | 5.4036 | 5.4462 | 5.5439 | 5.6572 | 5.7307 |  | 1.3454 | 1.3541 | 1.3644 | 1.3761 | 1.3943 | 1.4153 | 1.4386 | 1.4644 | 1.4929 | 1.5235 | 1.5556 | 1.5908 | 1.6224 | 1.6567 | 1.6947 | 1.7365 | 1.7823 | 1.8323 | 1.8866 | 1.9453 | 2.0083 | 2.0736 | 2.118 | 2.1674 | 2.2019 | 2.2027 | 2.1677 | 2.1488 | 2.1225 | 2.1495 | 2.1949 | 2.2248 |  | 1.3455 | 1.3643 | 1.3856 | 1.4095 | 1.4537 | 1.5039 | 1.5597 | 1.6217 | 1.6893 | 1.7613 | 1.8387 | 1.924 | 2.0141 | 2.1081 | 2.209 | 2.3131 | 2.424 | 2.5254 | 2.6334 | 2.748 | 2.8685 | 2.9925 | 3.0944 | 3.1986 | 3.2821 | 3.3224 | 3.3172 | 3.3265 | 3.3352 | 3.4039 | 3.4937 | 3.553 |  | 1.3455 | 1.3668 | 1.3967 | 1.4359 | 1.5062 | 1.5955 | 1.704 | 1.8351 | 1.9883 | 2.1562 | 2.3412 | 2.5479 | 2.7638 | 2.9845 | 3.2117 | 3.44 | 3.6735 | 3.8936 | 4.1159 | 4.3383 | 4.558 | 4.7725 | 4.9528 | 5.1267 | 5.2715 | 5.3652 | 5.4063 | 5.4549 | 5.4966 | 5.5934 | 5.7058 | 5.7785 |  | 1.3453 | 1.3634 | 1.3841 | 1.4073 | 1.4685 | 1.536 | 1.609 | 1.6885 | 1.7736 | 1.8631 | 1.958 | 2.0608 | 2.169 | 2.2812 | 2.4001 | 2.5213 | 2.6501 | 2.7801 | 2.9156 | 3.0562 | 3.1994 | 3.3429 | 3.4267 | 3.505 | 3.5424 | 3.4126 | 3.4658 | 3.5863 | 3.6667 | 3.7693 | 3.8725 | 3.9398
Moss Nook Primary |  | 11.6082 | 11.625 | 11.6489 | 11.6804 | 11.7308 | 11.7968 | 11.8787 | 11.9795 | 12.0989 | 12.2306 | 12.3773 | 12.5419 | 12.7147 | 12.8923 | 13.0746 | 13.2595 | 13.447 | 13.6262 | 13.8054 | 13.9805 | 14.1441 | 14.2761 | 14.3104 | 14.1559 | 13.5492 | 12.1114 | 9.8081 | 7.51 | 6.0286 | 5.3816 | 5.1761 | 5.0533 |  | 11.6082 | 11.6147 | 11.6225 | 11.6314 | 11.6441 | 11.659 | 11.6758 | 11.6947 | 11.7158 | 11.7387 | 11.7633 | 11.7903 | 11.8163 | 11.8448 | 11.8762 | 11.9107 | 11.9484 | 11.9884 | 12.0313 | 12.075 | 12.1142 | 12.1342 | 12.0803 | 11.886 | 11.3416 | 10.147 | 8.2745 | 6.4144 | 5.1972 | 4.6466 | 4.4495 | 4.384 |  | 11.6082 | 11.6229 | 11.6397 | 11.6587 | 11.6896 | 11.7255 | 11.7659 | 11.8115 | 11.8618 | 11.9158 | 11.9747 | 12.04 | 12.1097 | 12.1835 | 12.2625 | 12.3449 | 12.432 | 12.5145 | 12.6016 | 12.6904 | 12.7743 | 12.8341 | 12.8038 | 12.5919 | 11.9346 | 10.4528 | 8.1116 | 5.7814 | 4.2732 | 3.6036 | 3.3802 | 3.247 |  | 11.6082 | 11.625 | 11.6489 | 11.6804 | 11.7318 | 11.7988 | 11.8817 | 11.9836 | 12.104 | 12.2369 | 12.3846 | 12.5503 | 12.7241 | 12.9028 | 13.0862 | 13.2719 | 13.4603 | 13.6409 | 13.8217 | 13.9986 | 14.1636 | 14.2971 | 14.3314 | 14.1769 | 13.5701 | 12.1322 | 9.8286 | 7.5303 | 6.0487 | 5.4014 | 5.1956 | 5.0727 |  | 11.6081 | 11.6226 | 11.6392 | 11.6579 | 11.6978 | 11.7427 | 11.7921 | 11.8469 | 11.9062 | 11.9693 | 12.0374 | 12.1118 | 12.1909 | 12.2741 | 12.3624 | 12.4539 | 12.5503 | 12.5621 | 12.5317 | 12.4652 | 12.3413 | 12.1212 | 11.6926 | 10.9225 | 9.2759 | 4.119 | 3.0595 | 3.1591 | 3.2255 | 3.3105 | 3.3965 | 3.4522
Moss Side (Leyland) & Seven Stars |  | 1.9233 | 1.9458 | 1.9776 | 2.0196 | 2.0849 | 2.1709 | 2.2781 | 2.4103 | 2.567 | 2.7401 | 2.9321 | 3.1485 | 3.3754 | 3.6071 | 3.8462 | 4.0874 | 4.3337 | 4.5733 | 4.8141 | 5.0547 | 5.2939 | 5.5283 | 5.7321 | 5.9391 | 6.1368 | 6.3198 | 6.4888 | 6.6651 | 6.79 | 6.9342 | 7.0732 | 7.1621 |  | 1.9234 | 1.9323 | 1.9428 | 1.9547 | 1.9711 | 1.9905 | 2.0123 | 2.0367 | 2.0641 | 2.0937 | 2.1247 | 2.1594 | 2.1934 | 2.2302 | 2.2712 | 2.3163 | 2.366 | 2.4205 | 2.4797 | 2.5439 | 2.6134 | 2.6865 | 2.7396 | 2.8061 | 2.8741 | 2.9378 | 2.9972 | 3.0733 | 3.107 | 3.1668 | 3.2295 | 3.2671 |  | 1.9233 | 1.943 | 1.9654 | 1.9907 | 2.0301 | 2.076 | 2.128 | 2.187 | 2.252 | 2.3219 | 2.3977 | 2.4822 | 2.5724 | 2.6665 | 2.7683 | 2.8735 | 2.9867 | 3.0979 | 3.2165 | 3.3425 | 3.4758 | 3.6142 | 3.7321 | 3.8627 | 3.9931 | 4.1174 | 4.2358 | 4.3691 | 4.4582 | 4.5721 | 4.687 | 4.7617 |  | 1.9233 | 1.9458 | 1.9776 | 2.0196 | 2.0875 | 2.1764 | 2.2866 | 2.422 | 2.5819 | 2.7583 | 2.9535 | 3.173 | 3.4031 | 3.638 | 3.8802 | 4.1231 | 4.3723 | 4.6144 | 4.8592 | 5.1042 | 5.3464 | 5.5841 | 5.7884 | 5.9952 | 6.1923 | 6.3744 | 6.5426 | 6.7176 | 6.8414 | 6.9843 | 7.1221 | 7.2099 |  | 1.9233 | 1.9426 | 1.9647 | 1.9897 | 2.0403 | 2.0979 | 2.1616 | 2.2324 | 2.3094 | 2.3913 | 2.4789 | 2.5753 | 2.6777 | 2.7839 | 2.8979 | 3.0139 | 3.139 | 3.2703 | 3.4105 | 3.5585 | 3.7125 | 3.8718 | 3.9903 | 4.1205 | 4.2503 | 4.3738 | 4.4913 | 4.6234 | 4.7113 | 4.8239 | 4.9375 | 5.0112
Moss Side (Longsight) |  | 0.47487 | 0.48708 | 1.0042 | 1.0267 | 1.0639 | 1.1123 | 1.1724 | 1.2462 | 1.3336 | 1.4302 | 1.5376 | 1.6583 | 1.7844 | 1.9097 | 2.04 | 2.1703 | 2.2996 | 2.4186 | 2.5321 | 2.6372 | 2.7319 | 2.8149 | 2.8751 | 2.9369 | 2.999 | 3.0616 | 3.1269 | 3.2027 | 3.2565 | 3.325 | 3.3938 | 3.4371 |  | 0.47497 | 0.48045 | 0.98674 | 0.9938 | 1.0038 | 1.0155 | 1.0285 | 1.0429 | 1.0589 | 1.0761 | 1.0944 | 1.1144 | 1.1326 | 1.1491 | 1.1689 | 1.1896 | 1.2104 | 1.2303 | 1.2481 | 1.2621 | 1.2715 | 1.2758 | 1.2647 | 1.2611 | 1.2631 | 1.2695 | 1.2821 | 1.3089 | 1.3175 | 1.344 | 1.3747 | 1.3926 |  | 0.47487 | 0.48556 | 0.99768 | 1.0113 | 1.0345 | 1.0613 | 1.0913 | 1.125 | 1.1621 | 1.2019 | 1.2453 | 1.2932 | 1.3439 | 1.3932 | 1.4478 | 1.5032 | 1.5593 | 1.6077 | 1.6542 | 1.6967 | 1.7337 | 1.7645 | 1.7785 | 1.7992 | 1.8256 | 1.8574 | 1.8964 | 1.9503 | 1.9862 | 2.04 | 2.0977 | 2.1348 |  | 0.47487 | 0.48708 | 1.0042 | 1.0267 | 1.0646 | 1.1138 | 1.1746 | 1.2492 | 1.3375 | 1.4348 | 1.543 | 1.6645 | 1.7914 | 1.9174 | 2.0485 | 2.1794 | 2.3095 | 2.4296 | 2.5443 | 2.6507 | 2.7465 | 2.8307 | 2.891 | 2.9526 | 3.0147 | 3.0772 | 3.1424 | 3.218 | 3.2717 | 3.3401 | 3.4087 | 3.4519 |  | 0.47461 | 0.48444 | 0.99578 | 1.0086 | 1.0389 | 1.0726 | 1.1096 | 1.1504 | 1.1945 | 1.2414 | 1.2919 | 1.347 | 1.4055 | 1.4615 | 1.5232 | 1.5852 | 1.6472 | 1.7076 | 1.7647 | 1.816 | 1.8595 | 1.8946 | 1.8968 | 1.9056 | 1.9214 | 1.9447 | 1.9775 | 2.0271 | 2.0601 | 2.112 | 2.1683 | 2.1992
Mossley |  | 6.0879 | 6.1141 | 6.1511 | 6.1999 | 6.2763 | 6.3771 | 6.5034 | 6.6597 | 6.8457 | 7.0517 | 7.2811 | 7.5396 | 7.8103 | 8.0834 | 8.3656 | 8.6504 | 8.9387 | 9.2171 | 9.4948 | 9.7695 | 10.0379 | 10.2938 | 10.5007 | 10.6872 | 10.803 | 10.6798 | 10.7875 | 10.9496 | 11.0653 | 11.218 | 11.373 | 11.4705 |  | 6.0883 | 6.1001 | 6.1136 | 6.1285 | 6.1486 | 6.1721 | 6.1983 | 6.2276 | 6.2604 | 6.2957 | 6.3331 | 6.3744 | 6.4138 | 6.457 | 6.5049 | 6.5575 | 6.6154 | 6.6785 | 6.7473 | 6.8216 | 6.9013 | 6.9832 | 7.036 | 7.0915 | 7.1169 | 7.0773 | 6.973 | 6.8857 | 6.8103 | 6.826 | 6.8785 | 6.9097 |  | 6.0879 | 6.1108 | 6.1369 | 6.1663 | 6.2121 | 6.2656 | 6.3263 | 6.395 | 6.4711 | 6.5531 | 6.6425 | 6.7421 | 6.848 | 6.9551 | 7.0719 | 7.1931 | 7.3214 | 7.4457 | 7.577 | 7.7147 | 7.8571 | 7.9992 | 8.1051 | 8.202 | 8.2398 | 8.0494 | 8.0998 | 8.2142 | 8.291 | 8.4117 | 8.5424 | 8.6265 |  | 6.0879 | 6.1141 | 6.1511 | 6.1999 | 6.2782 | 6.3811 | 6.5096 | 6.6682 | 6.8566 | 7.0648 | 7.2965 | 7.5573 | 7.8303 | 8.1056 | 8.3901 | 8.6762 | 8.9667 | 9.2473 | 9.5281 | 9.8061 | 10.077 | 10.3356 | 10.5428 | 10.7291 | 10.8446 | 10.7209 | 10.828 | 10.9895 | 11.1044 | 11.2564 | 11.4106 | 11.5075 |  | 6.0874 | 6.1089 | 6.1336 | 6.1616 | 6.219 | 6.2842 | 6.3566 | 6.4373 | 6.5253 | 6.6193 | 6.7208 | 6.8325 | 6.9515 | 7.0755 | 7.1985 | 7.3219 | 7.4482 | 7.5703 | 7.6807 | 7.7477 | 7.6149 | 7.7159 | 7.8458 | 7.9841 | 8.1074 | 8.163 | 8.2839 | 8.4392 | 8.5422 | 8.6751 | 8.8102 | 8.897
Mount St |  | 0.8139 | 0.83395 | 0.86218 | 0.8995 | 0.96077 | 1.0407 | 1.14 | 1.2622 | 1.4071 | 1.567 | 1.7451 | 1.9451 | 2.1545 | 2.3696 | 2.5905 | 2.8142 | 3.041 | 3.2582 | 3.4761 | 3.6936 | 3.9094 | 4.1204 | 4.3029 | 4.4874 | 4.6626 | 4.8221 | 4.9686 | 5.1193 | 5.2252 | 5.3503 | 5.4721 | 5.5487 |  | 0.8139 | 0.82226 | 0.83202 | 0.84303 | 0.85893 | 0.87746 | 0.89815 | 0.92126 | 0.94705 | 0.97484 | 1.0045 | 1.0369 | 1.0672 | 1.1004 | 1.1371 | 1.1775 | 1.2218 | 1.2701 | 1.3228 | 1.3799 | 1.4417 | 1.5066 | 1.5534 | 1.6123 | 1.6723 | 1.7267 | 1.7775 | 1.8416 | 1.8687 | 1.9212 | 1.9778 | 2.0112 |  | 0.8139 | 0.83143 | 0.85137 | 0.87379 | 0.91183 | 0.95565 | 1.005 | 1.0604 | 1.1216 | 1.1871 | 1.2586 | 1.3376 | 1.4215 | 1.5103 | 1.6053 | 1.7044 | 1.8094 | 1.9091 | 2.0156 | 2.1288 | 2.2485 | 2.3728 | 2.4781 | 2.5943 | 2.7099 | 2.818 | 2.9206 | 3.0348 | 3.1107 | 3.2112 | 3.3141 | 3.3804 |  | 0.8139 | 0.83395 | 0.86218 | 0.8995 | 0.96215 | 1.0436 | 1.1444 | 1.2682 | 1.4147 | 1.5763 | 1.7558 | 1.9575 | 2.1684 | 2.3851 | 2.6076 | 2.8324 | 3.0607 | 3.2797 | 3.5 | 3.72 | 3.9378 | 4.1509 | 4.3335 | 4.518 | 4.6929 | 4.8522 | 4.9984 | 5.1487 | 5.2542 | 5.3789 | 5.5003 | 5.5766 |  | 0.81357 | 0.83 | 0.84895 | 0.87042 | 0.92007 | 0.97563 | 1.0366 | 1.104 | 1.1769 | 1.2544 | 1.3377 | 1.4287 | 1.5254 | 1.6269 | 1.7347 | 1.8461 | 1.9637 | 2.0869 | 2.2172 | 2.3543 | 2.4974 | 2.645 | 2.7497 | 2.8647 | 2.9781 | 3.0786 | 3.1835 | 3.302 | 3.3807 | 3.4822 | 3.5853 | 3.6516
Musgrave Rd |  | 2.1462 | 2.1642 | 2.1887 | 2.2207 | 2.2732 | 2.3407 | 2.4236 | 2.5244 | 2.643 | 2.7733 | 2.9175 | 3.079 | 3.2475 | 3.4089 | 3.5795 | 3.7475 | 3.912 | 4.0575 | 4.1887 | 4.2999 | 4.3863 | 4.4466 | 4.4692 | 4.4902 | 4.5097 | 4.5244 | 4.5352 | 4.5721 | 4.6039 | 4.6764 | 4.7608 | 4.8154 |  | 2.1462 | 2.1541 | 2.1631 | 2.1733 | 2.1879 | 2.2047 | 2.2234 | 2.244 | 2.2669 | 2.2914 | 2.317 | 2.3451 | 2.3704 | 2.3893 | 2.4142 | 2.4386 | 2.4608 | 2.4781 | 2.487 | 2.4834 | 2.4648 | 2.4307 | 2.3696 | 2.3154 | 2.2662 | 2.2186 | 2.1726 | 2.1552 | 2.1324 | 2.1496 | 2.1812 | 2.2011 |  | 2.1462 | 2.1621 | 2.1798 | 2.1996 | 2.2332 | 2.2715 | 2.3144 | 2.3621 | 2.4144 | 2.4701 | 2.5302 | 2.5966 | 2.6664 | 2.7284 | 2.7999 | 2.8697 | 2.938 | 2.9906 | 3.0334 | 3.0615 | 3.0711 | 3.0616 | 3.0217 | 2.9868 | 2.957 | 2.9285 | 2.9018 | 2.9068 | 2.9116 | 2.9611 | 3.0269 | 3.0705 |  | 2.1462 | 2.1642 | 2.1887 | 2.2207 | 2.2749 | 2.3442 | 2.4289 | 2.5317 | 2.6522 | 2.7846 | 2.9306 | 3.0941 | 3.2645 | 3.4279 | 3.6004 | 3.7696 | 3.9359 | 4.0834 | 4.2173 | 4.3313 | 4.4199 | 4.4826 | 4.5054 | 4.5263 | 4.5455 | 4.5598 | 4.5701 | 4.6065 | 4.6376 | 4.7095 | 4.7933 | 4.8474 |  | 2.1458 | 2.1602 | 2.1766 | 2.1952 | 2.2391 | 2.2881 | 2.3415 | 2.4 | 2.463 | 2.5296 | 2.6006 | 2.6779 | 2.7597 | 2.831 | 2.9126 | 2.991 | 3.0667 | 3.1319 | 3.1838 | 3.2156 | 3.2214 | 3.2016 | 3.1243 | 3.0485 | 2.9723 | 2.8493 | 2.8325 | 2.8749 | 2.9036 | 2.9632 | 3.0318 | 3.0632
Nelson |  | 1.4365 | 1.4586 | 1.4887 | 1.5276 | 1.6021 | 1.6945 | 1.8051 | 1.9366 | 2.0887 | 2.2544 | 2.4345 | 2.6357 | 2.8444 | 3.0541 | 3.2717 | 3.4893 | 3.7147 | 3.9203 | 4.1272 | 4.3345 | 4.5409 | 4.7434 | 4.9195 | 5.0967 | 5.2594 | 5.3984 | 5.5118 | 5.6339 | 5.7242 | 5.8423 | 5.9619 | 6.0397 |  | 1.4364 | 1.4461 | 1.4572 | 1.4695 | 1.4904 | 1.514 | 1.5398 | 1.5678 | 1.598 | 1.63 | 1.6616 | 1.6968 | 1.7254 | 1.7554 | 1.7892 | 1.8272 | 1.8696 | 1.917 | 1.9685 | 2.0246 | 2.0852 | 2.1489 | 2.1945 | 2.2493 | 2.3 | 2.3379 | 2.3609 | 2.4004 | 2.4126 | 2.4562 | 2.5064 | 2.5378 |  | 1.4365 | 1.4561 | 1.4779 | 1.5022 | 1.5541 | 1.6118 | 1.675 | 1.7438 | 1.8177 | 1.8956 | 1.9769 | 2.0663 | 2.1592 | 2.2521 | 2.3532 | 2.4554 | 2.5675 | 2.6637 | 2.7662 | 2.8754 | 2.9908 | 3.1105 | 3.212 | 3.3221 | 3.4254 | 3.512 | 3.5796 | 3.6622 | 3.7186 | 3.8076 | 3.903 | 3.966 |  | 1.4365 | 1.4586 | 1.4887 | 1.5276 | 1.6078 | 1.7065 | 1.8237 | 1.9622 | 2.1213 | 2.2942 | 2.4811 | 2.6892 | 2.9047 | 3.1212 | 3.3456 | 3.5671 | 3.7987 | 4.01 | 4.2258 | 4.4428 | 4.6559 | 4.8658 | 5.043 | 5.2195 | 5.381 | 5.5183 | 5.6298 | 5.7494 | 5.8371 | 5.9525 | 6.0695 | 6.1452 |  | 1.4359 | 1.4538 | 1.4741 | 1.4968 | 1.5747 | 1.6591 | 1.749 | 1.8453 | 1.9466 | 2.0522 | 2.1608 | 2.2777 | 2.3991 | 2.5207 | 2.6504 | 2.7782 | 2.9183 | 3.0613 | 3.2132 | 3.372 | 3.5334 | 3.6985 | 3.7954 | 3.8969 | 3.9848 | 4.0173 | 4.1013 | 4.216 | 4.2923 | 4.3893 | 4.4865 | 4.55
New Moston |  | 0.83497 | 0.85559 | 0.88507 | 0.92439 | 0.98701 | 1.0699 | 1.174 | 1.3032 | 1.4573 | 1.628 | 1.8188 | 2.0337 | 2.2592 | 2.4913 | 2.7295 | 2.971 | 3.2153 | 3.4515 | 3.6885 | 3.9248 | 4.1589 | 4.3878 | 4.5853 | 4.7854 | 4.9761 | 5.1512 | 5.3147 | 5.4814 | 5.5974 | 5.7327 | 5.8636 | 5.9454 |  | 0.83499 | 0.8432 | 0.85293 | 0.86397 | 0.87952 | 0.89788 | 0.91849 | 0.94176 | 0.9679 | 0.99625 | 1.0269 | 1.0605 | 1.093 | 1.1288 | 1.1682 | 1.2116 | 1.2592 | 1.3111 | 1.3677 | 1.4292 | 1.4956 | 1.5656 | 1.616 | 1.6801 | 1.7462 | 1.8076 | 1.8675 | 1.9406 | 1.9722 | 2.0303 | 2.0925 | 2.1288 |  | 0.83497 | 0.85288 | 0.87344 | 0.8967 | 0.93423 | 0.97798 | 1.0276 | 1.084 | 1.1466 | 1.214 | 1.2881 | 1.3704 | 1.4583 | 1.5521 | 1.6523 | 1.7574 | 1.8684 | 1.9763 | 2.0914 | 2.2139 | 2.3435 | 2.4782 | 2.5922 | 2.7186 | 2.8453 | 2.9656 | 3.0826 | 3.211 | 3.2961 | 3.4062 | 3.5186 | 3.5906 |  | 0.83497 | 0.85559 | 0.88507 | 0.92439 | 0.98792 | 1.0718 | 1.1768 | 1.307 | 1.462 | 1.6337 | 1.8255 | 2.0414 | 2.2679 | 2.501 | 2.7402 | 2.9824 | 3.2277 | 3.4653 | 3.7039 | 3.9418 | 4.1775 | 4.4078 | 4.6054 | 4.8054 | 4.9961 | 5.1711 | 5.3344 | 5.501 | 5.6169 | 5.7519 | 5.8827 | 5.9643 |  | 0.83478 | 0.85199 | 0.8719 | 0.89454 | 0.94206 | 0.99587 | 1.0555 | 1.122 | 1.1946 | 1.2721 | 1.3564 | 1.4488 | 1.5475 | 1.6519 | 1.7629 | 1.8785 | 2.0002 | 2.1284 | 2.2642 | 2.4073 | 2.5573 | 2.7124 | 2.8265 | 2.9528 | 3.0795 | 3.1996 | 3.3165 | 3.4447 | 3.5296 | 3.6396 | 3.7519 | 3.8236
Newbiggin on Lune |  | 0.18855 | 0.19314 | 0.19933 | 0.20721 | 0.22021 | 0.23645 | 0.25581 | 0.27857 | 0.30449 | 0.33252 | 0.36168 | 0.39477 | 0.42895 | 0.46087 | 0.49553 | 0.52874 | 0.56582 | 0.60172 | 0.6381 | 0.67498 | 0.71211 | 0.7491 | 0.7824 | 0.81709 | 0.85036 | 0.88205 | 0.91024 | 0.94196 | 0.96597 | 0.99264 | 1.018 | 1.0355 |  | 0.18856 | 0.19036 | 0.19246 | 0.19479 | 0.19842 | 0.20262 | 0.20722 | 0.21215 | 0.21736 | 0.22283 | 0.22715 | 0.23265 | 0.23743 | 0.24177 | 0.24704 | 0.25343 | 0.26095 | 0.26986 | 0.27956 | 0.29026 | 0.30189 | 0.31423 | 0.32355 | 0.33463 | 0.34556 | 0.3561 | 0.36428 | 0.3771 | 0.38323 | 0.39286 | 0.4021 | 0.40828 |  | 0.18855 | 0.19266 | 0.19725 | 0.20232 | 0.21109 | 0.22105 | 0.23206 | 0.24405 | 0.2568 | 0.27016 | 0.28297 | 0.29773 | 0.31293 | 0.32569 | 0.34117 | 0.35528 | 0.37348 | 0.391 | 0.40967 | 0.42965 | 0.45086 | 0.47299 | 0.49256 | 0.51451 | 0.53605 | 0.55695 | 0.57523 | 0.59787 | 0.61357 | 0.63256 | 0.65092 | 0.6636 |  | 0.18855 | 0.19314 | 0.19934 | 0.20721 | 0.22307 | 0.24261 | 0.26538 | 0.29186 | 0.32151 | 0.35337 | 0.38611 | 0.42287 | 0.46059 | 0.49618 | 0.53441 | 0.56932 | 0.60962 | 0.64768 | 0.68828 | 0.72993 | 0.76991 | 0.81011 | 0.84415 | 0.8784 | 0.91088 | 0.94148 | 0.96845 | 0.99857 | 1.0209 | 1.0459 | 1.0696 | 1.0857 |  | 0.18855 | 0.19266 | 0.19726 | 0.20233 | 0.21624 | 0.23179 | 0.2485 | 0.26649 | 0.28526 | 0.30474 | 0.32342 | 0.34414 | 0.36516 | 0.38388 | 0.40523 | 0.42333 | 0.44704 | 0.47119 | 0.49855 | 0.52777 | 0.55628 | 0.5861 | 0.60639 | 0.62792 | 0.64866 | 0.66847 | 0.68553 | 0.70657 | 0.72064 | 0.73789 | 0.75457 | 0.76587
Newby |  | 0.97822 | 1.0018 | 1.0342 | 1.076 | 1.1437 | 1.23 | 1.3349 | 1.4602 | 1.6051 | 1.763 | 1.9267 | 2.1155 | 2.3114 | 2.4922 | 2.6914 | 2.8787 | 3.0906 | 3.2981 | 3.5078 | 3.7195 | 3.9317 | 4.1418 | 4.3301 | 4.5266 | 4.7147 | 4.8918 | 5.0517 | 5.2259 | 5.355 | 5.5 | 5.6385 | 5.7314 |  | 0.97864 | 0.98859 | 1 | 1.0126 | 1.0316 | 1.0536 | 1.0777 | 1.1036 | 1.1312 | 1.1603 | 1.1809 | 1.2098 | 1.2358 | 1.2594 | 1.2897 | 1.3257 | 1.368 | 1.4171 | 1.4706 | 1.5297 | 1.594 | 1.6622 | 1.713 | 1.7746 | 1.8363 | 1.895 | 1.9442 | 2.0152 | 2.0482 | 2.1024 | 2.1564 | 2.1909 |  | 0.97822 | 0.99917 | 1.0228 | 1.0491 | 1.0929 | 1.1435 | 1.2001 | 1.2624 | 1.3294 | 1.4003 | 1.4664 | 1.5453 | 1.6275 | 1.6935 | 1.778 | 1.8513 | 1.951 | 2.0497 | 2.1552 | 2.2681 | 2.388 | 2.513 | 2.6237 | 2.7494 | 2.8734 | 2.9927 | 3.1008 | 3.2287 | 3.3168 | 3.4248 | 3.5308 | 3.6024 |  | 0.97822 | 1.0018 | 1.0343 | 1.0761 | 1.1627 | 1.2712 | 1.3988 | 1.5491 | 1.7189 | 1.9025 | 2.0902 | 2.3036 | 2.5232 | 2.7285 | 2.9517 | 3.1501 | 3.3835 | 3.6051 | 3.8428 | 4.0861 | 4.3169 | 4.5481 | 4.7414 | 4.935 | 5.1176 | 5.2873 | 5.439 | 5.6022 | 5.7203 | 5.8533 | 5.9803 | 6.0639 |  | 0.97826 | 0.99915 | 1.0227 | 1.0489 | 1.1211 | 1.2031 | 1.2917 | 1.3882 | 1.4895 | 1.5953 | 1.6947 | 1.8075 | 1.9227 | 2.0226 | 2.1404 | 2.2343 | 2.3648 | 2.4958 | 2.6475 | 2.8105 | 2.9672 | 3.1316 | 3.2473 | 3.37 | 3.4886 | 3.6005 | 3.7003 | 3.8172 | 3.8942 | 3.9903 | 4.085 | 4.1471
Newton |  | 0.33081 | 0.33889 | 0.35053 | 0.36614 | 0.38984 | 0.42175 | 0.46224 | 0.51293 | 0.57374 | 0.64133 | 0.717 | 0.80254 | 0.89241 | 0.9848 | 1.0797 | 1.1759 | 1.2733 | 1.3688 | 1.4645 | 1.56 | 1.6546 | 1.7469 | 1.8266 | 1.9073 | 1.9842 | 2.0547 | 2.1207 | 2.1876 | 2.234 | 2.2881 | 2.3406 | 2.3732 |  | 0.33082 | 0.33394 | 0.33766 | 0.34188 | 0.34755 | 0.35432 | 0.36199 | 0.37071 | 0.38057 | 0.39132 | 0.40293 | 0.4158 | 0.42868 | 0.44285 | 0.45854 | 0.47583 | 0.49483 | 0.51563 | 0.5383 | 0.56295 | 0.58965 | 0.61775 | 0.63795 | 0.66373 | 0.69041 | 0.71511 | 0.73947 | 0.76885 | 0.78149 | 0.80493 | 0.83014 | 0.84474 |  | 0.33081 | 0.3378 | 0.34586 | 0.35501 | 0.36859 | 0.38469 | 0.40316 | 0.42436 | 0.44803 | 0.47369 | 0.50197 | 0.5336 | 0.56759 | 0.60374 | 0.64264 | 0.68337 | 0.72665 | 0.77007 | 0.81645 | 0.86581 | 0.91806 | 0.97233 | 1.0183 | 1.0694 | 1.1206 | 1.1692 | 1.2167 | 1.2685 | 1.3027 | 1.3472 | 1.3927 | 1.4217 |  | 0.33081 | 0.33889 | 0.35053 | 0.36614 | 0.39028 | 0.42267 | 0.46366 | 0.51487 | 0.5762 | 0.64432 | 0.72051 | 0.80656 | 0.89694 | 0.98985 | 1.0853 | 1.1817 | 1.2797 | 1.3757 | 1.4721 | 1.5684 | 1.6635 | 1.7565 | 1.8363 | 1.9169 | 1.9938 | 2.0641 | 2.13 | 2.1967 | 2.243 | 2.2969 | 2.3493 | 2.3817 |  | 0.33076 | 0.33756 | 0.34544 | 0.35441 | 0.37093 | 0.39001 | 0.41144 | 0.43566 | 0.46234 | 0.49103 | 0.52232 | 0.55699 | 0.59416 | 0.63349 | 0.67558 | 0.7193 | 0.76574 | 0.81488 | 0.86719 | 0.92252 | 0.98056 | 1.0407 | 1.0867 | 1.1377 | 1.1889 | 1.2374 | 1.2847 | 1.3363 | 1.3704 | 1.4147 | 1.46 | 1.4889
Newton Heath |  | 0.5693 | 0.5834 | 0.60335 | 0.6298 | 0.67258 | 0.7286 | 0.79831 | 0.88418 | 0.98602 | 1.0985 | 1.2238 | 1.3646 | 1.5122 | 1.6637 | 1.8195 | 1.9771 | 2.1371 | 2.2908 | 2.4452 | 2.5993 | 2.7523 | 2.902 | 3.0316 | 3.163 | 3.2884 | 3.404 | 3.5114 | 3.6222 | 3.7 | 3.7903 | 3.8775 | 3.9327 |  | 0.56937 | 0.57517 | 0.58201 | 0.58976 | 0.60082 | 0.61377 | 0.62827 | 0.64451 | 0.66266 | 0.68225 | 0.70315 | 0.7261 | 0.74773 | 0.77147 | 0.79769 | 0.82649 | 0.85805 | 0.89253 | 0.93002 | 0.97071 | 1.0147 | 1.0609 | 1.0944 | 1.1366 | 1.1799 | 1.2204 | 1.2589 | 1.3071 | 1.3282 | 1.3663 | 1.4067 | 1.4305 |  | 0.5693 | 0.5816 | 0.59566 | 0.61151 | 0.63781 | 0.66823 | 0.70254 | 0.74125 | 0.78394 | 0.82979 | 0.87983 | 0.93524 | 0.99428 | 1.0567 | 1.1236 | 1.1934 | 1.2673 | 1.3381 | 1.4137 | 1.4941 | 1.579 | 1.6673 | 1.7422 | 1.8251 | 1.908 | 1.9869 | 2.0629 | 2.1473 | 2.2035 | 2.2759 | 2.3492 | 2.3965 |  | 0.5693 | 0.5834 | 0.60335 | 0.6298 | 0.67352 | 0.73055 | 0.8013 | 0.88824 | 0.99117 | 1.1048 | 1.2311 | 1.373 | 1.5216 | 1.6743 | 1.831 | 1.9895 | 2.1504 | 2.3054 | 2.4614 | 2.6171 | 2.7714 | 2.9225 | 3.0523 | 3.1836 | 3.3089 | 3.4243 | 3.5315 | 3.642 | 3.7196 | 3.8096 | 3.8965 | 3.9514 |  | 0.56918 | 0.58101 | 0.59463 | 0.61005 | 0.64415 | 0.68245 | 0.72461 | 0.77128 | 0.82189 | 0.8757 | 0.93369 | 0.9971 | 1.0645 | 1.1353 | 1.2106 | 1.2884 | 1.3706 | 1.457 | 1.5484 | 1.6447 | 1.7453 | 1.8492 | 1.9242 | 2.007 | 2.0898 | 2.1685 | 2.2442 | 2.3284 | 2.3844 | 2.4564 | 2.5294 | 2.5765
Newton Le Willows |  | 3.6032 | 3.626 | 3.6579 | 3.6999 | 3.7695 | 3.8596 | 3.9705 | 4.1055 | 4.2642 | 4.4386 | 4.6283 | 4.8432 | 5.0673 | 5.2897 | 5.5231 | 5.754 | 5.9965 | 6.2296 | 6.4639 | 6.6985 | 6.9314 | 7.159 | 7.3546 | 7.5468 | 7.7102 | 7.8236 | 7.8855 | 7.9551 | 8.0117 | 8.1225 | 8.2474 | 8.3281 |  | 3.6032 | 3.6126 | 3.6236 | 3.636 | 3.6545 | 3.6762 | 3.7002 | 3.7266 | 3.7555 | 3.7863 | 3.8152 | 3.8492 | 3.88 | 3.9118 | 3.9485 | 3.9901 | 4.037 | 4.0894 | 4.1465 | 4.2089 | 4.2762 | 4.3463 | 4.3945 | 4.4492 | 4.49 | 4.4983 | 4.4727 | 4.464 | 4.4431 | 4.4758 | 4.5264 | 4.5591 |  | 3.6032 | 3.6232 | 3.646 | 3.6715 | 3.7157 | 3.7665 | 3.8236 | 3.8871 | 3.9563 | 4.0302 | 4.1065 | 4.193 | 4.2841 | 4.3724 | 4.4721 | 4.5707 | 4.6834 | 4.7912 | 4.9064 | 5.029 | 5.1586 | 5.2921 | 5.4037 | 5.5207 | 5.6179 | 5.6734 | 5.6852 | 5.7121 | 5.7327 | 5.813 | 5.9134 | 5.9794 |  | 3.6032 | 3.626 | 3.6579 | 3.6999 | 3.7777 | 3.8772 | 3.9979 | 4.1434 | 4.3127 | 4.498 | 4.6978 | 4.9232 | 5.1574 | 5.3902 | 5.6338 | 5.8698 | 6.1215 | 6.3612 | 6.6078 | 6.8562 | 7.0977 | 7.3348 | 7.5324 | 7.7234 | 7.8847 | 7.9951 | 8.0537 | 8.1189 | 8.171 | 8.2771 | 8.3974 | 8.4743 |  | 3.603 | 3.6222 | 3.6442 | 3.669 | 3.7331 | 3.805 | 3.8833 | 3.9691 | 4.0606 | 4.157 | 4.2553 | 4.364 | 4.4775 | 4.5886 | 4.7109 | 4.8269 | 4.9612 | 5.096 | 5.2417 | 5.3947 | 5.5471 | 5.7014 | 5.7976 | 5.8892 | 5.9411 | 5.8336 | 5.8979 | 6.0261 | 6.1109 | 6.2192 | 6.3285 | 6.399
Newtongate T11 & T12 |  | 9.1262 | 9.1762 | 9.2445 | 9.3325 | 9.4747 | 9.6562 | 9.8765 | 10.1396 | 10.4437 | 10.7751 | 11.1187 | 11.5149 | 11.9259 | 12.3051 | 12.7229 | 13.1158 | 13.5602 | 13.9955 | 14.4353 | 14.8793 | 15.3241 | 15.7643 | 16.1579 | 16.5667 | 16.9526 | 17.3061 | 17.6139 | 17.9516 | 18.2047 | 18.5003 | 18.7873 | 18.9801 |  | 9.1264 | 9.1461 | 9.1693 | 9.195 | 9.2342 | 9.2799 | 9.3302 | 9.3841 | 9.4417 | 9.5025 | 9.5457 | 9.6062 | 9.6608 | 9.7103 | 9.7738 | 9.8494 | 9.938 | 10.041 | 10.1534 | 10.2773 | 10.4121 | 10.5547 | 10.6601 | 10.7866 | 10.9092 | 11.0183 | 11.0997 | 11.2267 | 11.2816 | 11.3887 | 11.4992 | 11.5705 |  | 9.1262 | 9.1706 | 9.2205 | 9.2759 | 9.3683 | 9.4747 | 9.5938 | 9.7247 | 9.8656 | 10.0145 | 10.1535 | 10.3193 | 10.4916 | 10.6301 | 10.8075 | 10.9613 | 11.1705 | 11.3777 | 11.5989 | 11.8357 | 12.087 | 12.3487 | 12.5795 | 12.8398 | 13.0911 | 13.3235 | 13.5224 | 13.7629 | 13.9298 | 14.1477 | 14.3666 | 14.5145 |  | 9.1262 | 9.1762 | 9.2445 | 9.3326 | 9.5146 | 9.7424 | 10.0104 | 10.3258 | 10.6822 | 11.0675 | 11.4612 | 11.909 | 12.3697 | 12.8003 | 13.2683 | 13.6845 | 14.174 | 14.6386 | 15.1371 | 15.6474 | 16.1313 | 16.6157 | 17.0197 | 17.4224 | 17.7969 | 18.1348 | 18.4253 | 18.7401 | 18.97 | 19.2406 | 19.5036 | 19.6769 |  | 9.1261 | 9.17 | 9.2194 | 9.2745 | 9.426 | 9.598 | 9.7841 | 9.9866 | 10.1991 | 10.4211 | 10.6297 | 10.8664 | 11.1081 | 11.3178 | 11.5651 | 11.762 | 12.036 | 12.3099 | 12.6266 | 12.9663 | 13.2924 | 13.6335 | 13.8702 | 14.1178 | 14.3466 | 14.5214 | 14.7176 | 14.963 | 15.1245 | 15.3262 | 15.5246 | 15.6551
Newtongate T13 |  | 1.2623 | 1.293 | 1.3354 | 1.3904 | 1.4786 | 1.5922 | 1.7312 | 1.8983 | 2.0926 | 2.305 | 2.5249 | 2.7801 | 3.0455 | 3.2892 | 3.5592 | 3.8112 | 4.0978 | 4.3798 | 4.6643 | 4.9511 | 5.2381 | 5.5216 | 5.7753 | 6.0403 | 6.2936 | 6.5311 | 6.7469 | 6.9788 | 7.1495 | 7.3418 | 7.5259 | 7.648 |  | 1.2623 | 1.2742 | 1.2882 | 1.3039 | 1.3277 | 1.3557 | 1.3865 | 1.4197 | 1.4553 | 1.4931 | 1.5187 | 1.556 | 1.5906 | 1.6219 | 1.6629 | 1.7114 | 1.7682 | 1.8337 | 1.9052 | 1.9841 | 2.07 | 2.161 | 2.2284 | 2.3109 | 2.3939 | 2.4726 | 2.5405 | 2.6353 | 2.6789 | 2.7519 | 2.8255 | 2.8718 |  | 1.2623 | 1.2894 | 1.3201 | 1.3544 | 1.4106 | 1.4759 | 1.5493 | 1.6305 | 1.7182 | 1.8112 | 1.8972 | 2.0012 | 2.1099 | 2.1957 | 2.308 | 2.4035 | 2.5361 | 2.6691 | 2.8111 | 2.9632 | 3.1247 | 3.293 | 3.4422 | 3.6124 | 3.7804 | 3.9418 | 4.0898 | 4.262 | 4.3804 | 4.5262 | 4.6702 | 4.7665 |  | 1.2623 | 1.293 | 1.3354 | 1.3905 | 1.5057 | 1.6508 | 1.8223 | 2.0249 | 2.2549 | 2.5039 | 2.758 | 3.0484 | 3.3475 | 3.6262 | 3.9304 | 4.1983 | 4.5155 | 4.8172 | 5.1415 | 5.4734 | 5.7867 | 6.1001 | 6.3609 | 6.6217 | 6.8673 | 7.0941 | 7.298 | 7.5143 | 7.6691 | 7.8444 | 8.012 | 8.1208 |  | 1.2622 | 1.2892 | 1.3197 | 1.3538 | 1.4478 | 1.5551 | 1.6717 | 1.799 | 1.933 | 2.0732 | 2.204 | 2.3538 | 2.5071 | 2.6387 | 2.796 | 2.9181 | 3.0922 | 3.266 | 3.4688 | 3.6871 | 3.896 | 4.1154 | 4.2717 | 4.4376 | 4.598 | 4.7487 | 4.8848 | 5.0414 | 5.1438 | 5.2726 | 5.4002 | 5.4831
Norbreck |  | 0.17044 | 0.17469 | 0.18075 | 0.18881 | 0.20192 | 0.21915 | 0.24068 | 0.26725 | 0.29887 | 0.33384 | 0.37284 | 0.41672 | 0.46265 | 0.50988 | 0.55837 | 0.60749 | 0.65724 | 0.70503 | 0.75298 | 0.80081 | 0.84821 | 0.89456 | 0.93459 | 0.97515 | 1.0138 | 1.0494 | 1.0825 | 1.1164 | 1.14 | 1.1675 | 1.1941 | 1.2108 |  | 0.17044 | 0.1722 | 0.17433 | 0.1768 | 0.18032 | 0.18445 | 0.18909 | 0.19427 | 0.20007 | 0.20631 | 0.21294 | 0.22019 | 0.22678 | 0.23404 | 0.24206 | 0.25087 | 0.26053 | 0.27108 | 0.28257 | 0.29505 | 0.30854 | 0.32273 | 0.33297 | 0.34596 | 0.35936 | 0.3718 | 0.3839 | 0.39872 | 0.40515 | 0.41692 | 0.4295 | 0.43685 |  | 0.17044 | 0.17414 | 0.17839 | 0.18319 | 0.19122 | 0.20052 | 0.21103 | 0.2229 | 0.23602 | 0.25012 | 0.26556 | 0.28265 | 0.30082 | 0.3201 | 0.34075 | 0.36232 | 0.38513 | 0.40699 | 0.43033 | 0.45515 | 0.48141 | 0.50868 | 0.53181 | 0.55742 | 0.5831 | 0.60748 | 0.63116 | 0.65719 | 0.67446 | 0.69679 | 0.71956 | 0.73414 |  | 0.17044 | 0.17469 | 0.18075 | 0.18881 | 0.20217 | 0.21966 | 0.24146 | 0.26831 | 0.3002 | 0.33546 | 0.37473 | 0.41889 | 0.46509 | 0.5126 | 0.56137 | 0.61069 | 0.6607 | 0.70884 | 0.75722 | 0.80549 | 0.85328 | 0.90001 | 0.94007 | 0.98062 | 1.0193 | 1.0548 | 1.0879 | 1.1217 | 1.1452 | 1.1727 | 1.1992 | 1.2158 |  | 0.17041 | 0.17393 | 0.178 | 0.18263 | 0.19298 | 0.20462 | 0.21744 | 0.23166 | 0.24711 | 0.26355 | 0.28133 | 0.30078 | 0.32149 | 0.34332 | 0.36651 | 0.39056 | 0.4159 | 0.44253 | 0.47072 | 0.5004 | 0.53146 | 0.56354 | 0.58669 | 0.61228 | 0.63793 | 0.66226 | 0.68588 | 0.71186 | 0.72906 | 0.75133 | 0.77402 | 0.78855
Norbury |  | 0.61431 | 0.62936 | 0.65059 | 0.67861 | 0.72255 | 0.78021 | 0.85196 | 0.94025 | 1.0448 | 1.1603 | 1.2885 | 1.4327 | 1.5839 | 1.7387 | 1.8982 | 2.0592 | 2.2234 | 2.3824 | 2.5422 | 2.7019 | 2.8606 | 3.0161 | 3.1513 | 3.2885 | 3.4196 | 3.5409 | 3.653 | 3.77 | 3.8529 | 3.9486 | 4.0409 | 4.0999 |  | 0.61443 | 0.62059 | 0.62785 | 0.63604 | 0.64741 | 0.66079 | 0.67576 | 0.69256 | 0.71133 | 0.7316 | 0.75297 | 0.77668 | 0.79953 | 0.82442 | 0.85203 | 0.88236 | 0.91561 | 0.9519 | 0.99133 | 1.0341 | 1.0802 | 1.1288 | 1.164 | 1.2082 | 1.2533 | 1.2956 | 1.335 | 1.3855 | 1.4079 | 1.4476 | 1.4891 | 1.514 |  | 0.61431 | 0.62748 | 0.64252 | 0.65944 | 0.68617 | 0.71727 | 0.75242 | 0.79215 | 0.83597 | 0.88306 | 0.93414 | 0.99098 | 1.0516 | 1.1152 | 1.1837 | 1.2547 | 1.3306 | 1.4045 | 1.4833 | 1.567 | 1.6555 | 1.7474 | 1.8256 | 1.9121 | 1.9984 | 2.0808 | 2.1592 | 2.2476 | 2.3066 | 2.3821 | 2.4582 | 2.5078 |  | 0.61431 | 0.62936 | 0.65059 | 0.67861 | 0.72403 | 0.78335 | 0.85679 | 0.9469 | 1.0533 | 1.1706 | 1.3006 | 1.4466 | 1.5996 | 1.7561 | 1.9174 | 2.0795 | 2.2452 | 2.4058 | 2.5679 | 2.7302 | 2.8907 | 3.0482 | 3.1836 | 3.3207 | 3.4515 | 3.5724 | 3.684 | 3.8003 | 3.8827 | 3.9777 | 4.0693 | 4.1278 |  | 0.61426 | 0.62711 | 0.64185 | 0.65847 | 0.69285 | 0.73177 | 0.77474 | 0.82245 | 0.87423 | 0.92932 | 0.98834 | 1.0532 | 1.1221 | 1.1939 | 1.2707 | 1.3492 | 1.4332 | 1.5213 | 1.6151 | 1.714 | 1.8169 | 1.9234 | 2.0019 | 2.0882 | 2.1743 | 2.2562 | 2.3341 | 2.4219 | 2.4803 | 2.555 | 2.6305 | 2.6795
Northenden |  | 2.8137 | 2.8271 | 2.8463 | 2.8717 | 2.9149 | 2.971 | 3.0405 | 3.126 | 3.2272 | 3.3389 | 3.4634 | 3.6031 | 3.7496 | 3.9004 | 4.055 | 4.2118 | 4.3705 | 4.5212 | 4.6726 | 4.8235 | 4.9732 | 5.1194 | 5.2452 | 5.3714 | 5.4884 | 5.5899 | 5.6774 | 5.7678 | 5.832 | 5.9143 | 5.9968 | 6.0488 |  | 2.8137 | 2.8189 | 2.8251 | 2.8321 | 2.8429 | 2.8555 | 2.8695 | 2.8853 | 2.9029 | 2.9219 | 2.9425 | 2.9649 | 2.986 | 3.0093 | 3.0349 | 3.063 | 3.0937 | 3.1273 | 3.1638 | 3.2035 | 3.2462 | 3.2911 | 3.323 | 3.3624 | 3.4006 | 3.4312 | 3.4555 | 3.4888 | 3.5005 | 3.5335 | 3.5714 | 3.594 |  | 2.8137 | 2.8254 | 2.8388 | 2.8539 | 2.8809 | 2.9119 | 2.9468 | 2.9859 | 3.0289 | 3.0751 | 3.1256 | 3.1812 | 3.2406 | 3.3036 | 3.3708 | 3.441 | 3.515 | 3.5843 | 3.6582 | 3.7367 | 3.8197 | 3.9057 | 3.978 | 4.0568 | 4.1325 | 4.1983 | 4.2555 | 4.3206 | 4.3641 | 4.4293 | 4.4989 | 4.5438 |  | 2.8137 | 2.8271 | 2.8463 | 2.8717 | 2.9156 | 2.9725 | 3.0428 | 3.129 | 3.231 | 3.3436 | 3.4688 | 3.6094 | 3.7567 | 3.9082 | 4.0636 | 4.2211 | 4.3805 | 4.5325 | 4.6852 | 4.8375 | 4.9884 | 5.1359 | 5.2618 | 5.3879 | 5.5049 | 5.6063 | 5.6937 | 5.7841 | 5.8482 | 5.9303 | 6.0128 | 6.0647 |  | 2.8136 | 2.825 | 2.8381 | 2.853 | 2.8892 | 2.9295 | 2.9736 | 3.022 | 3.0744 | 3.1298 | 3.1896 | 3.2545 | 3.3234 | 3.396 | 3.4728 | 3.5525 | 3.636 | 3.723 | 3.8144 | 3.9102 | 4.0099 | 4.1122 | 4.1817 | 4.2564 | 4.325 | 4.3646 | 4.4308 | 4.5131 | 4.5678 | 4.6383 | 4.71 | 4.7561
NWGB Partington |  | 0.16152 | 0.1655 | 0.1711 | 0.17848 | 0.19174 | 0.20859 | 0.22912 | 0.25396 | 0.28306 | 0.315 | 0.35023 | 0.38967 | 0.43089 | 0.473 | 0.51637 | 0.56014 | 0.60474 | 0.6463 | 0.68807 | 0.72982 | 0.77131 | 0.812 | 0.84736 | 0.88329 | 0.9176 | 0.94938 | 0.97871 | 1.0094 | 1.0311 | 1.0562 | 1.0804 | 1.0959 |  | 0.16154 | 0.16317 | 0.16514 | 0.1674 | 0.171 | 0.17516 | 0.17977 | 0.18485 | 0.19047 | 0.19647 | 0.20272 | 0.20958 | 0.21557 | 0.22209 | 0.22932 | 0.23727 | 0.24598 | 0.25549 | 0.26582 | 0.27702 | 0.2891 | 0.30182 | 0.31106 | 0.32262 | 0.33443 | 0.34549 | 0.35577 | 0.369 | 0.37487 | 0.38525 | 0.39611 | 0.40263 |  | 0.16152 | 0.16501 | 0.16899 | 0.17346 | 0.18222 | 0.19211 | 0.20308 | 0.21524 | 0.22848 | 0.24256 | 0.25768 | 0.2743 | 0.29189 | 0.31019 | 0.32983 | 0.35008 | 0.37164 | 0.39098 | 0.41159 | 0.43349 | 0.45664 | 0.48068 | 0.50115 | 0.52379 | 0.54639 | 0.56795 | 0.58843 | 0.61157 | 0.62704 | 0.64679 | 0.6667 | 0.67967 |  | 0.16152 | 0.1655 | 0.1711 | 0.17848 | 0.19226 | 0.20967 | 0.23078 | 0.25623 | 0.28595 | 0.31851 | 0.35434 | 0.39438 | 0.43619 | 0.47891 | 0.52288 | 0.56703 | 0.61219 | 0.65437 | 0.69699 | 0.73965 | 0.78183 | 0.82326 | 0.8587 | 0.89459 | 0.92881 | 0.96047 | 0.98966 | 1.0201 | 1.0417 | 1.0666 | 1.0907 | 1.106 |  | 0.16151 | 0.1649 | 0.16877 | 0.17315 | 0.18559 | 0.19922 | 0.21392 | 0.22986 | 0.24685 | 0.26472 | 0.2836 | 0.304 | 0.32546 | 0.34766 | 0.37118 | 0.39511 | 0.42051 | 0.44688 | 0.47475 | 0.50396 | 0.53421 | 0.5654 | 0.58594 | 0.60852 | 0.63103 | 0.65246 | 0.67281 | 0.69577 | 0.71105 | 0.73061 | 0.75033 | 0.76314
Offerton |  | 0.7284 | 0.74657 | 0.77229 | 0.8064 | 0.85683 | 0.92447 | 1.01 | 1.1166 | 1.2441 | 1.3856 | 1.5438 | 1.7224 | 1.9097 | 2.1024 | 2.3004 | 2.501 | 2.7044 | 2.9045 | 3.1055 | 3.3059 | 3.5048 | 3.6993 | 3.8675 | 4.0381 | 4.2008 | 4.3505 | 4.4898 | 4.6329 | 4.7332 | 4.8496 | 4.9622 | 5.033 |  | 0.72834 | 0.73557 | 0.74412 | 0.75381 | 0.76636 | 0.78133 | 0.79826 | 0.81745 | 0.8391 | 0.86263 | 0.88795 | 0.91592 | 0.94383 | 0.9745 | 1.0084 | 1.0456 | 1.0864 | 1.131 | 1.1795 | 1.2321 | 1.289 | 1.3488 | 1.3921 | 1.4468 | 1.5031 | 1.5554 | 1.6058 | 1.6683 | 1.6955 | 1.745 | 1.7976 | 1.8285 |  | 0.7284 | 0.74424 | 0.76233 | 0.78273 | 0.81176 | 0.84614 | 0.88555 | 0.93067 | 0.98098 | 1.0354 | 1.0953 | 1.1622 | 1.2338 | 1.31 | 1.3919 | 1.4776 | 1.5686 | 1.6605 | 1.7586 | 1.8629 | 1.9732 | 2.0878 | 2.185 | 2.2926 | 2.4004 | 2.5029 | 2.6019 | 2.7114 | 2.7842 | 2.8781 | 2.9735 | 3.0349 |  | 0.7284 | 0.74657 | 0.77229 | 0.8064 | 0.85769 | 0.92629 | 1.0128 | 1.1204 | 1.249 | 1.3915 | 1.5508 | 1.7303 | 1.9187 | 2.1123 | 2.3114 | 2.5126 | 2.7169 | 2.9181 | 3.1204 | 3.3224 | 3.5223 | 3.7181 | 3.8865 | 4.0569 | 4.2194 | 4.3689 | 4.508 | 4.6508 | 4.7507 | 4.8668 | 4.9791 | 5.0497 |  | 0.72818 | 0.74327 | 0.76067 | 0.78039 | 0.81456 | 0.85417 | 0.89877 | 0.94924 | 1.0048 | 1.0646 | 1.1299 | 1.2022 | 1.2798 | 1.3619 | 1.4497 | 1.541 | 1.6379 | 1.7404 | 1.8495 | 1.9649 | 2.086 | 2.2114 | 2.3088 | 2.4163 | 2.5239 | 2.6261 | 2.7249 | 2.8341 | 2.9066 | 3.0001 | 3.0952 | 3.1562
Openshaw |  | 1.0994 | 1.1227 | 1.1559 | 1.2 | 1.2726 | 1.3675 | 1.4859 | 1.6318 | 1.8051 | 1.9967 | 2.2102 | 2.4504 | 2.702 | 2.9608 | 3.2264 | 3.4955 | 3.7681 | 4.0291 | 4.2911 | 4.5525 | 4.8114 | 5.0642 | 5.2814 | 5.4987 | 5.6988 | 5.8695 | 6.0138 | 6.1626 | 6.2684 | 6.4078 | 6.5492 | 6.6379 |  | 1.0995 | 1.1092 | 1.1205 | 1.1333 | 1.1518 | 1.1734 | 1.1975 | 1.2245 | 1.2548 | 1.2874 | 1.3224 | 1.3608 | 1.397 | 1.4367 | 1.4806 | 1.5289 | 1.5818 | 1.6396 | 1.7025 | 1.7708 | 1.8445 | 1.9218 | 1.9764 | 2.0439 | 2.1081 | 2.1574 | 2.1941 | 2.2462 | 2.2626 | 2.3179 | 2.3829 | 2.4217 |  | 1.0994 | 1.1197 | 1.143 | 1.1693 | 1.2139 | 1.2655 | 1.3237 | 1.3893 | 1.4617 | 1.5394 | 1.6245 | 1.7185 | 1.8188 | 1.9251 | 2.0388 | 2.1577 | 2.2833 | 2.4029 | 2.5306 | 2.6662 | 2.8097 | 2.9582 | 3.0829 | 3.2183 | 3.3473 | 3.4566 | 3.5489 | 3.6544 | 3.7251 | 3.8358 | 3.9555 | 4.0324 |  | 1.0994 | 1.1227 | 1.1559 | 1.2 | 1.2739 | 1.3703 | 1.4901 | 1.6375 | 1.8124 | 2.0055 | 2.2206 | 2.4622 | 2.7153 | 2.9756 | 3.2427 | 3.513 | 3.787 | 4.05 | 4.3144 | 4.5782 | 4.8392 | 5.0942 | 5.3116 | 5.5287 | 5.7288 | 5.8992 | 6.0434 | 6.1919 | 6.2974 | 6.4365 | 6.5775 | 6.666 |  | 1.0991 | 1.1185 | 1.1409 | 1.1664 | 1.2248 | 1.2902 | 1.3621 | 1.4416 | 1.5278 | 1.6194 | 1.7184 | 1.8264 | 1.9413 | 2.0624 | 2.1907 | 2.3239 | 2.4641 | 2.61 | 2.7637 | 2.9249 | 3.0926 | 3.2645 | 3.3833 | 3.5101 | 3.6238 | 3.6771 | 3.7886 | 3.9308 | 4.0251 | 4.1469 | 4.271 | 4.3506
Ormskirk |  | 3.0046 | 3.0419 | 3.0922 | 3.1564 | 3.2575 | 3.3851 | 3.5387 | 3.7217 | 3.9327 | 4.1624 | 4.4117 | 4.69 | 4.9802 | 5.2718 | 5.5754 | 5.8798 | 6.1963 | 6.5009 | 6.8087 | 7.1187 | 7.4292 | 7.7364 | 8.0065 | 8.2789 | 8.5298 | 8.7483 | 8.9203 | 9.1191 | 9.2733 | 9.4691 | 9.6651 | 9.7994 |  | 3.0047 | 3.0197 | 3.0372 | 3.0566 | 3.0844 | 3.1168 | 3.1525 | 3.192 | 3.2352 | 3.2813 | 3.3276 | 3.3796 | 3.4287 | 3.4802 | 3.5374 | 3.601 | 3.6711 | 3.7485 | 3.8321 | 3.9224 | 4.0193 | 4.1208 | 4.1949 | 4.2808 | 4.3579 | 4.4165 | 4.4423 | 4.5041 | 4.5257 | 4.5919 | 4.664 | 4.7129 |  | 3.0046 | 3.0379 | 3.0751 | 3.1162 | 3.1823 | 3.2576 | 3.3413 | 3.4338 | 3.5337 | 3.6394 | 3.7503 | 3.873 | 4.0022 | 4.1314 | 4.2725 | 4.4151 | 4.572 | 4.7214 | 4.88 | 5.0481 | 5.2251 | 5.4085 | 5.5646 | 5.732 | 5.8867 | 6.0174 | 6.1094 | 6.2356 | 6.324 | 6.4595 | 6.6013 | 6.6988 |  | 3.0046 | 3.0419 | 3.0922 | 3.1564 | 3.2648 | 3.4007 | 3.5628 | 3.7551 | 3.9753 | 4.2145 | 4.4727 | 4.7601 | 5.0591 | 5.3599 | 5.6724 | 5.9814 | 6.3061 | 6.617 | 6.9359 | 7.2582 | 7.5766 | 7.8926 | 8.1644 | 8.4358 | 8.6849 | 8.9009 | 9.0702 | 9.2654 | 9.4158 | 9.6076 | 9.7998 | 9.931 |  | 3.0045 | 3.0374 | 3.0742 | 3.1149 | 3.2047 | 3.3049 | 3.4135 | 3.5317 | 3.6573 | 3.789 | 3.9253 | 4.0737 | 4.2286 | 4.3838 | 4.5507 | 4.7147 | 4.8966 | 5.0832 | 5.2827 | 5.492 | 5.7047 | 5.9229 | 6.0716 | 6.2253 | 6.3556 | 6.4 | 6.5184 | 6.6964 | 6.817 | 6.9658 | 7.1108 | 7.2095
Padiham |  | 2.3141 | 3.2423 | 3.2671 | 3.2993 | 3.3539 | 3.4231 | 3.507 | 3.608 | 3.7256 | 3.8543 | 3.9953 | 4.153 | 4.3174 | 4.4787 | 4.6472 | 4.8157 | 4.9879 | 5.1485 | 5.3082 | 5.4653 | 5.6175 | 5.7599 | 5.8689 | 5.9555 | 5.9725 | 5.7333 | 5.7833 | 5.899 | 5.9837 | 6.086 | 6.1867 | 6.2526 |  | 2.3144 | 2.3228 | 2.3322 | 2.3427 | 2.3582 | 2.3758 | 2.3953 | 2.4166 | 2.44 | 2.4649 | 2.4902 | 2.5183 | 2.5432 | 2.5699 | 2.5996 | 2.6325 | 2.6686 | 2.7083 | 2.7512 | 2.7974 | 2.8464 | 2.8962 | 2.9262 | 2.9514 | 2.9444 | 2.8745 | 2.7365 | 2.6129 | 2.5221 | 2.5093 | 2.5301 | 2.5435 |  | 2.3141 | 3.2402 | 3.2583 | 3.2784 | 3.3145 | 3.3553 | 3.4006 | 3.4506 | 3.5049 | 3.5626 | 3.6237 | 3.6911 | 3.762 | 3.8289 | 3.9033 | 3.9784 | 4.059 | 4.131 | 4.2061 | 4.2835 | 4.3617 | 4.4364 | 4.4844 | 4.5159 | 4.4838 | 4.2011 | 4.2127 | 4.295 | 4.3509 | 4.4281 | 4.5076 | 4.5602 |  | 2.3141 | 3.2423 | 3.2671 | 3.2993 | 3.357 | 3.4296 | 3.517 | 3.6218 | 3.7432 | 3.8758 | 4.0204 | 4.1819 | 4.3499 | 4.5149 | 4.6871 | 4.8576 | 5.0333 | 5.1969 | 5.3614 | 5.5238 | 5.6796 | 5.826 | 5.9356 | 6.0218 | 6.0382 | 5.7981 | 5.847 | 5.9614 | 6.0447 | 6.1456 | 6.2448 | 6.3096 |  | 2.3138 | 3.2388 | 3.2559 | 3.2751 | 3.3251 | 3.3803 | 3.44 | 3.5048 | 3.5738 | 3.6463 | 3.7221 | 3.8044 | 3.8907 | 3.9775 | 4.0591 | 4.1364 | 4.2146 | 4.2839 | 4.3356 | 4.3322 | 4.0896 | 4.1195 | 4.2016 | 4.2896 | 4.372 | 4.4309 | 4.5061 | 4.6005 | 4.6637 | 4.7436 | 4.8233 | 4.8758
Peel St & Ribblesdale T13 |  | 1.3458 | 1.3788 | 1.4246 | 1.4842 | 1.5828 | 1.7094 | 1.8643 | 2.0517 | 2.2709 | 2.5112 | 2.7716 | 3.0662 | 3.3734 | 3.6779 | 3.9978 | 4.3143 | 4.647 | 4.9661 | 5.2874 | 5.6097 | 5.9309 | 6.2469 | 6.5244 | 6.8088 | 7.0806 | 7.3339 | 7.5658 | 7.8118 | 7.9894 | 8.192 | 8.3867 | 8.5136 |  | 1.3458 | 1.3591 | 1.3746 | 1.392 | 1.4182 | 1.4486 | 1.4823 | 1.5194 | 1.5599 | 1.6032 | 1.6439 | 1.6918 | 1.7357 | 1.7811 | 1.8334 | 1.8923 | 1.9584 | 2.0321 | 2.1124 | 2.2 | 2.2948 | 2.3948 | 2.4681 | 2.5589 | 2.651 | 2.7378 | 2.8156 | 2.9198 | 2.9667 | 3.0477 | 3.131 | 3.1821 |  | 1.3458 | 1.375 | 1.4079 | 1.4446 | 1.5081 | 1.5807 | 1.6619 | 1.752 | 1.8501 | 1.9543 | 2.0618 | 2.1832 | 2.311 | 2.4348 | 2.5744 | 2.712 | 2.8692 | 3.0188 | 3.1784 | 3.3483 | 3.5283 | 3.7154 | 3.8768 | 4.0569 | 4.2359 | 4.4072 | 4.5673 | 4.7511 | 4.8753 | 5.0316 | 5.1878 | 5.2907 |  | 1.3458 | 1.3789 | 1.4246 | 1.4842 | 1.5944 | 1.7342 | 1.9027 | 2.105 | 2.339 | 2.5946 | 2.8694 | 3.1786 | 3.5 | 3.8191 | 4.1533 | 4.4769 | 4.8225 | 5.1511 | 5.4897 | 5.8314 | 6.1646 | 6.4941 | 6.7743 | 7.0571 | 7.3259 | 7.575 | 7.8022 | 8.0422 | 8.2135 | 8.4094 | 8.5977 | 8.7193 |  | 1.3454 | 1.3735 | 1.4054 | 1.4412 | 1.533 | 1.6359 | 1.7475 | 1.8695 | 1.9993 | 2.1358 | 2.2746 | 2.4278 | 2.5876 | 2.7438 | 2.9155 | 3.0781 | 3.2661 | 3.4599 | 3.6715 | 3.8956 | 4.1224 | 4.3577 | 4.5219 | 4.7003 | 4.8763 | 5.0434 | 5.1988 | 5.3765 | 5.4944 | 5.644 | 5.7937 | 5.8914
Pendleton |  | 0.59131 | 0.60616 | 0.62688 | 0.65409 | 0.70341 | 0.76584 | 0.84175 | 0.93346 | 1.0408 | 1.1585 | 1.2886 | 1.4339 | 1.5857 | 1.7415 | 1.9014 | 2.0634 | 2.2276 | 2.38 | 2.5332 | 2.6862 | 2.8383 | 2.9874 | 3.1169 | 3.2483 | 3.3737 | 3.4899 | 3.5971 | 3.7092 | 3.7887 | 3.8804 | 3.9689 | 4.0255 |  | 0.59132 | 0.59747 | 0.60462 | 0.61265 | 0.62567 | 0.6406 | 0.65706 | 0.67528 | 0.69538 | 0.71693 | 0.73984 | 0.76478 | 0.78684 | 0.81097 | 0.83754 | 0.86672 | 0.89866 | 0.93353 | 0.97139 | 1.0124 | 1.0567 | 1.1033 | 1.1371 | 1.1795 | 1.2228 | 1.2633 | 1.301 | 1.3495 | 1.371 | 1.409 | 1.4488 | 1.4727 |  | 0.59131 | 0.60435 | 0.61913 | 0.6357 | 0.66851 | 0.70548 | 0.74633 | 0.79153 | 0.84066 | 0.89289 | 0.94926 | 1.0109 | 1.076 | 1.1445 | 1.2174 | 1.2931 | 1.3728 | 1.4437 | 1.5193 | 1.5996 | 1.6844 | 1.7726 | 1.8474 | 1.9301 | 2.0126 | 2.0913 | 2.1662 | 2.2508 | 2.3072 | 2.3794 | 2.4523 | 2.4996 |  | 0.59131 | 0.60616 | 0.62688 | 0.65409 | 0.70469 | 0.76846 | 0.84574 | 0.93887 | 1.0476 | 1.1667 | 1.2983 | 1.445 | 1.5982 | 1.7554 | 1.9167 | 2.0797 | 2.2453 | 2.3996 | 2.555 | 2.7104 | 2.8645 | 3.0157 | 3.1452 | 3.2765 | 3.4018 | 3.5178 | 3.6249 | 3.7367 | 3.816 | 3.9074 | 3.9956 | 4.052 |  | 0.5911 | 0.60348 | 0.61766 | 0.63364 | 0.6799 | 0.7304 | 0.78474 | 0.84357 | 0.90628 | 0.97214 | 1.0422 | 1.1175 | 1.1967 | 1.2794 | 1.3663 | 1.4559 | 1.5498 | 1.6474 | 1.7501 | 1.8575 | 1.9692 | 2.0842 | 2.1592 | 2.2418 | 2.3242 | 2.4027 | 2.4774 | 2.5617 | 2.6179 | 2.6898 | 2.7623 | 2.8095
Petteril Bank |  | 1.2032 | 1.2313 | 1.2712 | 1.3242 | 1.4112 | 1.5258 | 1.6687 | 1.8438 | 2.0508 | 2.2791 | 2.5173 | 2.7962 | 3.0875 | 3.3566 | 3.6547 | 3.932 | 4.2453 | 4.5527 | 4.8617 | 5.1715 | 5.4796 | 5.7818 | 6.0493 | 6.3282 | 6.5938 | 6.839 | 7.0665 | 7.3001 | 7.4664 | 7.6571 | 7.8409 | 7.9576 |  | 1.2037 | 1.2153 | 1.2288 | 1.244 | 1.2673 | 1.2945 | 1.3248 | 1.3574 | 1.3927 | 1.4304 | 1.4548 | 1.4922 | 1.527 | 1.5592 | 1.6025 | 1.6529 | 1.7117 | 1.7783 | 1.8513 | 1.9319 | 2.02 | 2.1131 | 2.1808 | 2.2662 | 2.3538 | 2.4356 | 2.5133 | 2.6109 | 2.6536 | 2.7307 | 2.8121 | 2.8603 |  | 1.2032 | 1.2276 | 1.2556 | 1.2873 | 1.3409 | 1.4037 | 1.4751 | 1.555 | 1.6426 | 1.7362 | 1.8226 | 1.9292 | 2.0418 | 2.131 | 2.2497 | 2.3496 | 2.4891 | 2.6292 | 2.7791 | 2.9399 | 3.1108 | 3.2888 | 3.4457 | 3.6264 | 3.8062 | 3.9771 | 4.1408 | 4.321 | 4.4433 | 4.5974 | 4.7529 | 4.8536 |  | 1.2032 | 1.2313 | 1.2712 | 1.3243 | 1.4402 | 1.5884 | 1.7662 | 1.9793 | 2.2244 | 2.4919 | 2.7667 | 3.0832 | 3.4106 | 3.7172 | 4.0518 | 4.3461 | 4.6921 | 5.0205 | 5.372 | 5.73 | 6.0663 | 6.4003 | 6.6755 | 6.9499 | 7.2072 | 7.441 | 7.6557 | 7.8725 | 8.0218 | 8.1941 | 8.3604 | 8.4627 |  | 1.2032 | 1.2272 | 1.2549 | 1.2862 | 1.3786 | 1.4849 | 1.6009 | 1.7287 | 1.8642 | 2.0069 | 2.1397 | 2.2936 | 2.4527 | 2.5896 | 2.7552 | 2.8822 | 3.0648 | 3.2458 | 3.4583 | 3.6873 | 3.9062 | 4.1361 | 4.3007 | 4.4769 | 4.6483 | 4.8077 | 4.9587 | 5.1222 | 5.2274 | 5.3632 | 5.501 | 5.5873
Phillips Lane |  | 0.97603 | 7.9847 | 7.9966 | 8.0122 | 8.0408 | 8.0768 | 8.1204 | 8.1726 | 8.2333 | 8.2997 | 8.3721 | 8.4532 | 8.5376 | 8.5552 | 8.6005 | 8.6197 | 8.6033 | 8.5208 | 8.3523 | 8.0694 | 7.6506 | 7.0997 | 6.4492 | 5.7788 | 5.1302 | 4.3871 | 4.0399 | 3.859 | 3.7434 | 3.6932 | 3.6796 | 3.672 |  | 0.97602 | 7.9798 | 7.9841 | 7.9889 | 7.9968 | 8.0058 | 8.0157 | 8.0265 | 8.0382 | 8.0507 | 8.063 | 8.0767 | 8.0883 | 8.0515 | 8.0338 | 7.9981 | 7.9342 | 7.8259 | 7.6528 | 7.3917 | 7.0276 | 6.5644 | 6.0267 | 5.4828 | 4.9745 | 4.5135 | 4.1029 | 3.7876 | 3.5765 | 3.4706 | 3.4234 | 3.3938 |  | 0.97603 | 7.9837 | 7.9923 | 8.0019 | 8.0213 | 8.0431 | 8.0672 | 8.0936 | 8.1221 | 8.1522 | 8.1838 | 8.2187 | 8.2551 | 8.2245 | 8.2216 | 8.1932 | 8.13 | 8.0024 | 7.7908 | 7.4676 | 7.0114 | 6.4265 | 5.7456 | 5.048 | 4.3753 | 3.6111 | 3.2455 | 3.049 | 2.9201 | 2.8586 | 2.8358 | 2.8227 |  | 0.97603 | 7.9847 | 7.9966 | 8.0122 | 8.0431 | 8.0817 | 8.1279 | 8.1829 | 8.2465 | 8.3159 | 8.391 | 8.4749 | 8.562 | 8.5825 | 8.6305 | 8.6513 | 8.6374 | 8.5571 | 8.3921 | 8.1131 | 7.697 | 7.149 | 6.4989 | 5.8283 | 5.1791 | 4.4353 | 4.0873 | 3.9054 | 3.7886 | 3.7373 | 3.7226 | 3.7141 |  | 0.97585 | 0.9829 | 0.99097 | 1 | 1.0289 | 1.0603 | 1.0941 | 1.1305 | 1.1689 | 1.2091 | 1.2505 | 1.2954 | 1.3422 | 1.388 | 1.4274 | 1.4621 | 1.4957 | 1.5204 | 1.5278 | 1.4849 | 1.2301 | 1.2141 | 1.2567 | 1.3032 | 1.3494 | 1.3932 | 1.4345 | 1.4812 | 1.5122 | 1.5518 | 1.5916 | 1.6174
Piccadilly |  | 0.51631 | 0.52015 | 0.52518 | 0.53142 | 0.55236 | 0.57545 | 0.60051 | 0.62776 | 0.657 | 0.68758 | 0.71981 | 0.75395 | 0.78908 | 0.8249 | 0.8614 | 0.89843 | 0.93597 | 0.9608 | 0.98601 | 1.0114 | 1.0368 | 1.0612 | 1.0805 | 1.0937 | 1.0908 | 1.0593 | 0.99545 | 0.93554 | 0.89984 | 0.89394 | 0.90216 | 0.90929 |  | 0.51631 | 0.51786 | 0.51965 | 0.52164 | 0.52771 | 0.53422 | 0.54105 | 0.54826 | 0.55585 | 0.56373 | 0.57195 | 0.58054 | 0.58563 | 0.59111 | 0.59699 | 0.60332 | 0.61012 | 0.61739 | 0.62513 | 0.63328 | 0.64166 | 0.64971 | 0.65355 | 0.65326 | 0.64062 | 0.60573 | 0.54512 | 0.4889 | 0.45112 | 0.43756 | 0.43528 | 0.43653 |  | 0.51631 | 0.51979 | 0.52363 | 0.52782 | 0.54573 | 0.56446 | 0.58388 | 0.60407 | 0.62486 | 0.64612 | 0.66809 | 0.69086 | 0.71422 | 0.73815 | 0.76268 | 0.78772 | 0.81331 | 0.82639 | 0.84014 | 0.85447 | 0.86913 | 0.88339 | 0.89289 | 0.89683 | 0.88514 | 0.84522 | 0.77334 | 0.70577 | 0.66275 | 0.64982 | 0.65131 | 0.65361 |  | 0.51631 | 0.52015 | 0.52518 | 0.53142 | 0.55319 | 0.57712 | 0.60301 | 0.6311 | 0.66117 | 0.69259 | 0.72565 | 0.76063 | 0.79659 | 0.83325 | 0.87058 | 0.90843 | 0.94681 | 0.9732 | 0.99999 | 1.027 | 1.0539 | 1.0799 | 1.0991 | 1.1124 | 1.1095 | 1.078 | 1.0141 | 0.95421 | 0.9185 | 0.9126 | 0.92081 | 0.92794 |  | 0.51631 | 0.51979 | 0.52362 | 0.52781 | 0.55889 | 0.59079 | 0.62338 | 0.65675 | 0.69071 | 0.72515 | 0.76028 | 0.79623 | 0.83277 | 0.86987 | 0.90758 | 0.94578 | 0.98455 | 1.0202 | 1.055 | 1.089 | 1.1216 | 1.1513 | 1.1472 | 1.132 | 1.0865 | 0.92077 | 0.89276 | 0.90837 | 0.91925 | 0.93215 | 0.94423 | 0.95299
Pimbo |  | 3.3089 | 3.3333 | 7.3677 | 7.4127 | 7.4797 | 7.5683 | 7.679 | 7.8151 | 7.9763 | 8.1541 | 8.3488 | 8.5698 | 8.8016 | 9.0335 | 9.2764 | 9.5177 | 9.7695 | 10.0174 | 10.2665 | 10.5146 | 10.7575 | 10.9856 | 11.1547 | 11.2562 | 11.1785 | 10.7743 | 10.0289 | 9.2934 | 8.83 | 8.6981 | 8.7296 | 8.7544 |  | 3.3089 | 3.3183 | 7.3294 | 7.342 | 7.3589 | 7.3791 | 7.4018 | 7.4272 | 7.4555 | 7.4862 | 7.5159 | 7.5508 | 7.586 | 7.6232 | 7.6657 | 7.7128 | 7.7651 | 7.8221 | 7.8839 | 7.95 | 8.0184 | 8.0823 | 8.1031 | 8.0803 | 7.925 | 7.5194 | 6.851 | 6.2021 | 5.7656 | 5.6017 | 5.5736 | 5.5774 |  | 3.3089 | 3.3303 | 7.3548 | 7.3822 | 7.422 | 7.4689 | 7.5222 | 7.5827 | 7.6495 | 7.7213 | 7.7966 | 7.8825 | 7.9742 | 8.0651 | 8.1673 | 8.2691 | 8.384 | 8.4999 | 8.623 | 8.7526 | 8.8859 | 9.0139 | 9.0933 | 9.1142 | 8.965 | 8.498 | 7.6977 | 6.915 | 6.4114 | 6.2448 | 6.2477 | 6.255 |  | 3.3089 | 3.3333 | 7.3677 | 7.4128 | 7.4866 | 7.5831 | 7.7019 | 7.847 | 8.0171 | 8.2041 | 8.4074 | 8.6372 | 8.8775 | 9.1182 | 9.3697 | 9.615 | 9.8745 | 10.1277 | 10.387 | 10.6465 | 10.8964 | 11.1322 | 11.3031 | 11.4035 | 11.3239 | 10.9171 | 10.1688 | 9.4295 | 8.9623 | 8.8262 | 8.8537 | 8.8752 |  | 3.3088 | 3.3301 | 3.3544 | 3.3817 | 3.4344 | 3.4952 | 3.5628 | 3.6383 | 3.7201 | 3.8071 | 3.8971 | 3.9979 | 4.1045 | 4.2104 | 4.3275 | 4.4396 | 4.5686 | 4.7025 | 4.8489 | 5.0046 | 5.1632 | 5.3282 | 5.4545 | 5.5921 | 5.7282 | 5.8575 | 5.9785 | 6.1162 | 6.2077 | 6.324 | 6.4407 | 6.5167
Portwood |  | 2.0533 | 2.0734 | 3.6691 | 3.7025 | 3.7704 | 3.8506 | 3.9425 | 4.0474 | 4.1646 | 4.2898 | 4.425 | 4.572 | 4.7246 | 4.8811 | 5.0414 | 5.2045 | 5.3704 | 5.513 | 5.6574 | 5.8029 | 5.9482 | 6.0898 | 6.2065 | 6.3036 | 6.3433 | 6.282 | 6.1047 | 5.9457 | 5.8579 | 5.8769 | 5.9426 | 5.9925 |  | 2.0533 | 2.0615 | 2.071 | 2.0815 | 2.101 | 2.1228 | 2.1463 | 2.1719 | 2.1995 | 2.2288 | 2.2598 | 2.2928 | 2.3199 | 2.3491 | 2.3806 | 2.4147 | 2.4514 | 2.491 | 2.5333 | 2.5782 | 2.6252 | 2.6719 | 2.6993 | 2.7153 | 2.6888 | 2.5851 | 2.39 | 2.2164 | 2.0959 | 2.0642 | 2.0709 | 2.0847 |  | 2.0533 | 2.0715 | 3.6606 | 3.6826 | 3.7336 | 3.7891 | 3.8485 | 3.9122 | 3.9794 | 4.0493 | 4.1232 | 4.2018 | 4.2837 | 4.3687 | 4.4574 | 4.5489 | 4.6437 | 4.7168 | 4.7938 | 4.8745 | 4.9581 | 5.0415 | 5.1036 | 5.1492 | 5.1408 | 5.0343 | 4.8146 | 4.6159 | 4.491 | 4.4747 | 4.5074 | 4.5341 |  | 2.0533 | 2.0734 | 3.6691 | 3.7025 | 3.7722 | 3.8543 | 3.948 | 4.0549 | 4.1739 | 4.301 | 4.4381 | 4.5869 | 4.7414 | 4.8998 | 5.062 | 5.2268 | 5.3946 | 5.5404 | 5.6882 | 5.8371 | 5.9856 | 6.1305 | 6.2473 | 6.3443 | 6.384 | 6.3226 | 6.1452 | 5.9861 | 5.8982 | 5.917 | 5.9826 | 6.0324 |  | 2.0533 | 2.0712 | 3.6602 | 3.6821 | 3.7591 | 3.8406 | 3.926 | 4.0158 | 4.109 | 4.2051 | 4.305 | 4.4097 | 4.5178 | 4.6291 | 4.7439 | 4.8615 | 4.9826 | 5.0959 | 5.2078 | 5.3191 | 5.4268 | 5.5261 | 5.5413 | 5.5213 | 5.3964 | 4.8576 | 4.7885 | 4.8756 | 4.9357 | 5.0082 | 5.0772 | 5.126
Poulton |  | 10.2961 | 10.3203 | 10.354 | 10.398 | 10.4726 | 10.5681 | 10.6849 | 10.8261 | 10.9914 | 11.1727 | 11.3706 | 11.5935 | 11.8262 | 12.0065 | 12.2163 | 12.4039 | 12.5685 | 12.671 | 12.7024 | 12.6384 | 12.4605 | 12.1718 | 11.7863 | 11.4054 | 11.0822 | 10.8512 | 10.718 | 10.6915 | 10.685 | 10.7479 | 10.838 | 10.8977 |  | 10.2961 | 10.3057 | 10.3169 | 10.3296 | 10.3492 | 10.372 | 10.3972 | 10.425 | 10.4556 | 10.4884 | 10.5207 | 10.5577 | 10.5914 | 10.5851 | 10.5984 | 10.5996 | 10.58 | 10.5263 | 10.4205 | 10.2432 | 9.9818 | 9.6396 | 9.2234 | 8.8209 | 8.4729 | 8.2054 | 8.021 | 7.9321 | 7.8579 | 7.8489 | 7.8683 | 7.8795 |  | 10.2961 | 10.3174 | 10.3415 | 10.3685 | 10.4167 | 10.4718 | 10.5332 | 10.6014 | 10.6756 | 10.7545 | 10.8373 | 10.9299 | 11.0276 | 11.0718 | 11.1459 | 11.199 | 11.2316 | 11.2066 | 11.1165 | 10.938 | 10.6541 | 10.2688 | 9.7964 | 9.3373 | 8.9448 | 8.6527 | 8.466 | 8.3934 | 8.3475 | 8.3763 | 8.4382 | 8.4806 |  | 10.2961 | 10.3203 | 10.354 | 10.398 | 10.479 | 10.5816 | 10.7057 | 10.855 | 11.0283 | 11.2178 | 11.4235 | 11.6542 | 11.8947 | 12.0828 | 12.3003 | 12.492 | 12.6636 | 12.7717 | 12.8127 | 12.7593 | 12.5884 | 12.3073 | 11.9233 | 11.5415 | 11.2167 | 10.9836 | 10.848 | 10.8183 | 10.8087 | 10.8681 | 10.9549 | 11.012 |  | 10.296 | 10.3168 | 10.3405 | 10.3671 | 10.4362 | 10.513 | 10.5963 | 10.6871 | 10.7838 | 10.8855 | 10.9907 | 11.1057 | 11.2261 | 11.2806 | 11.369 | 11.4286 | 11.4622 | 11.4384 | 11.3372 | 11.1255 | 10.7775 | 10.3031 | 9.6899 | 9.0878 | 8.5677 | 8.1739 | 7.9116 | 7.7854 | 7.7033 | 7.7076 | 7.753 | 7.7189
Poynton |  | 0.49113 | 0.50323 | 0.52028 | 0.54276 | 0.58433 | 0.63734 | 0.70202 | 0.77963 | 0.87 | 0.96885 | 1.0703 | 1.1888 | 1.3116 | 1.4223 | 1.5462 | 1.6601 | 1.7916 | 1.917 | 2.0433 | 2.1703 | 2.297 | 2.4215 | 2.5325 | 2.6489 | 2.7598 | 2.8624 | 2.9573 | 3.0555 | 3.126 | 3.2064 | 3.2838 | 3.3334 |  | 0.49112 | 0.49592 | 0.50164 | 0.50813 | 0.5196 | 0.5328 | 0.54729 | 0.56258 | 0.5788 | 0.5958 | 0.60598 | 0.62192 | 0.63456 | 0.64509 | 0.66026 | 0.67899 | 0.7017 | 0.72857 | 0.75816 | 0.79121 | 0.82749 | 0.86607 | 0.89431 | 0.92973 | 0.96596 | 0.99985 | 1.0315 | 1.072 | 1.0899 | 1.1218 | 1.1552 | 1.1752 |  | 0.49113 | 0.50172 | 0.5138 | 0.52739 | 0.55516 | 0.58684 | 0.62213 | 0.66073 | 0.70228 | 0.74616 | 0.78568 | 0.83393 | 0.88389 | 0.92125 | 0.972 | 1.0135 | 1.0741 | 1.1311 | 1.1924 | 1.2583 | 1.3286 | 1.402 | 1.4673 | 1.543 | 1.618 | 1.6895 | 1.7574 | 1.8328 | 1.8842 | 1.9485 | 2.0131 | 2.0552 |  | 0.49113 | 0.50323 | 0.52029 | 0.54279 | 0.59874 | 0.66842 | 0.75033 | 0.84675 | 0.95598 | 1.0742 | 1.1938 | 1.3309 | 1.4715 | 1.6008 | 1.7427 | 1.8651 | 2.0129 | 2.149 | 2.2965 | 2.4475 | 2.5883 | 2.7289 | 2.8436 | 2.9578 | 3.0646 | 3.1617 | 3.2504 | 3.3404 | 3.4025 | 3.474 | 3.5428 | 3.5853 |  | 0.49106 | 0.50133 | 0.51312 | 0.52642 | 0.57685 | 0.63348 | 0.69423 | 0.75993 | 0.82858 | 0.90011 | 0.96604 | 1.0412 | 1.1176 | 1.1821 | 1.2595 | 1.3181 | 1.4035 | 1.488 | 1.5872 | 1.6938 | 1.795 | 1.9012 | 1.9703 | 2.0437 | 2.1147 | 2.1806 | 2.2423 | 2.3094 | 2.3525 | 2.4079 | 2.4639 | 2.4989
Preesall |  | 1.1532 | 1.1718 | 1.1978 | 1.2318 | 1.29 | 1.3642 | 1.4546 | 1.5637 | 1.6909 | 1.8303 | 1.9824 | 2.1533 | 2.3318 | 2.5098 | 2.6955 | 2.8807 | 3.0729 | 3.2545 | 3.437 | 3.6194 | 3.8003 | 3.9769 | 4.1284 | 4.2784 | 4.4088 | 4.4787 | 4.5993 | 4.7403 | 4.8421 | 4.9582 | 5.0699 | 5.1428 |  | 1.154 | 1.1625 | 1.1722 | 1.1829 | 1.199 | 1.2175 | 1.2379 | 1.2601 | 1.2845 | 1.3104 | 1.3359 | 1.3649 | 1.391 | 1.4184 | 1.4494 | 1.484 | 1.5225 | 1.5652 | 1.6117 | 1.6621 | 1.7165 | 1.7734 | 1.8139 | 1.8617 | 1.9038 | 1.9312 | 1.941 | 1.9663 | 1.9708 | 2.0066 | 2.0499 | 2.0765 |  | 1.1532 | 1.1696 | 1.1882 | 1.209 | 1.247 | 1.2903 | 1.3385 | 1.3918 | 1.4498 | 1.5113 | 1.5758 | 1.6478 | 1.7237 | 1.7984 | 1.8809 | 1.9639 | 2.0557 | 2.1403 | 2.2302 | 2.3254 | 2.4254 | 2.528 | 2.6129 | 2.703 | 2.7799 | 2.8026 | 2.8817 | 2.9866 | 3.0574 | 3.1466 | 3.2356 | 3.2944 |  | 1.1532 | 1.1718 | 1.1978 | 1.2318 | 1.2949 | 1.3746 | 1.4706 | 1.5858 | 1.7192 | 1.8649 | 2.0228 | 2.1998 | 2.3841 | 2.5682 | 2.7598 | 2.9481 | 3.1457 | 3.3317 | 3.5216 | 3.7122 | 3.8984 | 4.0809 | 4.2335 | 4.3829 | 4.5121 | 4.5804 | 4.6992 | 4.8378 | 4.9371 | 5.0507 | 5.1598 | 5.2307 |  | 1.1533 | 1.1695 | 1.188 | 1.2087 | 1.2637 | 1.3247 | 1.3906 | 1.4622 | 1.5383 | 1.6183 | 1.7008 | 1.7909 | 1.885 | 1.9789 | 2.078 | 2.174 | 2.2798 | 2.387 | 2.4979 | 2.603 | 2.6609 | 2.779 | 2.8723 | 2.9741 | 3.0748 | 3.1707 | 3.2598 | 3.3623 | 3.4307 | 3.5173 | 3.6038 | 3.6606
Preston East |  | 16.0529 | 16.0645 | 16.081 | 16.1028 | 16.1399 | 16.1877 | 16.2466 | 16.3184 | 16.4029 | 16.496 | 16.5986 | 16.714 | 16.8349 | 16.9399 | 17.0556 | 17.1649 | 17.2666 | 17.3445 | 17.3983 | 17.4183 | 17.3951 | 17.3205 | 17.1725 | 16.9358 | 16.5054 | 15.7139 | 14.5473 | 13.4167 | 12.6889 | 12.3767 | 12.284 | 12.2291 |  | 16.053 | 16.0577 | 16.0633 | 16.0696 | 16.0791 | 16.0903 | 16.1026 | 16.1164 | 16.1316 | 16.148 | 16.1648 | 16.1837 | 16.2012 | 16.206 | 16.2181 | 16.2269 | 16.2294 | 16.2207 | 16.1952 | 16.1453 | 16.0644 | 15.9467 | 15.7728 | 15.5347 | 15.1486 | 14.4815 | 13.522 | 12.5966 | 11.9884 | 11.7138 | 11.6161 | 11.5821 |  | 16.0529 | 16.063 | 16.0747 | 16.0878 | 16.1114 | 16.1385 | 16.1687 | 16.2025 | 16.2395 | 16.279 | 16.3212 | 16.3682 | 16.4181 | 16.4517 | 16.4963 | 16.535 | 16.5676 | 16.5789 | 16.5693 | 16.5298 | 16.4516 | 16.3273 | 16.1346 | 15.8582 | 15.3929 | 14.5709 | 13.378 | 12.2251 | 11.4786 | 11.1506 | 11.0453 | 10.9831 |  | 16.0529 | 16.0645 | 16.081 | 16.1028 | 16.1419 | 16.192 | 16.2531 | 16.3274 | 16.4145 | 16.5101 | 16.6151 | 16.7329 | 16.8562 | 16.9636 | 17.0818 | 17.1924 | 17.2963 | 17.3762 | 17.4332 | 17.4567 | 17.4358 | 17.3638 | 17.2161 | 16.9792 | 16.5484 | 15.7563 | 14.589 | 13.4575 | 12.7288 | 12.4156 | 12.322 | 12.2664 |  | 16.0529 | 16.0629 | 16.0744 | 16.0874 | 16.1205 | 16.1572 | 16.1972 | 16.2409 | 16.2878 | 16.3373 | 16.3894 | 16.4463 | 16.5062 | 16.5456 | 16.5974 | 16.6409 | 16.6762 | 16.6512 | 16.5788 | 16.451 | 16.2497 | 15.9596 | 15.531 | 14.9422 | 13.9653 | 11.3666 | 10.7566 | 10.7385 | 10.727 | 10.7491 | 10.7853 | 10.7874
Preston Old Rd |  | 0.51232 | 0.52181 | 0.5349 | 0.552 | 0.58355 | 0.62323 | 0.67134 | 0.72926 | 0.79695 | 0.87112 | 0.95307 | 1.0445 | 1.1396 | 1.2374 | 1.3376 | 1.4392 | 1.5421 | 1.6368 | 1.7319 | 1.8269 | 1.921 | 2.0129 | 2.0914 | 2.1683 | 2.2352 | 2.2846 | 2.3164 | 2.3509 | 2.3773 | 2.4231 | 2.4732 | 2.5053 |  | 0.51224 | 0.51638 | 0.52124 | 0.52676 | 0.53564 | 0.54576 | 0.55693 | 0.56918 | 0.58268 | 0.59705 | 0.61221 | 0.62856 | 0.64223 | 0.65722 | 0.67374 | 0.69183 | 0.71162 | 0.73316 | 0.75656 | 0.78187 | 0.80907 | 0.83737 | 0.85693 | 0.87966 | 0.898 | 0.90536 | 0.90153 | 0.90417 | 0.89968 | 0.91478 | 0.93606 | 0.94951 |  | 0.51232 | 0.5207 | 0.53011 | 0.54062 | 0.56195 | 0.58583 | 0.61216 | 0.64114 | 0.6726 | 0.70598 | 0.74194 | 0.78117 | 0.82228 | 0.8656 | 0.91158 | 0.95941 | 1.0097 | 1.0536 | 1.1004 | 1.1501 | 1.2025 | 1.2564 | 1.3011 | 1.3479 | 1.3883 | 1.4146 | 1.4265 | 1.4442 | 1.4566 | 1.4906 | 1.5314 | 1.558 |  | 0.51232 | 0.52181 | 0.5349 | 0.552 | 0.5843 | 0.62477 | 0.67367 | 0.7324 | 0.8009 | 0.87589 | 0.95864 | 1.0508 | 1.1468 | 1.2454 | 1.3464 | 1.4487 | 1.5523 | 1.6482 | 1.7447 | 1.8411 | 1.9365 | 2.0296 | 2.1082 | 2.1851 | 2.2519 | 2.3012 | 2.3329 | 2.3673 | 2.3937 | 2.4393 | 2.4893 | 2.5213 |  | 0.51209 | 0.51965 | 0.52833 | 0.53813 | 0.56809 | 0.60066 | 0.63561 | 0.67333 | 0.71348 | 0.7556 | 0.80035 | 0.8484 | 0.89892 | 0.95166 | 1.0071 | 1.0642 | 1.1238 | 1.1845 | 1.2475 | 1.3129 | 1.38 | 1.4478 | 1.4869 | 1.5256 | 1.5519 | 1.5257 | 1.5558 | 1.608 | 1.6428 | 1.6874 | 1.7324 | 1.7616
Prestwich |  | 0.97786 | 0.99787 | 1.0256 | 1.0616 | 1.1266 | 1.2084 | 1.3073 | 1.4261 | 1.5644 | 1.7157 | 1.8823 | 2.068 | 2.2619 | 2.4585 | 2.6614 | 2.8658 | 3.0732 | 3.2637 | 3.4533 | 3.6403 | 3.8231 | 3.9993 | 4.149 | 4.3014 | 4.4483 | 4.5871 | 4.7167 | 4.8574 | 4.9588 | 5.0771 | 5.1917 | 5.2662 |  | 0.97786 | 0.98621 | 0.996 | 1.007 | 1.0248 | 1.0451 | 1.0675 | 1.0921 | 1.1193 | 1.1483 | 1.1786 | 1.2117 | 1.2407 | 1.2708 | 1.3047 | 1.3415 | 1.3812 | 1.4235 | 1.468 | 1.5144 | 1.5623 | 1.6107 | 1.6412 | 1.6823 | 1.7259 | 1.7686 | 1.8089 | 1.8669 | 1.8921 | 1.9391 | 1.9884 | 2.0185 |  | 0.97786 | 0.99552 | 1.0155 | 1.0377 | 1.0814 | 1.1305 | 1.1847 | 1.2444 | 1.3091 | 1.3777 | 1.4512 | 1.5316 | 1.6164 | 1.703 | 1.7963 | 1.892 | 1.9926 | 2.0802 | 2.1715 | 2.266 | 2.3631 | 2.4612 | 2.5405 | 2.6298 | 2.7206 | 2.81 | 2.8963 | 2.9997 | 3.0692 | 3.1598 | 3.2516 | 3.312 |  | 0.97786 | 0.99787 | 1.0256 | 1.0616 | 1.129 | 1.2133 | 1.3147 | 1.4362 | 1.5772 | 1.7313 | 1.9005 | 2.0889 | 2.2854 | 2.4847 | 2.6902 | 2.8965 | 3.1063 | 3.2998 | 3.4933 | 3.6844 | 3.8704 | 4.05 | 4.2 | 4.3522 | 4.4988 | 4.6371 | 4.7661 | 4.9061 | 5.0068 | 5.1243 | 5.2382 | 5.312 |  | 0.97763 | 0.99445 | 1.0136 | 1.0352 | 1.097 | 1.1646 | 1.2371 | 1.3155 | 1.3987 | 1.486 | 1.5782 | 1.6773 | 1.7813 | 1.887 | 1.9993 | 2.1131 | 2.2323 | 2.3542 | 2.4805 | 2.6094 | 2.7393 | 2.8696 | 2.9451 | 3.0299 | 3.1167 | 3.2027 | 3.2862 | 3.3874 | 3.4552 | 3.5444 | 3.635 | 3.6926
Pringle St |  | 1.683 | 8.7088 | 8.7452 | 8.7933 | 8.8705 | 8.9716 | 9.0971 | 9.2516 | 9.4345 | 9.6364 | 9.8605 | 10.1126 | 10.3769 | 10.58 | 10.8157 | 11.0281 | 11.2071 | 11.3162 | 11.3401 | 11.2493 | 11.0211 | 10.6566 | 10.1673 | 9.6603 | 9.1676 | 8.5681 | 8.3543 | 8.3111 | 8.2921 | 8.3541 | 8.4489 | 8.5097 |  | 1.683 | 8.6932 | 8.7053 | 8.7189 | 8.7384 | 8.7613 | 8.7869 | 8.8156 | 8.8476 | 8.8822 | 8.9188 | 8.9593 | 8.9982 | 8.9915 | 9.0069 | 9.0075 | 8.9831 | 8.9179 | 8.7916 | 8.5812 | 8.2718 | 7.8663 | 7.3702 | 6.8788 | 6.4245 | 6.0138 | 5.6513 | 5.3959 | 5.2111 | 5.1526 | 5.1558 | 5.1558 |  | 1.683 | 8.7056 | 8.7313 | 8.7602 | 8.8077 | 8.8627 | 8.9247 | 8.9946 | 9.0715 | 9.1541 | 9.2436 | 9.3431 | 9.449 | 9.4929 | 9.5696 | 9.6248 | 9.6497 | 9.6104 | 9.4932 | 9.27 | 8.9198 | 8.4448 | 7.8569 | 7.2623 | 6.6926 | 6.0265 | 5.7553 | 5.6637 | 5.6046 | 5.633 | 5.7015 | 5.7471 |  | 1.683 | 8.7088 | 8.7452 | 8.7933 | 8.8732 | 8.9771 | 9.1057 | 9.2633 | 9.4494 | 9.6546 | 9.8818 | 10.1371 | 10.4044 | 10.6108 | 10.8495 | 11.0638 | 11.2457 | 11.3577 | 11.3858 | 11.2995 | 11.0745 | 10.7136 | 10.2248 | 9.7175 | 9.2242 | 8.6241 | 8.4095 | 8.3652 | 8.3452 | 8.406 | 8.4996 | 8.5596 |  | 1.6828 | 1.7045 | 1.7295 | 1.7577 | 1.8199 | 1.8898 | 1.9667 | 2.0519 | 2.1441 | 2.242 | 2.3468 | 2.4615 | 2.5833 | 2.7091 | 2.8336 | 2.9574 | 3.0847 | 3.2085 | 3.3209 | 3.3888 | 3.2506 | 3.3553 | 3.491 | 3.6405 | 3.7897 | 3.9315 | 4.0672 | 4.2189 | 4.3196 | 4.4491 | 4.5801 | 4.6648
Queens Park |  | 2.1474 | 2.167 | 19.495 | 19.5324 | 19.5919 | 19.6706 | 19.7694 | 19.8921 | 20.0383 | 20.2004 | 20.3815 | 20.5854 | 20.7994 | 20.8791 | 21.0166 | 21.1004 | 21.1016 | 20.9636 | 20.6351 | 20.0525 | 19.1692 | 17.9952 | 16.6025 | 15.1817 | 13.8576 | 12.667 | 11.627 | 10.8445 | 10.3388 | 10.1155 | 10.0464 | 10.0036 |  | 2.1475 | 2.1555 | 19.4649 | 19.4755 | 19.4904 | 19.5079 | 19.5276 | 19.5498 | 19.5747 | 19.6017 | 19.6309 | 19.6629 | 19.6937 | 19.617 | 19.5834 | 19.5092 | 19.371 | 19.1326 | 18.7484 | 18.166 | 17.3517 | 16.3144 | 15.1069 | 13.8898 | 12.759 | 11.7429 | 10.8526 | 10.1755 | 9.7189 | 9.4954 | 9.4015 | 9.3498 |  | 2.1474 | 2.1644 | 19.484 | 19.5061 | 19.5418 | 19.5834 | 19.6305 | 19.6841 | 19.7435 | 19.8076 | 19.878 | 19.9561 | 20.0396 | 19.988 | 19.9946 | 19.949 | 19.8237 | 19.564 | 19.1199 | 18.4294 | 17.4469 | 16.1834 | 14.7116 | 13.2208 | 11.836 | 10.5934 | 9.5093 | 8.6904 | 8.1554 | 7.9083 | 7.8215 | 7.7694 |  | 2.1474 | 2.167 | 19.495 | 19.5324 | 19.5927 | 19.6724 | 19.7721 | 19.8957 | 20.0429 | 20.2058 | 20.3879 | 20.5928 | 20.8077 | 20.8883 | 21.0267 | 21.1113 | 21.1133 | 20.9767 | 20.6497 | 20.0687 | 19.1868 | 18.0142 | 16.6216 | 15.2008 | 13.8766 | 12.6859 | 11.6458 | 10.8631 | 10.3573 | 10.1339 | 10.0646 | 10.0217 |  | 2.1472 | 2.1636 | 11.6824 | 11.7039 | 11.7491 | 11.8002 | 11.8569 | 11.9201 | 11.989 | 12.0626 | 12.1426 | 12.2304 | 12.3241 | 12.3353 | 12.3846 | 12.404 | 12.3747 | 12.2541 | 12.0145 | 11.616 | 11.0277 | 10.2514 | 9.2968 | 8.2976 | 7.2695 | 5.8504 | 5.2718 | 5.047 | 4.8996 | 4.8591 | 4.8752 | 4.7993
Radcliffe |  | 1.4081 | 1.4408 | 1.4865 | 1.5464 | 1.6465 | 1.7754 | 1.934 | 2.1272 | 2.3548 | 2.6052 | 2.8821 | 3.1928 | 3.5175 | 3.8497 | 4.1917 | 4.5372 | 4.8891 | 5.2237 | 5.5599 | 5.896 | 6.23 | 6.5575 | 6.8421 | 7.1311 | 7.4072 | 7.6628 | 7.8987 | 8.1453 | 8.3203 | 8.522 | 8.7166 | 8.8411 |  | 1.4083 | 1.4225 | 1.439 | 1.4576 | 1.4849 | 1.5164 | 1.5516 | 1.5904 | 1.6336 | 1.6798 | 1.7281 | 1.7811 | 1.8292 | 1.8816 | 1.9396 | 2.0034 | 2.0734 | 2.1498 | 2.2329 | 2.3229 | 2.4202 | 2.5224 | 2.5968 | 2.6898 | 2.7849 | 2.8739 | 2.9566 | 3.0631 | 3.1103 | 3.1939 | 3.2813 | 3.3338 |  | 1.4081 | 1.4369 | 1.4695 | 1.506 | 1.5698 | 1.6428 | 1.7244 | 1.8155 | 1.9153 | 2.0218 | 2.1368 | 2.2637 | 2.3981 | 2.5384 | 2.6892 | 2.8453 | 3.0116 | 3.1672 | 3.3331 | 3.5093 | 3.6956 | 3.8891 | 4.0538 | 4.2359 | 4.4177 | 4.5911 | 4.756 | 4.9421 | 5.0665 | 5.2254 | 5.3857 | 5.49 |  | 1.4081 | 1.4409 | 1.4865 | 1.5464 | 1.6499 | 1.7827 | 1.9453 | 2.1427 | 2.3745 | 2.6291 | 2.9102 | 3.225 | 3.5538 | 3.8901 | 4.2362 | 4.5842 | 4.9399 | 5.2785 | 5.6204 | 5.9626 | 6.3012 | 6.6336 | 6.9187 | 7.2074 | 7.4828 | 7.7375 | 7.9725 | 8.2177 | 8.3915 | 8.5918 | 8.785 | 8.9084 |  | 1.4077 | 1.4349 | 1.466 | 1.5011 | 1.5869 | 1.6821 | 1.7859 | 1.8997 | 2.022 | 2.1513 | 2.2888 | 2.4386 | 2.5968 | 2.7612 | 2.9359 | 3.1144 | 3.3044 | 3.5028 | 3.713 | 3.9341 | 4.1637 | 4.4007 | 4.5659 | 4.7476 | 4.9288 | 5.1013 | 5.2652 | 5.45 | 5.573 | 5.7305 | 5.8894 | 5.9925
Randal St |  | 1.1922 | 1.2196 | 1.2575 | 1.3068 | 1.3923 | 1.5007 | 1.6325 | 1.7915 | 1.9773 | 2.1807 | 2.4047 | 2.6551 | 2.9165 | 3.1831 | 3.4579 | 3.7352 | 4.0185 | 4.2845 | 4.5521 | 4.82 | 5.0865 | 5.3482 | 5.5755 | 5.8048 | 6.0194 | 6.2103 | 6.3756 | 6.5521 | 6.6804 | 6.838 | 6.9938 | 7.095 |  | 1.192 | 1.2033 | 1.2164 | 1.231 | 1.2537 | 1.2799 | 1.3087 | 1.3407 | 1.3759 | 1.4135 | 1.4528 | 1.4961 | 1.5351 | 1.5772 | 1.6238 | 1.6752 | 1.7317 | 1.7937 | 1.861 | 1.9339 | 2.0125 | 2.0949 | 2.1545 | 2.2271 | 2.2974 | 2.3567 | 2.4024 | 2.4692 | 2.4954 | 2.5565 | 2.6233 | 2.6646 |  | 1.1922 | 1.2164 | 1.2437 | 1.2742 | 1.3305 | 1.3942 | 1.4648 | 1.543 | 1.6279 | 1.7181 | 1.8147 | 1.9209 | 2.0329 | 2.1489 | 2.2734 | 2.4018 | 2.539 | 2.664 | 2.797 | 2.9384 | 3.0876 | 3.2423 | 3.3735 | 3.5165 | 3.6545 | 3.778 | 3.8843 | 4.0098 | 4.0947 | 4.2148 | 4.3395 | 4.4217 |  | 1.1922 | 1.2196 | 1.2575 | 1.3069 | 1.3958 | 1.5081 | 1.6438 | 1.8071 | 1.997 | 2.2048 | 2.4329 | 2.6874 | 2.9529 | 3.2236 | 3.5024 | 3.7823 | 4.0694 | 4.3394 | 4.6127 | 4.8867 | 5.1578 | 5.4242 | 5.6522 | 5.8812 | 6.0951 | 6.2852 | 6.4494 | 6.6246 | 6.7516 | 6.9078 | 7.0622 | 7.1623 |  | 1.1917 | 1.2147 | 1.2408 | 1.2701 | 1.3483 | 1.4344 | 1.5273 | 1.6282 | 1.7358 | 1.8489 | 1.9682 | 2.0972 | 2.2328 | 2.3725 | 2.5207 | 2.6711 | 2.8317 | 2.9978 | 3.1733 | 3.357 | 3.5466 | 3.7413 | 3.869 | 4.0061 | 4.1335 | 4.2192 | 4.3373 | 4.4859 | 4.5853 | 4.7114 | 4.8379 | 4.9208
Rawtenstall Rd |  | 1.6389 | 1.6613 | 1.693 | 1.7348 | 1.8052 | 1.8968 | 2.0102 | 2.1491 | 2.3135 | 2.4947 | 2.6942 | 2.9196 | 3.155 | 3.3928 | 3.6395 | 3.8864 | 4.141 | 4.3843 | 4.6286 | 4.8726 | 5.1148 | 5.3519 | 5.5577 | 5.7674 | 5.9674 | 6.1514 | 6.3227 | 6.4985 | 6.6219 | 6.7649 | 6.9032 | 6.9903 |  | 1.6388 | 1.6481 | 1.659 | 1.6712 | 1.6895 | 1.7107 | 1.7344 | 1.7606 | 1.7895 | 1.8206 | 1.8517 | 1.8869 | 1.9192 | 1.9536 | 1.9926 | 2.0361 | 2.0845 | 2.1381 | 2.1965 | 2.2603 | 2.3294 | 2.4023 | 2.455 | 2.5217 | 2.5904 | 2.6542 | 2.7157 | 2.7918 | 2.825 | 2.8854 | 2.9495 | 2.9872 |  | 1.6389 | 1.6585 | 1.6808 | 1.706 | 1.7503 | 1.8012 | 1.8584 | 1.9224 | 1.9926 | 2.0677 | 2.1474 | 2.2366 | 2.331 | 2.4267 | 2.5319 | 2.6387 | 2.7562 | 2.8676 | 2.9865 | 3.1133 | 3.2475 | 3.3871 | 3.5064 | 3.6394 | 3.7724 | 3.8988 | 4.0209 | 4.1557 | 4.2456 | 4.3611 | 4.4784 | 4.5539 |  | 1.6389 | 1.6613 | 1.693 | 1.7348 | 1.8104 | 1.9077 | 2.0271 | 2.1726 | 2.3434 | 2.5313 | 2.7371 | 2.9689 | 3.2105 | 3.4546 | 3.7077 | 3.9579 | 4.2181 | 4.4661 | 4.7182 | 4.971 | 5.2189 | 5.4622 | 5.6693 | 5.8783 | 6.077 | 6.2593 | 6.4287 | 6.602 | 6.7228 | 6.8631 | 6.9988 | 7.0837 |  | 1.6385 | 1.6569 | 1.6781 | 1.7022 | 1.764 | 1.8332 | 1.9087 | 1.9917 | 2.0808 | 2.175 | 2.2735 | 2.3818 | 2.4958 | 2.6113 | 2.7362 | 2.8598 | 2.9965 | 3.1387 | 3.2917 | 3.4534 | 3.6196 | 3.7916 | 3.912 | 4.0443 | 4.1761 | 4.3007 | 4.4209 | 4.5532 | 4.6405 | 4.7532 | 4.8679 | 4.9412
Reddish Vale |  | 1.0331 | 1.0588 | 1.095 | 1.1427 | 1.2161 | 1.3129 | 1.4337 | 1.5827 | 1.7596 | 1.9551 | 2.1729 | 2.4178 | 2.6745 | 2.9383 | 3.2095 | 3.4842 | 3.7629 | 4.0338 | 4.3059 | 4.5778 | 4.8478 | 5.1123 | 5.3417 | 5.5744 | 5.7965 | 6.0019 | 6.1919 | 6.3896 | 6.5294 | 6.6909 | 6.8467 | 6.9461 |  | 1.033 | 1.0434 | 1.0556 | 1.0694 | 1.0881 | 1.1103 | 1.1351 | 1.1631 | 1.1945 | 1.2284 | 1.2649 | 1.3049 | 1.3438 | 1.3865 | 1.4335 | 1.4851 | 1.5415 | 1.6031 | 1.6699 | 1.7424 | 1.8207 | 1.903 | 1.9627 | 2.0377 | 2.1144 | 2.1861 | 2.2534 | 2.3391 | 2.3769 | 2.4444 | 2.5152 | 2.5575 |  | 1.0331 | 1.0556 | 1.0813 | 1.1102 | 1.1544 | 1.206 | 1.2644 | 1.3306 | 1.4039 | 1.4826 | 1.5688 | 1.6643 | 1.7663 | 1.8743 | 1.99 | 2.1109 | 2.239 | 2.3646 | 2.4985 | 2.6408 | 2.7912 | 2.9474 | 3.08 | 3.2265 | 3.373 | 3.5125 | 3.6458 | 3.7955 | 3.8953 | 4.0233 | 4.1526 | 4.2365 |  | 1.0331 | 1.0588 | 1.095 | 1.1427 | 1.2175 | 1.3158 | 1.438 | 1.5887 | 1.7671 | 1.9643 | 2.1836 | 2.4301 | 2.6883 | 2.9537 | 3.2264 | 3.5022 | 3.7824 | 4.055 | 4.3294 | 4.6037 | 4.8756 | 5.1422 | 5.3718 | 5.6044 | 5.8263 | 6.0314 | 6.2211 | 6.4183 | 6.5577 | 6.7187 | 6.8742 | 6.9732 |  | 1.0328 | 1.0543 | 1.0791 | 1.107 | 1.1618 | 1.2241 | 1.2932 | 1.3703 | 1.4543 | 1.5439 | 1.6409 | 1.7474 | 1.861 | 1.9807 | 2.1081 | 2.2401 | 2.3797 | 2.5268 | 2.6827 | 2.847 | 3.019 | 3.1969 | 3.3297 | 3.4761 | 3.6223 | 3.7615 | 3.8945 | 4.0437 | 4.1431 | 4.2706 | 4.3995 | 4.483
Ribblesdale T14 |  | 0.43167 | 0.44206 | 0.45639 | 0.47498 | 0.50726 | 0.54794 | 0.59702 | 0.65571 | 0.72365 | 0.79779 | 0.87792 | 0.96792 | 1.0617 | 1.1547 | 1.2522 | 1.3489 | 1.4505 | 1.5464 | 1.643 | 1.7402 | 1.8372 | 1.933 | 2.0174 | 2.1039 | 2.1867 | 2.2644 | 2.3349 | 2.4111 | 2.4668 | 2.5299 | 2.5904 | 2.6305 |  | 0.43214 | 0.43714 | 0.44268 | 0.44873 | 0.45788 | 0.46832 | 0.47972 | 0.49209 | 0.50547 | 0.51964 | 0.53316 | 0.54867 | 0.56231 | 0.57635 | 0.59233 | 0.61041 | 0.6307 | 0.65349 | 0.67825 | 0.70523 | 0.73441 | 0.76521 | 0.78795 | 0.81579 | 0.8438 | 0.87036 | 0.89327 | 0.92526 | 0.93994 | 0.96459 | 0.98945 | 1.0051 |  | 0.43167 | 0.44086 | 0.45124 | 0.46282 | 0.48435 | 0.50872 | 0.53566 | 0.56534 | 0.59731 | 0.63114 | 0.66605 | 0.705 | 0.74586 | 0.78561 | 0.82983 | 0.87374 | 0.92336 | 0.96892 | 1.0175 | 1.0692 | 1.1238 | 1.1807 | 1.2299 | 1.2844 | 1.3385 | 1.3904 | 1.4381 | 1.4941 | 1.5322 | 1.5797 | 1.6267 | 1.6581 |  | 0.43167 | 0.44206 | 0.4564 | 0.47499 | 0.51063 | 0.55516 | 0.6082 | 0.67118 | 0.74343 | 0.82198 | 0.90625 | 1.0005 | 1.0983 | 1.1956 | 1.2972 | 1.3961 | 1.5015 | 1.6002 | 1.702 | 1.8048 | 1.9055 | 2.0053 | 2.0905 | 2.1766 | 2.2585 | 2.335 | 2.4042 | 2.4787 | 2.5327 | 2.5939 | 2.6526 | 2.6912 |  | 0.4317 | 0.44079 | 0.45108 | 0.46256 | 0.49448 | 0.52973 | 0.56765 | 0.60864 | 0.65193 | 0.69719 | 0.74326 | 0.79349 | 0.8456 | 0.89673 | 0.95223 | 1.0054 | 1.0659 | 1.1283 | 1.1959 | 1.2673 | 1.3395 | 1.4144 | 1.4643 | 1.5184 | 1.5716 | 1.6224 | 1.6687 | 1.723 | 1.7593 | 1.8049 | 1.8501 | 1.8801
Ribbleton |  | 3.576 | 3.5894 | 3.6083 | 3.6334 | 3.6753 | 3.7296 | 3.7969 | 3.8793 | 3.9767 | 4.084 | 4.2026 | 4.3362 | 4.4762 | 4.6185 | 4.7657 | 4.9137 | 5.0653 | 5.2097 | 5.3545 | 5.4981 | 5.6376 | 5.7662 | 5.8548 | 5.8904 | 5.7921 | 5.4485 | 4.8503 | 4.2559 | 3.8768 | 3.7455 | 3.7396 | 3.738 |  | 3.576 | 3.5813 | 3.5876 | 3.5947 | 3.6055 | 3.618 | 3.632 | 3.6475 | 3.6649 | 3.6835 | 3.7028 | 3.7244 | 3.7446 | 3.7664 | 3.7909 | 3.8179 | 3.8476 | 3.8799 | 3.9149 | 3.952 | 3.9899 | 4.0237 | 4.0284 | 3.998 | 3.8674 | 3.5477 | 3.0315 | 2.5248 | 2.1869 | 2.0514 | 2.019 | 2.0145 |  | 3.576 | 3.5877 | 3.601 | 3.6161 | 3.6423 | 3.6725 | 3.7064 | 3.7445 | 3.7862 | 3.8309 | 3.8789 | 3.9323 | 3.9892 | 4.0479 | 4.1117 | 4.1771 | 4.2478 | 4.3143 | 4.385 | 4.4592 | 4.5347 | 4.6053 | 4.6422 | 4.6319 | 4.4933 | 4.1146 | 3.4864 | 2.8667 | 2.4666 | 2.3178 | 2.2981 | 2.2886 |  | 3.576 | 3.5894 | 3.6083 | 3.6334 | 3.6774 | 3.7342 | 3.804 | 3.8891 | 3.9891 | 4.0993 | 4.2205 | 4.3567 | 4.4993 | 4.6443 | 4.7941 | 4.9435 | 5.0975 | 5.244 | 5.3922 | 5.5395 | 5.6816 | 5.813 | 5.902 | 5.9374 | 5.8386 | 5.4942 | 4.8953 | 4.2999 | 3.9199 | 3.7875 | 3.7806 | 3.7781 |  | 3.5759 | 3.5873 | 3.6004 | 3.6152 | 3.6512 | 3.6914 | 3.7353 | 3.7836 | 3.8357 | 3.8907 | 3.9489 | 4.0126 | 4.0799 | 4.1492 | 4.2235 | 4.2983 | 4.3792 | 4.4378 | 4.4883 | 4.5316 | 4.5601 | 4.5632 | 4.4857 | 4.3143 | 3.8902 | 2.4521 | 2.1925 | 2.2719 | 2.3245 | 2.3922 | 2.4607 | 2.5048
Ringley |  | 5.4439 | 5.4515 | 5.4621 | 5.476 | 5.4988 | 5.5283 | 5.5647 | 5.6092 | 5.6617 | 5.7195 | 5.7835 | 5.8554 | 5.9307 | 6.0077 | 6.087 | 6.1672 | 6.2488 | 6.3268 | 6.4053 | 6.4837 | 6.5616 | 6.638 | 6.7044 | 6.7718 | 6.8362 | 6.8959 | 6.9509 | 7.0085 | 7.0494 | 7.0965 | 7.142 | 7.1711 |  | 5.4439 | 5.447 | 5.4506 | 5.4548 | 5.4608 | 5.4678 | 5.4756 | 5.4843 | 5.4941 | 5.5045 | 5.5155 | 5.5276 | 5.5389 | 5.5512 | 5.5648 | 5.5797 | 5.5961 | 5.614 | 5.6334 | 5.6545 | 5.6772 | 5.7011 | 5.7184 | 5.7401 | 5.7623 | 5.7831 | 5.8024 | 5.8272 | 5.8383 | 5.8578 | 5.8782 | 5.8904 |  | 5.4439 | 5.4506 | 5.4581 | 5.4666 | 5.4809 | 5.4973 | 5.5158 | 5.5365 | 5.5592 | 5.5835 | 5.6098 | 5.6389 | 5.6698 | 5.7021 | 5.7369 | 5.7729 | 5.8113 | 5.8476 | 5.8864 | 5.9275 | 5.971 | 6.0161 | 6.0546 | 6.097 | 6.1394 | 6.1798 | 6.2183 | 6.2617 | 6.2907 | 6.3278 | 6.3651 | 6.3895 |  | 5.4439 | 5.4515 | 5.4621 | 5.476 | 5.4995 | 5.5298 | 5.567 | 5.6124 | 5.6658 | 5.7245 | 5.7894 | 5.8621 | 5.9382 | 6.0161 | 6.0962 | 6.1769 | 6.2593 | 6.3382 | 6.4178 | 6.4975 | 6.5763 | 6.6538 | 6.7203 | 6.7876 | 6.8519 | 6.9114 | 6.9662 | 7.0235 | 7.0642 | 7.111 | 7.1562 | 7.1851 |  | 5.4439 | 5.4502 | 5.4575 | 5.4658 | 5.4847 | 5.5059 | 5.5291 | 5.5546 | 5.5821 | 5.6113 | 5.6423 | 5.6763 | 5.7122 | 5.7496 | 5.7894 | 5.8301 | 5.8734 | 5.9187 | 5.9668 | 6.0173 | 6.0699 | 6.1242 | 6.1627 | 6.2051 | 6.2474 | 6.2876 | 6.3258 | 6.369 | 6.3977 | 6.4345 | 6.4716 | 6.4957
Risley |  | 6.0964 | 6.1182 | 12.1488 | 12.1891 | 12.2576 | 12.3457 | 12.4538 | 12.5849 | 12.7383 | 12.9068 | 13.0882 | 13.2944 | 13.5096 | 13.675 | 13.8641 | 14.0417 | 14.2245 | 14.3859 | 14.532 | 14.6554 | 14.742 | 14.7678 | 14.6667 | 14.3713 | 13.5664 | 10.7488 | 10.4363 | 10.6073 | 10.7301 | 10.8706 | 11.0057 | 11.0931 |  | 6.0964 | 6.1048 | 12.1147 | 12.1259 | 12.1435 | 12.1641 | 12.1869 | 12.2118 | 12.239 | 12.268 | 12.2939 | 12.3253 | 12.3539 | 12.3826 | 12.4164 | 12.4553 | 12.4996 | 12.5493 | 12.6031 | 12.6598 | 12.7157 | 12.7598 | 12.7427 | 12.6295 | 12.263 | 11.4251 | 10.0937 | 8.7794 | 7.9136 | 7.5393 | 7.4215 | 7.3491 |  | 6.0964 | 6.1155 | 12.1372 | 12.1617 | 12.2056 | 12.256 | 12.3123 | 12.3749 | 12.4429 | 12.5152 | 12.5884 | 12.6721 | 12.7602 | 12.7978 | 12.8592 | 12.9104 | 12.9691 | 13.0108 | 13.0429 | 13.0591 | 13.0464 | 12.982 | 12.7998 | 12.4317 | 11.5626 | 8.6886 | 8.327 | 8.4559 | 8.5429 | 8.6527 | 8.7628 | 8.8349 |  | 6.0964 | 6.1182 | 12.1488 | 12.1892 | 12.268 | 12.3681 | 12.4885 | 12.633 | 12.8 | 12.9822 | 13.1766 | 13.3961 | 13.6241 | 13.8028 | 14.0048 | 14.1887 | 14.3831 | 14.5528 | 14.7144 | 14.8552 | 14.9524 | 14.9902 | 14.8917 | 14.5947 | 13.787 | 10.9655 | 10.6487 | 10.8141 | 10.9312 | 11.0655 | 11.1947 | 11.2772 |  | 6.0964 | 6.1154 | 6.137 | 6.1614 | 6.2283 | 6.3033 | 6.3846 | 6.4732 | 6.5673 | 6.666 | 6.7648 | 6.8744 | 6.9881 | 7.0966 | 7.2174 | 7.3284 | 7.4613 | 7.5979 | 7.7489 | 7.9094 | 8.0702 | 8.2375 | 8.3531 | 8.4785 | 8.602 | 8.7187 | 8.828 | 8.9513 | 9.0325 | 9.1362 | 9.2403 | 9.3076
Robert Hall St |  | 0.96362 | 0.97578 | 0.993 | 1.0158 | 1.0573 | 1.11 | 1.1742 | 1.252 | 1.343 | 1.443 | 1.5537 | 1.6773 | 1.8068 | 1.9366 | 2.071 | 2.2059 | 2.341 | 2.4631 | 2.5816 | 2.6944 | 2.7997 | 2.8959 | 2.9706 | 3.0449 | 3.1134 | 3.1716 | 3.2199 | 3.2779 | 3.3212 | 3.3865 | 3.4555 | 3.4998 |  | 0.96367 | 0.96833 | 0.97387 | 0.98013 | 0.99062 | 1.0027 | 1.0161 | 1.031 | 1.0474 | 1.0652 | 1.0842 | 1.1049 | 1.1237 | 1.1418 | 1.1629 | 1.1853 | 1.2085 | 1.2318 | 1.2544 | 1.2752 | 1.2935 | 1.3086 | 1.309 | 1.3151 | 1.3216 | 1.3238 | 1.3217 | 1.3333 | 1.3323 | 1.3545 | 1.3834 | 1.4013 |  | 0.96362 | 0.97423 | 0.98639 | 1.0001 | 1.0275 | 1.0585 | 1.0927 | 1.1308 | 1.1721 | 1.2162 | 1.2638 | 1.3159 | 1.3714 | 1.4265 | 1.4866 | 1.5478 | 1.6107 | 1.6631 | 1.7154 | 1.766 | 1.8138 | 1.8579 | 1.886 | 1.9188 | 1.9507 | 1.977 | 1.9977 | 2.0322 | 2.0559 | 2.1045 | 2.1603 | 2.1968 |  | 0.96362 | 0.97578 | 0.993 | 1.0158 | 1.0584 | 1.1122 | 1.1776 | 1.2566 | 1.3488 | 1.45 | 1.5619 | 1.6867 | 1.8173 | 1.9483 | 2.0839 | 2.2198 | 2.3559 | 2.4797 | 2.6001 | 2.7148 | 2.8218 | 2.9198 | 2.9946 | 3.0688 | 3.1372 | 3.1953 | 3.2434 | 3.3012 | 3.3443 | 3.4093 | 3.4781 | 3.5222 |  | 0.96361 | 0.97416 | 0.98625 | 0.99987 | 1.039 | 1.0818 | 1.1278 | 1.1777 | 1.2309 | 1.2868 | 1.3462 | 1.4102 | 1.4775 | 1.5439 | 1.6154 | 1.6875 | 1.761 | 1.8332 | 1.9039 | 1.9713 | 2.0336 | 2.0899 | 2.1056 | 2.1241 | 2.1383 | 2.1202 | 2.1498 | 2.2066 | 2.2446 | 2.2997 | 2.3577 | 2.3916
Rochdale Central |  | 3.5524 | 3.585 | 3.6296 | 3.6871 | 3.7946 | 3.9278 | 4.0867 | 4.2753 | 4.493 | 4.7299 | 4.9895 | 5.2775 | 5.5775 | 5.8838 | 6.1989 | 6.5176 | 6.8425 | 7.1388 | 7.4373 | 7.7366 | 8.0349 | 8.3284 | 8.5839 | 8.8411 | 9.0803 | 9.2912 | 9.4677 | 9.6612 | 9.8047 | 9.9839 | 10.1621 | 10.2799 |  | 3.5524 | 3.5661 | 3.5819 | 3.5996 | 3.6293 | 3.663 | 3.6999 | 3.7403 | 3.7846 | 3.8316 | 3.8808 | 3.9343 | 3.9798 | 4.029 | 4.083 | 4.1425 | 4.2076 | 4.2789 | 4.356 | 4.4394 | 4.529 | 4.623 | 4.6911 | 4.7726 | 4.8494 | 4.9119 | 4.9534 | 5.0222 | 5.048 | 5.1145 | 5.1874 | 5.2338 |  | 3.5524 | 3.5814 | 3.6138 | 3.6498 | 3.7245 | 3.8075 | 3.8984 | 3.9977 | 4.1045 | 4.2172 | 4.3373 | 4.4678 | 4.6046 | 4.7465 | 4.8973 | 5.053 | 5.2178 | 5.359 | 5.5093 | 5.6687 | 5.8367 | 6.0108 | 6.1582 | 6.3175 | 6.4688 | 6.6013 | 6.7084 | 6.8408 | 6.9311 | 7.0631 | 7.201 | 7.2931 |  | 3.5524 | 3.585 | 3.6296 | 3.6871 | 3.7986 | 3.9359 | 4.0991 | 4.2923 | 4.5145 | 4.756 | 5.02 | 5.3125 | 5.6168 | 5.9277 | 6.2471 | 6.5689 | 6.8981 | 7.1995 | 7.5046 | 7.8109 | 8.1148 | 8.4142 | 8.6703 | 8.9272 | 9.1659 | 9.3759 | 9.5517 | 9.744 | 9.8865 | 10.0644 | 10.2414 | 10.3583 |  | 3.552 | 3.5796 | 3.6108 | 3.6456 | 3.7538 | 3.8708 | 3.9955 | 4.1292 | 4.2702 | 4.4172 | 4.5715 | 4.7364 | 4.9085 | 5.0857 | 5.2718 | 5.4615 | 5.6613 | 5.8666 | 6.0816 | 6.3055 | 6.536 | 6.7717 | 6.9135 | 7.0639 | 7.1997 | 7.2755 | 7.4012 | 7.5694 | 7.6825 | 7.8248 | 7.9663 | 8.0602
Roman Rd |  | 1.0277 | 1.0406 | 1.0589 | 1.0833 | 1.1214 | 1.1719 | 1.2352 | 1.3135 | 1.4068 | 1.5101 | 1.6249 | 1.7545 | 1.8905 | 2.026 | 2.1665 | 2.3079 | 2.4513 | 2.5895 | 2.7269 | 2.8621 | 2.9933 | 3.1166 | 3.213 | 3.2945 | 3.3286 | 3.187 | 3.2477 | 3.3509 | 3.4235 | 3.5076 | 3.5889 | 3.6402 |  | 1.0277 | 1.0326 | 1.0385 | 1.0452 | 1.0545 | 1.0656 | 1.078 | 1.092 | 1.1077 | 1.1248 | 1.1429 | 1.1631 | 1.1829 | 1.2046 | 1.2287 | 1.2552 | 1.2844 | 1.3164 | 1.3511 | 1.3886 | 1.4287 | 1.4697 | 1.4951 | 1.5198 | 1.5243 | 1.4871 | 1.4076 | 1.3369 | 1.2817 | 1.2813 | 1.3043 | 1.3175 |  | 1.0277 | 1.0389 | 1.0518 | 1.0663 | 1.089 | 1.1156 | 1.1459 | 1.1802 | 1.2182 | 1.2591 | 1.3037 | 1.3535 | 1.4067 | 1.4588 | 1.5164 | 1.5756 | 1.6385 | 1.6993 | 1.7631 | 1.8294 | 1.8971 | 1.9631 | 2.0085 | 2.0448 | 2.0394 | 1.8637 | 1.8952 | 1.9741 | 2.0266 | 2.0942 | 2.1628 | 2.207 |  | 1.0277 | 1.0406 | 1.0589 | 1.0833 | 1.1227 | 1.1747 | 1.2394 | 1.3194 | 1.4143 | 1.5192 | 1.6356 | 1.7668 | 1.9043 | 2.0413 | 2.1834 | 2.3257 | 2.4705 | 2.61 | 2.7495 | 2.887 | 3.0197 | 3.1447 | 3.2413 | 3.3227 | 3.3565 | 3.2145 | 3.2748 | 3.3775 | 3.4494 | 3.5329 | 3.6136 | 3.6645 |  | 1.0276 | 1.0385 | 1.0512 | 1.0655 | 1.0945 | 1.1277 | 1.1644 | 1.2054 | 1.2501 | 1.2977 | 1.3489 | 1.4054 | 1.4655 | 1.5274 | 1.5861 | 1.6434 | 1.7009 | 1.7539 | 1.7954 | 1.7999 | 1.6414 | 1.6711 | 1.7413 | 1.8187 | 1.896 | 1.9694 | 2.0401 | 2.1184 | 2.1704 | 2.2373 | 2.3053 | 2.349
Romiley |  | 3.2071 | 3.2391 | 3.2844 | 3.3442 | 3.436 | 3.5574 | 3.7094 | 3.8973 | 4.1207 | 4.3678 | 4.6434 | 4.9535 | 5.2788 | 5.6133 | 5.957 | 6.3053 | 6.6585 | 7.0024 | 7.3477 | 7.692 | 8.0321 | 8.3607 | 8.6325 | 8.8775 | 9.0371 | 9.0425 | 8.8903 | 8.7472 | 8.669 | 8.751 | 8.8981 | 8.9929 |  | 3.2071 | 3.2196 | 3.2346 | 3.2515 | 3.2745 | 3.3019 | 3.3325 | 3.3672 | 3.4062 | 3.4484 | 3.4938 | 3.5439 | 3.5931 | 3.647 | 3.7064 | 3.7717 | 3.8431 | 3.9209 | 4.0052 | 4.0963 | 4.1933 | 4.2919 | 4.3523 | 4.4077 | 4.4087 | 4.2985 | 4.074 | 3.8723 | 3.719 | 3.7082 | 3.7588 | 3.7972 |  | 3.2071 | 3.2351 | 3.2671 | 3.3031 | 3.3578 | 3.4218 | 3.4945 | 3.5771 | 3.6686 | 3.7672 | 3.8752 | 3.9952 | 4.1235 | 4.2596 | 4.4055 | 4.5579 | 4.7195 | 4.8785 | 5.0481 | 5.2276 | 5.4157 | 5.6067 | 5.7557 | 5.8915 | 5.9553 | 5.8775 | 5.6537 | 5.4502 | 5.3219 | 5.3621 | 5.4762 | 5.552 |  | 3.2071 | 3.2391 | 3.2844 | 3.3442 | 3.4377 | 3.561 | 3.7147 | 3.9046 | 4.13 | 4.3792 | 4.6567 | 4.9687 | 5.296 | 5.6324 | 5.978 | 6.3276 | 6.6827 | 7.0287 | 7.3768 | 7.724 | 8.0665 | 8.3976 | 8.6696 | 8.9145 | 9.0739 | 9.0789 | 8.9263 | 8.7827 | 8.7039 | 8.7854 | 8.9319 | 9.0262 |  | 3.2069 | 3.234 | 3.2652 | 3.3004 | 3.368 | 3.4451 | 3.5308 | 3.6267 | 3.7313 | 3.8431 | 3.9643 | 4.0976 | 4.2399 | 4.3899 | 4.5498 | 4.7155 | 4.8909 | 5.0612 | 5.2351 | 5.413 | 5.5904 | 5.7591 | 5.8439 | 5.8892 | 5.7926 | 5.1197 | 5.103 | 5.2923 | 5.4182 | 5.58 | 5.7436 | 5.8495
Rossall |  | 14.6943 | 14.6976 | 14.7022 | 14.7082 | 14.7182 | 14.7311 | 14.747 | 14.7663 | 14.7891 | 14.8141 | 14.8415 | 14.8724 | 14.9047 | 14.8571 | 14.8405 | 14.7914 | 14.6951 | 14.5226 | 14.2414 | 13.8163 | 13.2218 | 12.4665 | 11.6062 | 10.7465 | 9.9864 | 9.3835 | 8.9486 | 8.6598 | 8.4709 | 8.3603 | 8.2984 | 8.2601 |  | 14.6943 | 14.6956 | 14.6971 | 14.6988 | 14.7014 | 14.7044 | 14.7077 | 14.7114 | 14.7155 | 14.72 | 14.7243 | 14.7293 | 14.7339 | 14.6759 | 14.641 | 14.5815 | 14.4841 | 14.328 | 14.087 | 13.7316 | 13.2429 | 12.6278 | 11.9289 | 11.2327 | 10.6168 | 10.1273 | 9.7711 | 9.5317 | 9.3727 | 9.2768 | 9.2208 | 9.1856 |  | 14.6943 | 14.6972 | 14.7004 | 14.7041 | 14.7104 | 14.7176 | 14.7258 | 14.7349 | 14.7448 | 14.7554 | 14.7665 | 14.7791 | 14.7923 | 14.7255 | 14.6898 | 14.6217 | 14.5067 | 14.3163 | 14.018 | 13.5768 | 12.9674 | 12.1986 | 11.3262 | 10.4557 | 9.6859 | 9.0746 | 8.6324 | 8.3373 | 8.1432 | 8.028 | 7.9624 | 7.9218 |  | 14.6943 | 14.6976 | 14.7022 | 14.7082 | 14.7191 | 14.733 | 14.7499 | 14.7704 | 14.7943 | 14.8205 | 14.849 | 14.881 | 14.9144 | 14.8679 | 14.8524 | 14.8039 | 14.7085 | 14.5368 | 14.257 | 13.8333 | 13.2398 | 12.4856 | 11.6255 | 10.7657 | 10.0053 | 9.4021 | 8.9669 | 8.6776 | 8.4883 | 8.3772 | 8.3148 | 8.2761 |  | 14.6943 | 14.6971 | 14.7004 | 14.704 | 14.7129 | 14.7229 | 14.7339 | 14.7458 | 14.7586 | 14.7722 | 14.7861 | 14.8015 | 14.8177 | 14.7348 | 14.6894 | 14.6048 | 14.4611 | 14.2245 | 13.8563 | 13.3103 | 12.555 | 11.6017 | 10.5162 | 9.4323 | 8.4733 | 7.7122 | 7.1599 | 6.7888 | 6.5446 | 6.3975 | 6.3116 | 6.1599
Royton |  | 0.7897 | 0.80859 | 0.83479 | 0.86902 | 0.92418 | 0.99548 | 1.0833 | 1.1904 | 1.3165 | 1.4552 | 1.6085 | 1.7806 | 1.9605 | 2.1444 | 2.334 | 2.5253 | 2.7206 | 2.9079 | 3.0963 | 3.2847 | 3.472 | 3.6559 | 3.8156 | 3.9773 | 4.13 | 4.2685 | 4.3921 | 4.5229 | 4.617 | 4.729 | 4.8385 | 4.9092 |  | 0.78966 | 0.79749 | 0.80668 | 0.81706 | 0.83185 | 0.84909 | 0.86831 | 0.88969 | 0.91345 | 0.93896 | 0.96564 | 0.99508 | 1.0225 | 1.0523 | 1.0853 | 1.1216 | 1.1613 | 1.2047 | 1.2518 | 1.3028 | 1.3578 | 1.4155 | 1.4574 | 1.509 | 1.5602 | 1.6057 | 1.6443 | 1.6972 | 1.7194 | 1.7642 | 1.812 | 1.8413 |  | 0.7897 | 0.80634 | 0.82516 | 0.84618 | 0.88091 | 0.92082 | 0.96558 | 1.0157 | 1.0706 | 1.1293 | 1.1926 | 1.2627 | 1.3369 | 1.4143 | 1.4976 | 1.5837 | 1.6758 | 1.7635 | 1.8569 | 1.9561 | 2.0609 | 2.1696 | 2.2619 | 2.3631 | 2.4624 | 2.554 | 2.6368 | 2.7326 | 2.7969 | 2.8835 | 2.9722 | 3.0303 |  | 0.7897 | 0.80859 | 0.83479 | 0.86903 | 0.9262 | 0.99975 | 1.0899 | 1.1994 | 1.328 | 1.4692 | 1.6249 | 1.7995 | 1.9817 | 2.168 | 2.36 | 2.5528 | 2.7503 | 2.9397 | 3.1313 | 3.3232 | 3.5131 | 3.6996 | 3.8597 | 4.0212 | 4.1735 | 4.3114 | 4.4345 | 4.5644 | 4.6576 | 4.7688 | 4.8774 | 4.9474 |  | 0.78945 | 0.80522 | 0.82324 | 0.84349 | 0.88904 | 0.94001 | 0.99581 | 1.0572 | 1.1234 | 1.1934 | 1.268 | 1.3495 | 1.4356 | 1.525 | 1.6204 | 1.7175 | 1.8213 | 1.9295 | 2.0443 | 2.165 | 2.2901 | 2.4191 | 2.5102 | 2.6091 | 2.7042 | 2.7813 | 2.8683 | 2.9725 | 3.042 | 3.1305 | 3.2195 | 3.2776
S.E. Macclesfield |  | 1.0888 | 1.115 | 1.1511 | 1.1978 | 1.2851 | 1.3942 | 1.5252 | 1.6804 | 1.859 | 2.0531 | 2.2558 | 2.4872 | 2.726 | 2.9487 | 3.1906 | 3.4211 | 3.6779 | 3.9193 | 4.1629 | 4.4084 | 4.6541 | 4.8966 | 5.1127 | 5.3375 | 5.5522 | 5.7527 | 5.9358 | 6.1308 | 6.2731 | 6.4341 | 6.5886 | 6.6901 |  | 1.0889 | 1.1 | 1.1128 | 1.1271 | 1.1516 | 1.1796 | 1.2101 | 1.2424 | 1.2764 | 1.3119 | 1.3385 | 1.3734 | 1.4001 | 1.4237 | 1.4539 | 1.4914 | 1.5364 | 1.5905 | 1.6498 | 1.7158 | 1.7881 | 1.865 | 1.922 | 1.9921 | 2.0631 | 2.1301 | 2.1893 | 2.2699 | 2.3065 | 2.3689 | 2.4326 | 2.472 |  | 1.0888 | 1.112 | 1.1381 | 1.1672 | 1.2273 | 1.295 | 1.3695 | 1.4503 | 1.5365 | 1.627 | 1.7131 | 1.8129 | 1.9153 | 2.0005 | 2.1051 | 2.1994 | 2.3225 | 2.4347 | 2.5548 | 2.6839 | 2.8213 | 2.965 | 3.0917 | 3.2357 | 3.3783 | 3.515 | 3.6416 | 3.7874 | 3.887 | 4.0107 | 4.1335 | 4.215 |  | 1.0888 | 1.115 | 1.1511 | 1.1979 | 1.3058 | 1.4387 | 1.5943 | 1.7763 | 1.9818 | 2.2035 | 2.432 | 2.6899 | 2.9542 | 3.2033 | 3.471 | 3.7139 | 3.994 | 4.2514 | 4.5257 | 4.8058 | 5.0723 | 5.3384 | 5.5597 | 5.7814 | 5.9904 | 6.1832 | 6.3576 | 6.5413 | 6.6719 | 6.8205 | 6.963 | 7.0547 |  | 1.0885 | 1.1107 | 1.1359 | 1.1642 | 1.2654 | 1.3774 | 1.4969 | 1.6251 | 1.7586 | 1.8972 | 2.0297 | 2.1766 | 2.3259 | 2.4588 | 2.6106 | 2.7387 | 2.9064 | 3.0761 | 3.2685 | 3.4738 | 3.6737 | 3.8824 | 4.0143 | 4.1553 | 4.2922 | 4.4211 | 4.539 | 4.6734 | 4.7613 | 4.8726 | 4.9835 | 5.0552
S.W. Macclesfield |  | 6.8725 | 6.8975 | 6.9325 | 6.9787 | 7.0623 | 7.1696 | 7.3011 | 7.4595 | 7.6445 | 7.8471 | 8.0552 | 8.2988 | 8.5514 | 8.7789 | 9.0342 | 9.2682 | 9.5388 | 9.7984 | 10.0596 | 10.3217 | 10.5822 | 10.8359 | 11.0558 | 11.2724 | 11.4434 | 11.5346 | 11.5446 | 11.5606 | 11.5847 | 11.692 | 11.8273 | 11.9142 |  | 6.8726 | 6.8827 | 6.8947 | 6.9082 | 6.9313 | 6.958 | 6.9873 | 7.0182 | 7.0511 | 7.0857 | 7.1059 | 7.1383 | 7.1646 | 7.1867 | 7.2188 | 7.2579 | 7.3052 | 7.3605 | 7.4215 | 7.4892 | 7.5629 | 7.6397 | 7.6905 | 7.7447 | 7.7739 | 7.7487 | 7.6679 | 7.6047 | 7.5464 | 7.5666 | 7.6171 | 7.6511 |  | 6.8725 | 6.8944 | 6.9192 | 6.9471 | 7.0023 | 7.0655 | 7.1362 | 7.2138 | 7.2975 | 7.3862 | 7.4656 | 7.5634 | 7.6649 | 7.7401 | 7.8436 | 7.9273 | 8.0508 | 8.1686 | 8.2949 | 8.4305 | 8.5744 | 8.7224 | 8.8482 | 8.9808 | 9.0783 | 9.1056 | 9.0607 | 9.0303 | 9.0159 | 9.091 | 9.2009 | 9.2732 |  | 6.8725 | 6.8975 | 6.9325 | 6.9788 | 7.0924 | 7.2345 | 7.402 | 7.5997 | 7.8241 | 8.0673 | 8.3131 | 8.5955 | 8.8856 | 9.1518 | 9.4448 | 9.6965 | 10.001 | 10.2828 | 10.5882 | 10.9003 | 11.1902 | 11.4773 | 11.7051 | 11.917 | 12.0796 | 12.159 | 12.1559 | 12.1548 | 12.1614 | 12.25 | 12.3672 | 12.4395 |  | 6.8723 | 6.8931 | 6.9171 | 6.9442 | 7.0443 | 7.1574 | 7.2789 | 7.4108 | 7.5489 | 7.6931 | 7.8254 | 7.9771 | 8.1317 | 8.2616 | 8.4186 | 8.5358 | 8.709 | 8.8731 | 9.064 | 9.2674 | 9.4542 | 9.6437 | 9.7468 | 9.8321 | 9.8455 | 9.5801 | 9.6201 | 9.7584 | 9.8469 | 9.9609 | 10.0764 | 10.1485
Sale |  | 1.0011 | 1.014 | 1.0311 | 1.0528 | 1.1028 | 1.1616 | 1.2291 | 1.3065 | 1.3934 | 1.4867 | 1.5873 | 1.6973 | 1.8111 | 1.9272 | 2.0463 | 2.1667 | 2.2894 | 2.3913 | 2.4942 | 2.5976 | 2.7009 | 2.8025 | 2.8904 | 2.9764 | 3.0498 | 3.1023 | 3.1294 | 3.1649 | 3.1958 | 3.2506 | 3.311 | 3.3524 |  | 1.001 | 1.0067 | 1.0131 | 1.0203 | 1.0349 | 1.051 | 1.0684 | 1.087 | 1.107 | 1.128 | 1.1498 | 1.1731 | 1.1901 | 1.2084 | 1.2285 | 1.2504 | 1.2742 | 1.3001 | 1.328 | 1.3579 | 1.3899 | 1.4231 | 1.4464 | 1.4719 | 1.4902 | 1.4946 | 1.4802 | 1.4774 | 1.4694 | 1.4842 | 1.5053 | 1.5204 |  | 1.0011 | 1.0127 | 1.0255 | 1.0395 | 1.0779 | 1.1194 | 1.1635 | 1.2106 | 1.2603 | 1.3119 | 1.3661 | 1.4239 | 1.4835 | 1.545 | 1.6094 | 1.6756 | 1.7447 | 1.7946 | 1.8475 | 1.9034 | 1.9621 | 2.0225 | 2.0726 | 2.1238 | 2.1654 | 2.1892 | 2.1901 | 2.202 | 2.2116 | 2.2471 | 2.2902 | 2.3199 |  | 1.0011 | 1.014 | 1.0311 | 1.0528 | 1.1048 | 1.1657 | 1.2352 | 1.3147 | 1.4038 | 1.4992 | 1.602 | 1.7141 | 1.83 | 1.9482 | 2.0694 | 2.1915 | 2.3163 | 2.4212 | 2.5276 | 2.6345 | 2.741 | 2.8459 | 2.9339 | 3.0198 | 3.093 | 3.1453 | 3.1722 | 3.2073 | 3.2379 | 3.2924 | 3.3524 | 3.3935 |  | 1.0008 | 1.0115 | 1.0235 | 1.0368 | 1.0973 | 1.161 | 1.2274 | 1.2968 | 1.3688 | 1.4429 | 1.5195 | 1.5996 | 1.6823 | 1.7668 | 1.8543 | 1.9431 | 2.0352 | 2.1272 | 2.2217 | 2.3186 | 2.4169 | 2.5155 | 2.5579 | 2.5979 | 2.6199 | 2.5711 | 2.597 | 2.6564 | 2.6967 | 2.7466 | 2.7954 | 2.8286
Sale Moor |  | 0.31044 | 0.31843 | 0.32952 | 0.34405 | 0.36935 | 0.40164 | 0.44114 | 0.48905 | 0.54532 | 0.60713 | 0.67536 | 0.75182 | 0.83158 | 0.91307 | 0.99703 | 1.0817 | 1.1681 | 1.2491 | 1.3305 | 1.4119 | 1.4927 | 1.5719 | 1.6407 | 1.7105 | 1.7772 | 1.8389 | 1.896 | 1.9554 | 1.9974 | 2.0459 | 2.0928 | 2.1227 |  | 0.3104 | 0.31383 | 0.31787 | 0.32248 | 0.32951 | 0.3376 | 0.34659 | 0.35648 | 0.36742 | 0.37909 | 0.39121 | 0.40449 | 0.41606 | 0.42865 | 0.44264 | 0.45802 | 0.47489 | 0.4933 | 0.51332 | 0.53503 | 0.55847 | 0.58313 | 0.60103 | 0.62348 | 0.64646 | 0.66794 | 0.68806 | 0.71375 | 0.72509 | 0.74529 | 0.76649 | 0.77916 |  | 0.31044 | 0.31747 | 0.32542 | 0.33431 | 0.35085 | 0.36961 | 0.39047 | 0.4136 | 0.43885 | 0.46574 | 0.49461 | 0.52642 | 0.55991 | 0.59481 | 0.6323 | 0.671 | 0.71225 | 0.74984 | 0.78992 | 0.83251 | 0.87754 | 0.92431 | 0.96411 | 1.0082 | 1.0522 | 1.0941 | 1.1341 | 1.1791 | 1.2091 | 1.2476 | 1.2864 | 1.3116 |  | 0.31044 | 0.31843 | 0.32952 | 0.34405 | 0.37032 | 0.40368 | 0.44428 | 0.49335 | 0.55078 | 0.61378 | 0.68314 | 0.76075 | 0.84163 | 0.92428 | 1.0094 | 1.0948 | 1.1822 | 1.2643 | 1.3473 | 1.4304 | 1.5125 | 1.5931 | 1.662 | 1.7318 | 1.7983 | 1.8598 | 1.9166 | 1.9756 | 2.0173 | 2.0655 | 2.1119 | 2.1415 |  | 0.31029 | 0.31677 | 0.32421 | 0.33261 | 0.35542 | 0.38055 | 0.40774 | 0.43735 | 0.46903 | 0.50241 | 0.53776 | 0.57609 | 0.61649 | 0.65832 | 0.70274 | 0.74794 | 0.79604 | 0.84605 | 0.899 | 0.95457 | 1.0122 | 1.0716 | 1.1115 | 1.1555 | 1.1993 | 1.241 | 1.2807 | 1.3253 | 1.355 | 1.393 | 1.4315 | 1.4564
Salford Quays |  | 0.24714 | 0.25331 | 0.28175 | 0.29265 | 0.31623 | 0.34463 | 0.37788 | 0.41674 | 0.46106 | 0.50901 | 0.56135 | 0.61897 | 0.67894 | 0.74037 | 0.8033 | 0.86709 | 0.93183 | 0.98785 | 1.0443 | 1.1009 | 1.1573 | 1.2129 | 1.2613 | 1.3102 | 1.3562 | 1.3976 | 1.4333 | 1.4724 | 1.5013 | 1.536 | 1.5701 | 1.5928 |  | 0.24714 | 0.24967 | 0.27261 | 0.27589 | 0.28236 | 0.28959 | 0.29742 | 0.30593 | 0.31517 | 0.32496 | 0.3353 | 0.3464 | 0.35521 | 0.36478 | 0.37525 | 0.3867 | 0.39918 | 0.41278 | 0.42749 | 0.44336 | 0.46041 | 0.47828 | 0.4913 | 0.507 | 0.52212 | 0.53518 | 0.54483 | 0.55975 | 0.56591 | 0.57908 | 0.59305 | 0.60194 |  | 0.24714 | 0.25261 | 0.27876 | 0.28559 | 0.30293 | 0.32187 | 0.34226 | 0.36428 | 0.38772 | 0.41228 | 0.43836 | 0.46635 | 0.49562 | 0.52611 | 0.55814 | 0.59125 | 0.62583 | 0.65265 | 0.68116 | 0.71137 | 0.74321 | 0.77622 | 0.8042 | 0.83453 | 0.86379 | 0.89032 | 0.91278 | 0.94016 | 0.95877 | 0.98444 | 1.0107 | 1.0283 |  | 0.24714 | 0.25331 | 0.28175 | 0.29265 | 0.31696 | 0.34612 | 0.38012 | 0.41976 | 0.46484 | 0.51358 | 0.56668 | 0.62507 | 0.68581 | 0.74801 | 0.8117 | 0.87617 | 0.94165 | 0.99889 | 1.0567 | 1.1146 | 1.1723 | 1.2291 | 1.2776 | 1.3265 | 1.3724 | 1.4138 | 1.4494 | 1.4884 | 1.5172 | 1.5519 | 1.5859 | 1.6085 |  | 0.24707 | 0.25235 | 0.27832 | 0.28498 | 0.31177 | 0.34018 | 0.37005 | 0.40157 | 0.43451 | 0.46857 | 0.50417 | 0.54169 | 0.58061 | 0.62076 | 0.66244 | 0.7051 | 0.74931 | 0.79451 | 0.84141 | 0.88996 | 0.93995 | 0.99099 | 1.0182 | 1.0475 | 1.0748 | 1.0943 | 1.1191 | 1.1511 | 1.1726 | 1.1996 | 1.2264 | 1.2443
Sandgate |  | 2.0629 | 2.0806 | 2.1043 | 2.1345 | 2.1884 | 2.2555 | 2.3362 | 2.4321 | 2.5432 | 2.6643 | 2.7961 | 2.9432 | 3.0957 | 3.2394 | 3.3915 | 3.5422 | 3.6961 | 3.8349 | 3.971 | 4.1023 | 4.2249 | 4.3321 | 4.3977 | 4.42 | 4.3215 | 3.7621 | 3.7488 | 3.8492 | 3.9231 | 4.0149 | 4.1059 | 4.1657 |  | 2.0627 | 2.0709 | 2.0803 | 2.0908 | 2.1068 | 2.125 | 2.1449 | 2.1665 | 2.1901 | 2.215 | 2.2396 | 2.267 | 2.2894 | 2.3133 | 2.3401 | 2.3698 | 2.4026 | 2.4384 | 2.4772 | 2.5188 | 2.5623 | 2.6046 | 2.6241 | 2.6265 | 2.5701 | 2.4022 | 2.1157 | 1.8424 | 1.6556 | 1.5939 | 1.5924 | 1.592 |  | 2.0629 | 2.0787 | 2.0962 | 2.1155 | 2.1525 | 2.1939 | 2.2395 | 2.2891 | 2.3427 | 2.3993 | 2.4585 | 2.5237 | 2.5912 | 2.6493 | 2.716 | 2.7819 | 2.8526 | 2.9109 | 2.9702 | 3.029 | 3.0843 | 3.1301 | 3.1401 | 3.1124 | 2.9693 | 2.3703 | 2.3221 | 2.392 | 2.4397 | 2.5085 | 2.5802 | 2.6277 |  | 2.0629 | 2.0806 | 2.1043 | 2.1345 | 2.192 | 2.2633 | 2.3481 | 2.4486 | 2.5642 | 2.6899 | 2.8261 | 2.9777 | 3.1345 | 3.2828 | 3.4392 | 3.5924 | 3.7503 | 3.8928 | 4.0346 | 4.1721 | 4.299 | 4.4109 | 4.4772 | 4.4991 | 4.3998 | 3.8393 | 3.8248 | 3.9235 | 3.9958 | 4.0858 | 4.1752 | 4.2335 |  | 2.0622 | 2.0759 | 2.0915 | 2.1089 | 2.1615 | 2.219 | 2.2805 | 2.3468 | 2.4169 | 2.4901 | 2.566 | 2.648 | 2.7335 | 2.8177 | 2.8872 | 2.9476 | 3.0035 | 3.0394 | 3.0371 | 2.9281 | 2.3749 | 2.3203 | 2.3942 | 2.4726 | 2.5438 | 2.5863 | 2.6521 | 2.7377 | 2.795 | 2.8673 | 2.9395 | 2.987
Scarisbrick |  | 3.7512 | 3.7933 | 3.8526 | 3.9306 | 4.0406 | 4.1885 | 4.3748 | 4.6055 | 4.8795 | 5.1824 | 5.5116 | 5.8881 | 6.2824 | 6.6705 | 7.0809 | 7.4846 | 7.9129 | 8.3441 | 8.7779 | 9.2121 | 9.6427 | 10.0607 | 10.4125 | 10.738 | 10.9615 | 11.0031 | 10.8545 | 10.7225 | 10.6601 | 10.7878 | 10.9898 | 11.1227 |  | 3.7515 | 3.7679 | 3.7872 | 3.8087 | 3.836 | 3.8689 | 3.906 | 3.9474 | 3.9932 | 4.0428 | 4.0876 | 4.1428 | 4.2 | 4.2585 | 4.3267 | 4.4042 | 4.4916 | 4.5896 | 4.6963 | 4.8124 | 4.9369 | 5.0644 | 5.1446 | 5.2202 | 5.2311 | 5.1114 | 4.853 | 4.6282 | 4.4545 | 4.4505 | 4.517 | 4.5679 |  | 3.7512 | 3.7881 | 3.8302 | 3.8776 | 3.9401 | 4.0152 | 4.1016 | 4.2003 | 4.3096 | 4.4273 | 4.5481 | 4.6886 | 4.8384 | 4.98 | 5.1448 | 5.3048 | 5.4942 | 5.6948 | 5.9088 | 6.1364 | 6.3756 | 6.6194 | 6.8147 | 6.9999 | 7.0991 | 7.0316 | 6.7877 | 6.5738 | 6.4419 | 6.5098 | 6.6628 | 6.7658 |  | 3.7512 | 3.7933 | 3.8526 | 3.9307 | 4.0573 | 4.2246 | 4.4309 | 4.6836 | 4.9795 | 5.3051 | 5.6553 | 6.0535 | 6.4687 | 6.8783 | 7.3099 | 7.7232 | 8.1704 | 8.6135 | 9.0717 | 9.5337 | 9.9803 | 10.4166 | 10.7728 | 11.0957 | 11.3144 | 11.3494 | 11.1934 | 11.0516 | 10.9794 | 11.0964 | 11.2882 | 11.4128 |  | 3.7512 | 3.7881 | 3.8301 | 3.8774 | 3.9607 | 4.0593 | 4.1699 | 4.2946 | 4.4299 | 4.5743 | 4.7202 | 4.8865 | 5.0613 | 5.2287 | 5.4187 | 5.5926 | 5.8051 | 6.009 | 6.2298 | 6.4603 | 6.6808 | 6.8944 | 7.0184 | 7.0948 | 7.0011 | 6.2282 | 6.2207 | 6.4592 | 6.6168 | 6.8177 | 7.0193 | 7.1499
Sebergham |  | 4.5888 | 4.5956 | 4.6047 | 4.6165 | 4.6371 | 4.6628 | 4.6932 | 4.729 | 4.7699 | 4.8142 | 4.8612 | 4.914 | 4.9686 | 5.0213 | 5.0771 | 5.132 | 5.1908 | 5.2461 | 5.3019 | 5.358 | 5.4141 | 5.4694 | 5.5176 | 5.566 | 5.6081 | 5.6317 | 5.6704 | 5.7177 | 5.7532 | 5.7928 | 5.8306 | 5.8563 |  | 4.5889 | 4.5916 | 4.5948 | 4.5983 | 4.6041 | 4.6106 | 4.6178 | 4.6255 | 4.6338 | 4.6425 | 4.6503 | 4.6595 | 4.6673 | 4.675 | 4.6839 | 4.6942 | 4.7061 | 4.7199 | 4.7348 | 4.7511 | 4.7687 | 4.7873 | 4.8008 | 4.8162 | 4.8295 | 4.8384 | 4.8401 | 4.8485 | 4.8505 | 4.8618 | 4.8747 | 4.8833 |  | 4.5888 | 4.5948 | 4.6016 | 4.6091 | 4.6233 | 4.6392 | 4.6568 | 4.6759 | 4.6962 | 4.7175 | 4.7389 | 4.7628 | 4.7877 | 4.8102 | 4.836 | 4.8609 | 4.8902 | 4.9167 | 4.9449 | 4.9748 | 5.0062 | 5.0386 | 5.0658 | 5.0948 | 5.1192 | 5.1267 | 5.1507 | 5.1847 | 5.2081 | 5.2367 | 5.2646 | 5.2837 |  | 4.5888 | 4.5956 | 4.6048 | 4.6165 | 4.6401 | 4.6691 | 4.7031 | 4.7427 | 4.7874 | 4.8356 | 4.8863 | 4.9428 | 5.0011 | 5.0575 | 5.117 | 5.1737 | 5.2359 | 5.2936 | 5.3538 | 5.4149 | 5.4741 | 5.5328 | 5.5818 | 5.6297 | 5.6711 | 5.6936 | 5.7311 | 5.7769 | 5.8107 | 5.8486 | 5.8848 | 5.9092 |  | 4.5888 | 4.5948 | 4.6016 | 4.6091 | 4.631 | 4.6551 | 4.6809 | 4.7086 | 4.7375 | 4.7675 | 4.7974 | 4.8298 | 4.8631 | 4.8945 | 4.9282 | 4.9589 | 4.9952 | 5.0316 | 5.0702 | 5.1073 | 5.1284 | 5.1689 | 5.1992 | 5.2317 | 5.2633 | 5.2936 | 5.3203 | 5.3528 | 5.3745 | 5.4015 | 5.4277 | 5.4454
Sedbergh |  | 0.39212 | 0.4003 | 0.41179 | 0.42687 | 0.45765 | 0.49576 | 0.5413 | 0.59527 | 0.65738 | 0.72496 | 0.79668 | 0.87777 | 0.96177 | 1.0426 | 1.1285 | 1.2122 | 1.3024 | 1.3847 | 1.4676 | 1.5509 | 1.634 | 1.7159 | 1.7882 | 1.8628 | 1.934 | 2.0002 | 2.0611 | 2.1251 | 2.1712 | 2.2238 | 2.2744 | 2.3072 |  | 0.39261 | 0.39673 | 0.40125 | 0.40617 | 0.41495 | 0.42477 | 0.43538 | 0.44662 | 0.45851 | 0.47094 | 0.48147 | 0.49422 | 0.50384 | 0.51298 | 0.52403 | 0.53729 | 0.55283 | 0.57108 | 0.5911 | 0.61324 | 0.63743 | 0.6631 | 0.68198 | 0.70545 | 0.72932 | 0.75175 | 0.77215 | 0.79904 | 0.81109 | 0.83208 | 0.8538 | 0.86701 |  | 0.39212 | 0.3993 | 0.40748 | 0.41666 | 0.43832 | 0.46243 | 0.48879 | 0.51738 | 0.54786 | 0.57986 | 0.61156 | 0.64732 | 0.68436 | 0.71785 | 0.75659 | 0.79346 | 0.83784 | 0.87582 | 0.91647 | 0.96007 | 1.0064 | 1.0548 | 1.097 | 1.1446 | 1.1919 | 1.2371 | 1.2796 | 1.3279 | 1.3605 | 1.4016 | 1.4427 | 1.4697 |  | 0.39212 | 0.4003 | 0.41179 | 0.42689 | 0.46288 | 0.50698 | 0.5587 | 0.61937 | 0.6882 | 0.76267 | 0.84085 | 0.92857 | 1.019 | 1.1064 | 1.1988 | 1.2857 | 1.3818 | 1.4685 | 1.5592 | 1.6514 | 1.74 | 1.8281 | 1.9016 | 1.9755 | 2.0453 | 2.1097 | 2.1685 | 2.2298 | 2.2731 | 2.3227 | 2.3705 | 2.4009 |  | 0.39216 | 0.39927 | 0.40738 | 0.41649 | 0.45272 | 0.49216 | 0.53402 | 0.57865 | 0.62517 | 0.67339 | 0.72088 | 0.7726 | 0.82547 | 0.87501 | 0.92964 | 0.97921 | 1.0389 | 1.0996 | 1.1666 | 1.2374 | 1.3077 | 1.3806 | 1.4241 | 1.471 | 1.5169 | 1.5603 | 1.6007 | 1.6462 | 1.6761 | 1.7142 | 1.7524 | 1.7771
Selsmire |  | 0.23458 | 0.24024 | 0.24799 | 0.25795 | 0.27416 | 0.29476 | 0.31965 | 0.34927 | 0.38339 | 0.42051 | 0.45902 | 0.50328 | 0.54917 | 0.59162 | 0.63825 | 0.68228 | 0.73194 | 0.78043 | 0.82946 | 0.879 | 0.92872 | 0.97801 | 1.0222 | 1.0684 | 1.1125 | 1.1543 | 1.1918 | 1.233 | 1.2637 | 1.2981 | 1.3309 | 1.353 |  | 0.23458 | 0.23676 | 0.23932 | 0.24218 | 0.24659 | 0.25175 | 0.25742 | 0.2635 | 0.26999 | 0.27684 | 0.28183 | 0.28867 | 0.29484 | 0.30043 | 0.30751 | 0.31597 | 0.32591 | 0.33751 | 0.35016 | 0.36412 | 0.3793 | 0.39541 | 0.40743 | 0.42197 | 0.43646 | 0.45031 | 0.4617 | 0.47846 | 0.48629 | 0.49905 | 0.51164 | 0.51976 |  | 0.23458 | 0.23961 | 0.24528 | 0.25157 | 0.2622 | 0.27441 | 0.28802 | 0.30296 | 0.31898 | 0.33588 | 0.35177 | 0.37056 | 0.39008 | 0.40594 | 0.42597 | 0.44356 | 0.46717 | 0.49038 | 0.51515 | 0.54168 | 0.56984 | 0.59921 | 0.62521 | 0.65465 | 0.68364 | 0.71161 | 0.73673 | 0.76677 | 0.7875 | 0.81284 | 0.83762 | 0.85443 |  | 0.23458 | 0.24024 | 0.24799 | 0.25796 | 0.27848 | 0.30407 | 0.33412 | 0.36938 | 0.40915 | 0.45208 | 0.49602 | 0.54584 | 0.59709 | 0.6451 | 0.69715 | 0.74371 | 0.79824 | 0.84992 | 0.9053 | 0.96202 | 1.016 | 1.0701 | 1.1154 | 1.1609 | 1.2038 | 1.2439 | 1.2795 | 1.3183 | 1.3465 | 1.3782 | 1.4084 | 1.4284 |  | 0.23458 | 0.23961 | 0.24529 | 0.25158 | 0.26893 | 0.28855 | 0.30973 | 0.33272 | 0.35681 | 0.38194 | 0.40567 | 0.43244 | 0.45974 | 0.48357 | 0.51144 | 0.53398 | 0.56488 | 0.59599 | 0.63182 | 0.67025 | 0.70735 | 0.74623 | 0.77335 | 0.80213 | 0.82991 | 0.8562 | 0.87945 | 0.90703 | 0.92526 | 0.94791 | 0.97012 | 0.98482
Settle |  | 0.65104 | 0.66297 | 0.68 | 0.70264 | 0.74162 | 0.79223 | 0.85478 | 0.93108 | 1.0209 | 1.1197 | 1.2255 | 1.3468 | 1.4734 | 1.5956 | 1.7263 | 1.8528 | 1.9893 | 2.1205 | 2.2524 | 2.3846 | 2.5159 | 2.6445 | 2.7567 | 2.8708 | 2.9756 | 3.0649 | 3.1393 | 3.2167 | 3.2729 | 3.3466 | 3.4213 | 3.4688 |  | 0.65157 | 0.65711 | 0.6633 | 0.6701 | 0.68057 | 0.69262 | 0.70588 | 0.72023 | 0.73577 | 0.7523 | 0.76597 | 0.78342 | 0.79907 | 0.8145 | 0.83333 | 0.85516 | 0.88026 | 0.90886 | 0.94016 | 0.97462 | 1.0121 | 1.0516 | 1.0797 | 1.1141 | 1.1465 | 1.1707 | 1.1874 | 1.2127 | 1.2204 | 1.2482 | 1.2808 | 1.3006 |  | 0.65104 | 0.66142 | 0.67335 | 0.68683 | 0.71157 | 0.74011 | 0.77216 | 0.80785 | 0.84674 | 0.88821 | 0.92934 | 0.97723 | 1.0277 | 1.0733 | 1.1275 | 1.1784 | 1.2409 | 1.3008 | 1.3649 | 1.4335 | 1.5063 | 1.5819 | 1.6469 | 1.7191 | 1.7872 | 1.8446 | 1.8918 | 1.9463 | 1.9835 | 2.0414 | 2.1038 | 2.1443 |  | 0.65104 | 0.66297 | 0.68 | 0.70265 | 0.7493 | 0.80878 | 0.88048 | 0.96675 | 1.0665 | 1.1757 | 1.2911 | 1.4223 | 1.5584 | 1.6904 | 1.8306 | 1.9617 | 2.1068 | 2.244 | 2.3873 | 2.5323 | 2.6713 | 2.8086 | 2.9228 | 3.0357 | 3.1384 | 3.2248 | 3.296 | 3.3691 | 3.4209 | 3.49 | 3.5602 | 3.604 |  | 0.65108 | 0.66138 | 0.67324 | 0.68665 | 0.72604 | 0.77042 | 0.81859 | 0.87123 | 0.92708 | 0.98579 | 1.0435 | 1.1082 | 1.1753 | 1.2378 | 1.3087 | 1.3713 | 1.4494 | 1.5283 | 1.6165 | 1.7102 | 1.8026 | 1.8982 | 1.9617 | 2.0279 | 2.0854 | 2.1085 | 2.1634 | 2.2344 | 2.2808 | 2.3405 | 2.4011 | 2.4395
Shannon St South |  | 0.88294 | 0.90054 | 0.92409 | 0.95406 | 1.0289 | 1.1162 | 1.2159 | 1.3298 | 1.4574 | 1.5941 | 1.7419 | 1.9029 | 2.0696 | 2.2401 | 2.4146 | 2.5914 | 2.7706 | 2.9152 | 3.0611 | 3.2075 | 3.3536 | 3.4974 | 3.6221 | 3.7454 | 3.8549 | 3.9419 | 4.0009 | 4.0707 | 4.1264 | 4.2087 | 4.2952 | 4.3539 |  | 0.88278 | 0.89035 | 0.89911 | 0.9089 | 0.93051 | 0.95425 | 0.97968 | 1.0069 | 1.0362 | 1.0669 | 1.0991 | 1.1332 | 1.1571 | 1.1832 | 1.2115 | 1.2424 | 1.2759 | 1.3122 | 1.3513 | 1.3933 | 1.4382 | 1.4849 | 1.5182 | 1.556 | 1.5871 | 1.6039 | 1.601 | 1.6135 | 1.6126 | 1.6386 | 1.6709 | 1.6929 |  | 0.88294 | 0.89871 | 0.9162 | 0.93545 | 0.994 | 1.0567 | 1.1234 | 1.1941 | 1.2686 | 1.3459 | 1.4271 | 1.5132 | 1.6023 | 1.6946 | 1.7909 | 1.8899 | 1.9926 | 2.0629 | 2.1375 | 2.2163 | 2.2992 | 2.3847 | 2.4561 | 2.5306 | 2.5958 | 2.6428 | 2.6658 | 2.7033 | 2.7301 | 2.7864 | 2.85 | 2.8934 |  | 0.88294 | 0.90054 | 0.92409 | 0.95406 | 1.0314 | 1.1213 | 1.2235 | 1.3399 | 1.4701 | 1.6094 | 1.7598 | 1.9234 | 2.0925 | 2.2657 | 2.4427 | 2.6219 | 2.8037 | 2.9527 | 3.1032 | 3.2543 | 3.405 | 3.5534 | 3.6781 | 3.8014 | 3.9108 | 3.9977 | 4.0566 | 4.1263 | 4.1818 | 4.264 | 4.3504 | 4.4089 |  | 0.88256 | 0.89714 | 0.91357 | 0.9318 | 1.0261 | 1.1247 | 1.227 | 1.3337 | 1.444 | 1.5572 | 1.6744 | 1.7966 | 1.9225 | 2.0516 | 2.1847 | 2.3205 | 2.4599 | 2.5998 | 2.7433 | 2.8904 | 3.0403 | 3.1915 | 3.2553 | 3.3192 | 3.3656 | 3.3425 | 3.3897 | 3.4733 | 3.53 | 3.6005 | 3.6698 | 3.7166
Shap |  | 0.32328 | 0.33115 | 0.34192 | 0.35581 | 0.37829 | 0.40696 | 0.44172 | 0.48319 | 0.53108 | 0.58326 | 0.63735 | 0.69967 | 0.76431 | 0.82399 | 0.88969 | 0.95154 | 1.0214 | 1.0899 | 1.159 | 1.2288 | 1.2988 | 1.3682 | 1.4304 | 1.4953 | 1.5573 | 1.6159 | 1.6687 | 1.7263 | 1.7691 | 1.8171 | 1.863 | 1.8938 |  | 0.32351 | 0.32701 | 0.33097 | 0.33532 | 0.34176 | 0.3492 | 0.35736 | 0.36606 | 0.37533 | 0.38508 | 0.39208 | 0.40174 | 0.41036 | 0.41817 | 0.42815 | 0.44005 | 0.45402 | 0.47025 | 0.48797 | 0.50751 | 0.52878 | 0.55133 | 0.56814 | 0.58851 | 0.60888 | 0.6283 | 0.64448 | 0.66795 | 0.67887 | 0.69679 | 0.71459 | 0.72599 |  | 0.32328 | 0.33027 | 0.33814 | 0.34688 | 0.36152 | 0.37839 | 0.39723 | 0.41794 | 0.44021 | 0.46373 | 0.48575 | 0.51193 | 0.53915 | 0.56108 | 0.58907 | 0.61342 | 0.64641 | 0.67903 | 0.71385 | 0.75114 | 0.79072 | 0.83201 | 0.86855 | 0.91003 | 0.9509 | 0.99029 | 1.0259 | 1.0681 | 1.0972 | 1.1328 | 1.1678 | 1.1914 |  | 0.32328 | 0.33115 | 0.34193 | 0.35582 | 0.38451 | 0.42039 | 0.46259 | 0.5122 | 0.56825 | 0.6288 | 0.69073 | 0.76108 | 0.83346 | 0.90115 | 0.97467 | 1.0402 | 1.1171 | 1.1901 | 1.2684 | 1.3486 | 1.4246 | 1.5009 | 1.5647 | 1.6286 | 1.6889 | 1.745 | 1.7951 | 1.8492 | 1.8884 | 1.9325 | 1.9746 | 2.0024 |  | 0.3233 | 0.33026 | 0.3381 | 0.34681 | 0.3708 | 0.398 | 0.42742 | 0.4594 | 0.49296 | 0.52799 | 0.56097 | 0.59831 | 0.63644 | 0.66957 | 0.70856 | 0.73974 | 0.78293 | 0.82633 | 0.87649 | 0.93034 | 0.9822 | 1.0366 | 1.0747 | 1.1153 | 1.1544 | 1.1913 | 1.2242 | 1.2629 | 1.2884 | 1.3201 | 1.3514 | 1.3719
Shaw |  | 0.7668 | 0.78553 | 0.81149 | 0.8454 | 0.90003 | 0.97064 | 1.0576 | 1.1636 | 1.2883 | 1.4255 | 1.5772 | 1.7474 | 1.9253 | 2.1071 | 2.2946 | 2.4838 | 2.6769 | 2.8621 | 3.0483 | 3.2346 | 3.4198 | 3.6018 | 3.7601 | 3.9212 | 4.075 | 4.2179 | 4.3493 | 4.4877 | 4.5867 | 4.7004 | 4.8098 | 4.8804 |  | 0.76676 | 0.77456 | 0.78374 | 0.79412 | 0.80888 | 0.8261 | 0.84528 | 0.86661 | 0.8903 | 0.91573 | 0.94228 | 0.97156 | 0.99869 | 1.0282 | 1.0608 | 1.0967 | 1.136 | 1.1789 | 1.2255 | 1.2759 | 1.3303 | 1.3876 | 1.4293 | 1.4813 | 1.5342 | 1.5838 | 1.6292 | 1.6887 | 1.7153 | 1.7618 | 1.8101 | 1.8393 |  | 0.7668 | 0.78331 | 0.80197 | 0.82281 | 0.85725 | 0.89682 | 0.94119 | 0.99083 | 1.0452 | 1.1034 | 1.1661 | 1.2355 | 1.3089 | 1.3855 | 1.4679 | 1.5531 | 1.6442 | 1.7309 | 1.8233 | 1.9214 | 2.025 | 2.1327 | 2.2244 | 2.3257 | 2.4266 | 2.5232 | 2.6141 | 2.7179 | 2.7875 | 2.8759 | 2.9648 | 3.0229 |  | 0.7668 | 0.78553 | 0.8115 | 0.8454 | 0.90203 | 0.97486 | 1.0641 | 1.1725 | 1.2997 | 1.4394 | 1.5935 | 1.7661 | 1.9463 | 2.1305 | 2.3203 | 2.511 | 2.7062 | 2.8936 | 3.083 | 3.2727 | 3.4605 | 3.6451 | 3.8038 | 3.9646 | 4.1181 | 4.2604 | 4.3912 | 4.5288 | 4.627 | 4.7397 | 4.8483 | 4.9183 |  | 0.76655 | 0.78216 | 0.79998 | 0.82002 | 0.86517 | 0.91567 | 0.97095 | 1.0318 | 1.0973 | 1.1667 | 1.2405 | 1.3211 | 1.4064 | 1.4949 | 1.5893 | 1.6854 | 1.7882 | 1.8956 | 2.0097 | 2.1298 | 2.2545 | 2.3834 | 2.4754 | 2.5765 | 2.6771 | 2.773 | 2.8634 | 2.9663 | 3.035 | 3.1226 | 3.2106 | 3.268
Siddick |  | 20.8265 | 20.8286 | 20.8316 | 20.8354 | 20.8417 | 20.8498 | 20.8597 | 20.8719 | 20.8862 | 20.9019 | 20.9187 | 20.9379 | 20.958 | 20.9775 | 20.9983 | 21.0186 | 21.0403 | 21.0614 | 21.0827 | 21.1041 | 21.1253 | 21.1462 | 21.1647 | 21.1837 | 21.2018 | 21.2187 | 21.2341 | 21.2505 | 21.2622 | 21.2757 | 21.2886 | 21.297 |  | 20.8266 | 20.8277 | 20.8288 | 20.8301 | 20.8319 | 20.8339 | 20.8362 | 20.8387 | 20.8413 | 20.8442 | 20.8466 | 20.8496 | 20.8524 | 20.8552 | 20.8586 | 20.8624 | 20.8667 | 20.8715 | 20.8768 | 20.8825 | 20.8888 | 20.8954 | 20.9002 | 20.9062 | 20.9123 | 20.918 | 20.9232 | 20.9301 | 20.9332 | 20.9385 | 20.9441 | 20.9474 |  | 20.8265 | 20.8284 | 20.8305 | 20.8328 | 20.8367 | 20.8412 | 20.8463 | 20.852 | 20.8583 | 20.8649 | 20.8715 | 20.8792 | 20.8874 | 20.8948 | 20.9036 | 20.9119 | 20.922 | 20.9318 | 20.9424 | 20.9536 | 20.9655 | 20.9779 | 20.9886 | 21.0007 | 21.0127 | 21.0242 | 21.035 | 21.0473 | 21.0556 | 21.0661 | 21.0765 | 21.0834 |  | 20.8265 | 20.8286 | 20.8316 | 20.8354 | 20.8428 | 20.8522 | 20.8635 | 20.8771 | 20.8928 | 20.91 | 20.9283 | 20.9489 | 20.9704 | 20.9914 | 21.0136 | 21.0345 | 21.0575 | 21.0794 | 21.1024 | 21.1256 | 21.148 | 21.1702 | 21.1889 | 21.2077 | 21.2255 | 21.242 | 21.257 | 21.2727 | 21.2838 | 21.2965 | 21.3088 | 21.3166 |  | 20.8265 | 20.8283 | 20.8304 | 20.8328 | 20.8386 | 20.8453 | 20.8526 | 20.8606 | 20.8691 | 20.8781 | 20.887 | 20.897 | 20.9074 | 20.9172 | 20.9283 | 20.9382 | 20.9504 | 20.9629 | 20.9768 | 20.9916 | 21.0063 | 21.0217 | 21.0328 | 21.0447 | 21.0564 | 21.0674 | 21.0777 | 21.0894 | 21.0971 | 21.1068 | 21.1166 | 21.123
Silloth |  | 3.0679 | 3.0796 | 3.0956 | 3.1161 | 3.1515 | 3.1959 | 3.2491 | 3.3124 | 3.3853 | 3.4646 | 3.5493 | 3.6447 | 3.7438 | 3.8405 | 3.9427 | 4.0433 | 4.1505 | 4.252 | 4.3545 | 4.4577 | 4.5608 | 4.6626 | 4.7523 | 4.8439 | 4.9292 | 5.0005 | 5.0747 | 5.1584 | 5.2203 | 5.29 | 5.3566 | 5.4013 |  | 3.0685 | 3.0741 | 3.0804 | 3.0872 | 3.0974 | 3.1091 | 3.1218 | 3.1356 | 3.1503 | 3.1659 | 3.1799 | 3.1965 | 3.2109 | 3.2253 | 3.2419 | 3.2611 | 3.2827 | 3.3074 | 3.3341 | 3.3633 | 3.3949 | 3.4282 | 3.4528 | 3.4821 | 3.5103 | 3.535 | 3.5527 | 3.5812 | 3.5933 | 3.6178 | 3.6434 | 3.6597 |  | 3.0679 | 3.0783 | 3.09 | 3.1029 | 3.1267 | 3.1536 | 3.1833 | 3.2159 | 3.2509 | 3.2878 | 3.325 | 3.367 | 3.4107 | 3.4515 | 3.498 | 3.543 | 3.5956 | 3.6442 | 3.6959 | 3.7509 | 3.809 | 3.8693 | 3.9211 | 3.9781 | 4.0321 | 4.075 | 4.1238 | 4.1847 | 4.2263 | 4.2777 | 4.3283 | 4.3624 |  | 3.0679 | 3.0796 | 3.0956 | 3.1161 | 3.1564 | 3.2064 | 3.2654 | 3.335 | 3.4142 | 3.4999 | 3.5907 | 3.6923 | 3.7974 | 3.9003 | 4.0086 | 4.1121 | 4.2248 | 4.3304 | 4.4402 | 4.5515 | 4.6597 | 4.7672 | 4.8581 | 4.949 | 5.0331 | 5.1025 | 5.1748 | 5.2559 | 5.3151 | 5.382 | 5.4459 | 5.4884 |  | 3.068 | 3.0783 | 3.0898 | 3.1027 | 3.1388 | 3.1788 | 3.2217 | 3.268 | 3.3166 | 3.3674 | 3.4181 | 3.4737 | 3.531 | 3.5856 | 3.6454 | 3.7005 | 3.7655 | 3.8317 | 3.9035 | 3.9774 | 4.0424 | 4.1204 | 4.1748 | 4.2333 | 4.2904 | 4.345 | 4.394 | 4.4523 | 4.4913 | 4.5399 | 4.5877 | 4.6196
Skelmersdale |  | 6.2951 | 14.2736 | 15.8108 | 15.8599 | 15.9325 | 16.0289 | 16.1494 | 16.2981 | 16.4743 | 16.6689 | 16.8819 | 17.124 | 17.378 | 17.5381 | 17.7424 | 17.9125 | 18.0465 | 18.1049 | 18.0601 | 17.8762 | 17.5227 | 16.9928 | 16.287 | 15.4798 | 14.4838 | 12.5637 | 12.0623 | 11.9446 | 11.8795 | 11.9183 | 12.003 | 12.0593 |  | 6.2955 | 14.2583 | 15.7709 | 15.785 | 15.8037 | 15.8258 | 15.8506 | 15.8784 | 15.9093 | 15.9427 | 15.975 | 16.0131 | 16.0515 | 16.0364 | 16.0469 | 16.0404 | 16.0052 | 15.9229 | 15.7702 | 15.5203 | 15.1547 | 14.6728 | 14.0733 | 13.4308 | 12.7222 | 11.8673 | 10.8592 | 9.9731 | 9.38 | 9.1224 | 9.0405 | 8.9903 |  | 6.2951 | 14.2703 | 15.7968 | 15.8265 | 15.8694 | 15.92 | 15.9777 | 16.0433 | 16.1158 | 16.1938 | 16.2756 | 16.3691 | 16.469 | 16.4739 | 16.5235 | 16.5402 | 16.5237 | 16.437 | 16.2538 | 15.9398 | 15.4659 | 14.8265 | 14.0224 | 13.1269 | 12.0529 | 10.0645 | 9.5033 | 9.3344 | 9.2259 | 9.2274 | 9.2815 | 9.3193 |  | 6.2951 | 14.2736 | 15.8109 | 15.8599 | 15.9401 | 16.0452 | 16.1748 | 16.3333 | 16.5194 | 16.7241 | 16.9466 | 17.1985 | 17.4618 | 17.6316 | 17.8454 | 18.02 | 18.1625 | 18.2268 | 18.1931 | 18.0219 | 17.6759 | 17.1546 | 16.4508 | 15.6423 | 14.6443 | 12.7213 | 12.2167 | 12.0948 | 12.0254 | 12.0596 | 12.1398 | 12.1925 |  | 6.2951 | 6.3182 | 7.8445 | 7.8741 | 7.9309 | 7.9966 | 8.0697 | 8.1514 | 8.2401 | 8.3345 | 8.4322 | 8.5417 | 8.6576 | 8.7678 | 8.8426 | 8.8932 | 8.9329 | 8.9245 | 8.8259 | 8.4779 | 7.0992 | 6.8722 | 7.0006 | 7.1348 | 7.2508 | 7.2926 | 7.4036 | 7.5543 | 7.6543 | 7.7816 | 7.9096 | 7.9927
Slipway |  | 0.71606 | 0.73374 | 0.75859 | 0.79135 | 0.85113 | 0.9272 | 1.0199 | 1.1317 | 1.262 | 1.4046 | 1.5569 | 1.7304 | 1.9106 | 2.0842 | 2.2693 | 2.4491 | 2.6432 | 2.8266 | 3.0111 | 3.1963 | 3.3807 | 3.562 | 3.7215 | 3.886 | 4.0429 | 4.1882 | 4.3224 | 4.4619 | 4.5614 | 4.6756 | 4.7856 | 4.856 |  | 0.71611 | 0.72321 | 0.73157 | 0.74099 | 0.75695 | 0.77531 | 0.79552 | 0.81728 | 0.84067 | 0.86539 | 0.88605 | 0.91179 | 0.93319 | 0.95385 | 0.97896 | 1.0087 | 1.0432 | 1.0834 | 1.1273 | 1.1759 | 1.229 | 1.2853 | 1.3264 | 1.3779 | 1.4306 | 1.4799 | 1.5259 | 1.5849 | 1.611 | 1.6573 | 1.7059 | 1.7349 |  | 0.71606 | 0.73154 | 0.74917 | 0.76898 | 0.80867 | 0.85373 | 0.90376 | 0.95875 | 1.0181 | 1.0809 | 1.1431 | 1.2145 | 1.289 | 1.356 | 1.4349 | 1.5094 | 1.6004 | 1.6844 | 1.7743 | 1.8708 | 1.9733 | 2.0801 | 2.1732 | 2.2784 | 2.3832 | 2.483 | 2.578 | 2.6842 | 2.7559 | 2.8465 | 2.9378 | 2.9972 |  | 0.71606 | 0.73374 | 0.7586 | 0.79137 | 0.86217 | 0.95094 | 1.0568 | 1.1828 | 1.3274 | 1.4847 | 1.6507 | 1.8383 | 2.0321 | 2.2198 | 2.4186 | 2.6051 | 2.8115 | 3.0037 | 3.2047 | 3.4084 | 3.6041 | 3.798 | 3.9603 | 4.1232 | 4.2771 | 4.4183 | 4.5479 | 4.6815 | 4.7749 | 4.8826 | 4.9863 | 5.0516 |  | 0.71593 | 0.73091 | 0.74809 | 0.76747 | 0.83147 | 0.90253 | 0.9789 | 1.0615 | 1.1484 | 1.2392 | 1.3285 | 1.4273 | 1.5291 | 1.6239 | 1.7303 | 1.8253 | 1.9424 | 2.0619 | 2.1951 | 2.3368 | 2.4774 | 2.6237 | 2.7195 | 2.8231 | 2.9249 | 3.0207 | 3.111 | 3.2112 | 3.2768 | 3.3609 | 3.4459 | 3.5002
Snipe |  | 0.68136 | 0.69807 | 0.72208 | 0.75423 | 0.80354 | 0.86969 | 0.95341 | 1.058 | 1.1833 | 1.3224 | 1.4781 | 1.6539 | 1.8386 | 2.0285 | 2.2235 | 2.421 | 2.6212 | 2.8169 | 3.0131 | 3.2088 | 3.4026 | 3.592 | 3.7553 | 3.9209 | 4.0786 | 4.2232 | 4.3585 | 4.4959 | 4.5912 | 4.7025 | 4.8103 | 4.8773 |  | 0.68137 | 0.68786 | 0.69557 | 0.70433 | 0.7162 | 0.73036 | 0.74635 | 0.76451 | 0.78499 | 0.8073 | 0.83137 | 0.85801 | 0.88447 | 0.91358 | 0.94581 | 0.98132 | 1.0203 | 1.063 | 1.1096 | 1.1602 | 1.215 | 1.2727 | 1.3141 | 1.367 | 1.4217 | 1.4724 | 1.5222 | 1.5825 | 1.6085 | 1.6566 | 1.7082 | 1.7382 |  | 0.68136 | 0.69583 | 0.71249 | 0.73139 | 0.75996 | 0.79369 | 0.83228 | 0.87646 | 0.92571 | 0.97902 | 1.0377 | 1.1032 | 1.1736 | 1.2483 | 1.3287 | 1.4128 | 1.5022 | 1.5912 | 1.6863 | 1.7875 | 1.8947 | 2.006 | 2.1003 | 2.205 | 2.31 | 2.4096 | 2.5069 | 2.613 | 2.6833 | 2.7745 | 2.8677 | 2.9272 |  | 0.68136 | 0.69807 | 0.72208 | 0.75423 | 0.80448 | 0.87165 | 0.95641 | 1.0621 | 1.1885 | 1.3287 | 1.4855 | 1.6625 | 1.8482 | 2.0392 | 2.2353 | 2.4335 | 2.6347 | 2.8315 | 3.0293 | 3.2266 | 3.4217 | 3.6124 | 3.7759 | 3.9413 | 4.0989 | 4.2433 | 4.3783 | 4.5154 | 4.6104 | 4.7213 | 4.8288 | 4.8956 |  | 0.68124 | 0.69524 | 0.71148 | 0.72996 | 0.76507 | 0.80542 | 0.85062 | 0.90153 | 0.95747 | 1.0175 | 1.0829 | 1.1552 | 1.2326 | 1.3145 | 1.402 | 1.4928 | 1.5892 | 1.6911 | 1.7995 | 1.9141 | 2.0342 | 2.1586 | 2.2531 | 2.3577 | 2.4626 | 2.5619 | 2.6589 | 2.7647 | 2.8347 | 2.9256 | 3.0184 | 3.0776
South Park |  | 0.53277 | 0.54618 | 0.56469 | 0.5888 | 0.63244 | 0.68733 | 0.75367 | 0.83323 | 0.92575 | 1.0269 | 1.1372 | 1.2609 | 1.3897 | 1.5194 | 1.6541 | 1.7888 | 1.9282 | 2.0578 | 2.1882 | 2.3188 | 2.449 | 2.577 | 2.6889 | 2.8031 | 2.9123 | 3.0139 | 3.1071 | 3.2059 | 3.2769 | 3.3581 | 3.4362 | 3.4869 |  | 0.53269 | 0.53808 | 0.54439 | 0.55147 | 0.56311 | 0.57647 | 0.59116 | 0.60727 | 0.62488 | 0.64366 | 0.66241 | 0.68349 | 0.70186 | 0.7213 | 0.74317 | 0.76758 | 0.79468 | 0.82471 | 0.85735 | 0.89286 | 0.93124 | 0.97168 | 1.0013 | 1.038 | 1.0753 | 1.1103 | 1.142 | 1.184 | 1.203 | 1.2357 | 1.2695 | 1.2902 |  | 0.53277 | 0.54461 | 0.55795 | 0.57283 | 0.60221 | 0.63527 | 0.67174 | 0.71185 | 0.7552 | 0.80111 | 0.84931 | 0.90261 | 0.95857 | 1.0149 | 1.0763 | 1.1384 | 1.2065 | 1.2673 | 1.3321 | 1.401 | 1.4739 | 1.5496 | 1.6146 | 1.6866 | 1.7583 | 1.827 | 1.8912 | 1.965 | 2.0146 | 2.0774 | 2.1402 | 2.1815 |  | 0.53277 | 0.54618 | 0.5647 | 0.58881 | 0.63563 | 0.69412 | 0.76415 | 0.84769 | 0.94419 | 1.0494 | 1.1636 | 1.2911 | 1.4238 | 1.5574 | 1.6959 | 1.8329 | 1.9757 | 2.1084 | 2.2438 | 2.3799 | 2.5138 | 2.6458 | 2.7584 | 2.8722 | 2.9807 | 3.0813 | 3.1734 | 3.2707 | 3.3402 | 3.4198 | 3.4964 | 3.5459 |  | 0.53258 | 0.54383 | 0.55665 | 0.57104 | 0.61414 | 0.66135 | 0.71201 | 0.76668 | 0.82457 | 0.88513 | 0.94781 | 1.0157 | 1.0865 | 1.1577 | 1.234 | 1.3094 | 1.392 | 1.4773 | 1.5686 | 1.6644 | 1.7625 | 1.8639 | 1.9295 | 2.0011 | 2.0721 | 2.1397 | 2.2029 | 2.2751 | 2.3233 | 2.3845 | 2.4457 | 2.4858
Spa Rd |  | 1.9055 | 1.9313 | 1.9658 | 2.0098 | 2.098 | 2.204 | 2.3276 | 2.4713 | 2.6341 | 2.8096 | 3.0004 | 3.2098 | 3.4274 | 3.6499 | 3.8783 | 4.1099 | 4.3457 | 4.5527 | 4.7617 | 4.9717 | 5.1811 | 5.3861 | 5.5602 | 5.7217 | 5.8384 | 5.877 | 5.8257 | 5.7925 | 5.7877 | 5.8674 | 5.9779 | 6.055 |  | 1.9055 | 1.9164 | 1.929 | 1.943 | 1.9681 | 1.9963 | 2.0269 | 2.0602 | 2.0963 | 2.1345 | 2.1746 | 2.2176 | 2.2527 | 2.2905 | 2.3317 | 2.3766 | 2.4255 | 2.4785 | 2.5356 | 2.5968 | 2.6617 | 2.7281 | 2.7718 | 2.8132 | 2.8246 | 2.7791 | 2.6653 | 2.5758 | 2.5053 | 2.5093 | 2.5414 | 2.5681 |  | 1.9055 | 1.9286 | 1.9543 | 1.9826 | 2.0471 | 2.1178 | 2.194 | 2.2763 | 2.3638 | 2.4553 | 2.5522 | 2.6562 | 2.7646 | 2.8769 | 2.9951 | 3.1169 | 3.2446 | 3.3464 | 3.4543 | 3.5681 | 3.6871 | 3.8083 | 3.9051 | 3.9956 | 4.0473 | 4.0265 | 3.9212 | 3.839 | 3.7899 | 3.829 | 3.9029 | 3.9554 |  | 1.9055 | 1.9313 | 1.9658 | 2.0098 | 2.1009 | 2.21 | 2.3367 | 2.4835 | 2.6495 | 2.8282 | 3.0221 | 3.2347 | 3.4555 | 3.6811 | 3.9127 | 4.1467 | 4.3856 | 4.597 | 4.8111 | 5.0264 | 5.2404 | 5.4502 | 5.6245 | 5.7859 | 5.9023 | 5.9405 | 5.8888 | 5.8551 | 5.8498 | 5.9289 | 6.0388 | 6.1155 |  | 1.9052 | 1.9274 | 1.9522 | 1.9797 | 2.0765 | 2.1795 | 2.2881 | 2.4029 | 2.5229 | 2.647 | 2.7764 | 2.913 | 3.0546 | 3.2003 | 3.3517 | 3.5062 | 3.667 | 3.8245 | 3.9848 | 4.1481 | 4.3115 | 4.4712 | 4.5348 | 4.5783 | 4.5466 | 4.217 | 4.2189 | 4.3402 | 4.4227 | 4.5245 | 4.6239 | 4.6917
Spadeadam 11/33kV |  | 0.90487 | 6.9214 | 6.9444 | 6.9744 | 7.0212 | 7.0826 | 7.159 | 7.2528 | 7.364 | 7.4868 | 7.6222 | 7.7751 | 7.9349 | 8.0434 | 8.1778 | 8.2909 | 8.3765 | 8.4071 | 8.366 | 8.2286 | 7.9774 | 7.616 | 7.1659 | 6.7184 | 6.3315 | 6.0403 | 5.8529 | 5.7666 | 5.7156 | 5.7285 | 5.7709 | 5.7984 |  | 0.90469 | 6.9117 | 6.9198 | 6.9289 | 6.9414 | 6.956 | 6.9723 | 6.9905 | 7.0107 | 7.0324 | 7.0543 | 7.0791 | 7.1024 | 7.0856 | 7.0869 | 7.0743 | 7.0392 | 6.9679 | 6.8429 | 6.6446 | 6.3606 | 5.9946 | 5.5605 | 5.1366 | 4.7672 | 4.4792 | 4.2782 | 4.1645 | 4.0787 | 4.0509 | 4.0518 | 4.051 |  | 0.90487 | 6.9195 | 6.9359 | 6.9542 | 6.9829 | 7.0163 | 7.0539 | 7.0963 | 7.143 | 7.1931 | 7.2465 | 7.3065 | 7.3699 | 7.3814 | 7.4191 | 7.4365 | 7.4283 | 7.3685 | 7.2414 | 7.0235 | 6.6979 | 6.2692 | 5.7591 | 5.2582 | 4.8244 | 4.4925 | 4.2701 | 4.1543 | 4.0788 | 4.0712 | 4.0974 | 4.1156 |  | 0.90487 | 6.9214 | 6.9444 | 6.9744 | 7.0241 | 7.0889 | 7.1687 | 7.2663 | 7.3812 | 7.5078 | 7.6468 | 7.8035 | 7.9668 | 8.079 | 8.217 | 8.332 | 8.4208 | 8.454 | 8.4173 | 8.285 | 8.0369 | 7.679 | 7.2296 | 6.7818 | 6.3941 | 6.1019 | 5.9134 | 5.8256 | 5.7731 | 5.7844 | 5.8252 | 5.8514 |  | 0.90444 | 0.91771 | 0.93295 | 0.95016 | 0.98737 | 1.0296 | 1.0762 | 1.128 | 1.184 | 1.2436 | 1.3064 | 1.3759 | 1.4496 | 1.5248 | 1.6063 | 1.6874 | 1.7768 | 1.87 | 1.9702 | 2.0763 | 2.1857 | 2.2991 | 2.3824 | 2.4739 | 2.565 | 2.6514 | 2.7339 | 2.826 | 2.887 | 2.9653 | 3.0446 | 3.0957
Spadeadam 132/11kV |  | 0.035541 | 0.036417 | 0.037579 | 0.039038 | 0.042159 | 0.045833 | 0.050025 | 0.054766 | 0.059991 | 0.065542 | 0.071336 | 0.077682 | 0.084129 | 0.090271 | 0.096716 | 0.10312 | 0.11008 | 0.11616 | 0.12233 | 0.12864 | 0.13503 | 0.14144 | 0.14724 | 0.15325 | 0.15902 | 0.16458 | 0.16946 | 0.17512 | 0.17947 | 0.18427 | 0.18882 | 0.19203 |  | 0.035594 | 0.036057 | 0.036557 | 0.037095 | 0.038066 | 0.039136 | 0.040278 | 0.04146 | 0.04267 | 0.043904 | 0.045006 | 0.046219 | 0.04697 | 0.047603 | 0.048308 | 0.049266 | 0.050451 | 0.05198 | 0.053654 | 0.05552 | 0.057562 | 0.059747 | 0.061426 | 0.063389 | 0.0653 | 0.067164 | 0.068506 | 0.070784 | 0.071902 | 0.073586 | 0.075149 | 0.076238 |  | 0.035541 | 0.03633 | 0.037207 | 0.038169 | 0.040546 | 0.043131 | 0.045896 | 0.048817 | 0.051839 | 0.054947 | 0.058033 | 0.061355 | 0.064675 | 0.067656 | 0.070934 | 0.074174 | 0.077995 | 0.080997 | 0.084203 | 0.087653 | 0.091325 | 0.095176 | 0.098576 | 0.10233 | 0.106 | 0.10958 | 0.11262 | 0.11655 | 0.11928 | 0.12256 | 0.12568 | 0.12789 |  | 0.035541 | 0.036417 | 0.037579 | 0.039039 | 0.042555 | 0.046676 | 0.051329 | 0.056566 | 0.062289 | 0.06835 | 0.074625 | 0.081461 | 0.088384 | 0.095016 | 0.10194 | 0.10861 | 0.11601 | 0.12244 | 0.12923 | 0.13621 | 0.14304 | 0.14994 | 0.15583 | 0.16178 | 0.16747 | 0.1729 | 0.17764 | 0.1831 | 0.18726 | 0.19186 | 0.19621 | 0.19925 |  | 0.035545 | 0.036327 | 0.037196 | 0.03815 | 0.042057 | 0.046225 | 0.050584 | 0.055137 | 0.05979 | 0.064542 | 0.069242 | 0.074191 | 0.079131 | 0.083748 | 0.08865 | 0.093294 | 0.098698 | 0.1043 | 0.11035 | 0.1167 | 0.12305 | 0.12962 | 0.13311 | 0.13681 | 0.14039 | 0.14384 | 0.14673 | 0.15047 | 0.15302 | 0.15609 | 0.15901 | 0.16105
Spotland |  | 1.2963 | 1.3146 | 9.1405 | 9.1748 | 9.2277 | 9.2979 | 9.3861 | 9.4955 | 9.6259 | 9.7704 | 9.9311 | 10.1125 | 10.3028 | 10.4278 | 10.5847 | 10.7153 | 10.8077 | 10.8301 | 10.759 | 10.5627 | 10.2181 | 9.7304 | 9.1291 | 8.5303 | 8.011 | 7.6166 | 7.3593 | 7.2312 | 7.1528 | 7.1562 | 7.1986 | 7.2255 |  | 1.2963 | 1.3036 | 9.1123 | 9.1221 | 9.1354 | 9.1512 | 9.1689 | 9.1889 | 9.2113 | 9.2356 | 9.2611 | 9.2895 | 9.3172 | 9.2928 | 9.2913 | 9.2714 | 9.2217 | 9.1244 | 8.9569 | 8.6938 | 8.3188 | 7.8369 | 7.268 | 6.7115 | 6.226 | 5.8465 | 5.5813 | 5.4272 | 5.3126 | 5.2719 | 5.2686 | 5.2646 |  | 1.2963 | 1.3123 | 9.1305 | 9.151 | 9.1824 | 9.2191 | 9.261 | 9.3085 | 9.3613 | 9.4182 | 9.48 | 9.5492 | 9.623 | 9.6309 | 9.671 | 9.686 | 9.6653 | 9.579 | 9.4045 | 9.1114 | 8.6778 | 8.1097 | 7.437 | 6.775 | 6.2006 | 5.7587 | 5.4608 | 5.2991 | 5.1931 | 5.1739 | 5.1991 | 5.2165 |  | 1.2963 | 1.3146 | 9.1405 | 9.1748 | 9.2296 | 9.302 | 9.3925 | 9.5044 | 9.6372 | 9.7842 | 9.9473 | 10.1311 | 10.3237 | 10.4512 | 10.6104 | 10.7423 | 10.8368 | 10.8612 | 10.7932 | 10.6002 | 10.2579 | 9.7727 | 9.1717 | 8.5728 | 8.053 | 7.658 | 7.4 | 7.271 | 7.1917 | 7.1941 | 7.2356 | 7.2617 |  | 1.2961 | 1.3113 | 9.1287 | 9.1485 | 9.188 | 9.233 | 9.2832 | 9.3394 | 9.4007 | 9.4662 | 9.5366 | 9.6144 | 9.6974 | 9.6981 | 9.7364 | 9.7432 | 9.7042 | 9.5893 | 9.3664 | 8.9948 | 8.4465 | 7.7303 | 6.8731 | 6.026 | 5.2873 | 4.7154 | 4.3216 | 4.0934 | 3.9437 | 3.8961 | 3.9033 | 3.8239
Spring Cottage |  | 0.2483 | 0.25485 | 0.26383 | 0.27555 | 0.29609 | 0.32223 | 0.35416 | 0.39276 | 0.43799 | 0.48761 | 0.5418 | 0.60282 | 0.66628 | 0.73001 | 0.79635 | 0.86251 | 0.9311 | 0.99563 | 1.0605 | 1.1254 | 1.1899 | 1.2532 | 1.3083 | 1.3646 | 1.4183 | 1.468 | 1.514 | 1.5618 | 1.5957 | 1.6348 | 1.6725 | 1.6965 |  | 0.24845 | 0.2517 | 0.25528 | 0.25924 | 0.26514 | 0.27183 | 0.2792 | 0.28719 | 0.29591 | 0.30516 | 0.31418 | 0.32438 | 0.33309 | 0.3423 | 0.35276 | 0.36448 | 0.37754 | 0.39204 | 0.40783 | 0.42505 | 0.44371 | 0.46339 | 0.47769 | 0.49564 | 0.514 | 0.53118 | 0.54725 | 0.56778 | 0.57685 | 0.59299 | 0.60994 | 0.62006 |  | 0.2483 | 0.25408 | 0.26056 | 0.26777 | 0.28131 | 0.29663 | 0.31366 | 0.33245 | 0.3529 | 0.37461 | 0.39735 | 0.42269 | 0.44918 | 0.47567 | 0.50488 | 0.53428 | 0.56685 | 0.59666 | 0.6285 | 0.66241 | 0.69832 | 0.73565 | 0.76765 | 0.80331 | 0.8389 | 0.87281 | 0.90515 | 0.94141 | 0.96571 | 0.99669 | 1.028 | 1.0483 |  | 0.2483 | 0.25485 | 0.26384 | 0.27556 | 0.29781 | 0.32589 | 0.35983 | 0.40058 | 0.44798 | 0.49982 | 0.5561 | 0.61926 | 0.6848 | 0.75067 | 0.81909 | 0.88637 | 0.95685 | 1.023 | 1.0904 | 1.1583 | 1.2247 | 1.2901 | 1.3456 | 1.4017 | 1.455 | 1.5041 | 1.5494 | 1.5964 | 1.6294 | 1.6676 | 1.7044 | 1.7278 |  | 0.24813 | 0.25331 | 0.25926 | 0.26597 | 0.28536 | 0.30679 | 0.32993 | 0.35508 | 0.38184 | 0.40996 | 0.43902 | 0.47075 | 0.50396 | 0.53723 | 0.57317 | 0.60833 | 0.64744 | 0.68787 | 0.73138 | 0.77725 | 0.82413 | 0.87262 | 0.90499 | 0.94041 | 0.97558 | 1.0089 | 1.0406 | 1.076 | 1.0995 | 1.1295 | 1.1599 | 1.1795
Spring Garden St 11kV |  | 0.77076 | 0.78912 | 0.81392 | 0.84572 | 0.89895 | 0.96603 | 1.047 | 1.1439 | 1.2562 | 1.3788 | 1.5122 | 1.6615 | 1.8169 | 1.9733 | 2.136 | 2.2987 | 2.4674 | 2.6269 | 2.7878 | 2.9492 | 3.1103 | 3.2691 | 3.4082 | 3.5496 | 3.6825 | 3.8028 | 3.9068 | 4.0206 | 4.1048 | 4.2056 | 4.3043 | 4.37 |  | 0.77065 | 0.77846 | 0.78744 | 0.79744 | 0.81234 | 0.82948 | 0.84837 | 0.86907 | 0.89174 | 0.91589 | 0.93984 | 0.96681 | 0.99099 | 1.0166 | 1.0453 | 1.0772 | 1.1123 | 1.1508 | 1.1926 | 1.2378 | 1.2865 | 1.3377 | 1.375 | 1.42 | 1.4635 | 1.5012 | 1.5292 | 1.5725 | 1.5906 | 1.6285 | 1.6684 | 1.6938 |  | 0.77076 | 0.78713 | 0.80536 | 0.82551 | 0.86089 | 0.90092 | 0.94523 | 0.99404 | 1.0469 | 1.1028 | 1.1614 | 1.2263 | 1.2943 | 1.3625 | 1.4373 | 1.5126 | 1.5953 | 1.6717 | 1.7528 | 1.839 | 1.9299 | 2.0243 | 2.1049 | 2.1931 | 2.2782 | 2.3558 | 2.4216 | 2.5017 | 2.5563 | 2.6308 | 2.7068 | 2.7577 |  | 0.77076 | 0.78912 | 0.81392 | 0.84573 | 0.90298 | 0.97463 | 1.0603 | 1.1622 | 1.2797 | 1.4075 | 1.5458 | 1.7001 | 1.8604 | 2.0217 | 2.1894 | 2.3547 | 2.5279 | 2.6911 | 2.8581 | 3.0263 | 3.1919 | 3.3557 | 3.4957 | 3.6365 | 3.7685 | 3.8875 | 3.99 | 4.1018 | 4.1841 | 4.2828 | 4.3794 | 4.4434 |  | 0.77038 | 0.78558 | 0.80278 | 0.82194 | 0.87136 | 0.92601 | 0.985 | 1.049 | 1.117 | 1.1883 | 1.262 | 1.3422 | 1.426 | 1.5102 | 1.6009 | 1.6897 | 1.788 | 1.8889 | 1.997 | 2.1105 | 2.2262 | 2.3454 | 2.4248 | 2.5096 | 2.5887 | 2.646 | 2.7169 | 2.8075 | 2.8682 | 2.9444 | 3.0199 | 3.0701
Spring Garden St 6.6kV |  | 0.79184 | 0.81162 | 0.83777 | 0.87055 | 0.93279 | 1.0073 | 1.0934 | 1.1924 | 1.3036 | 1.4227 | 1.5508 | 1.691 | 1.8363 | 1.9831 | 2.1347 | 2.2878 | 2.4459 | 2.5866 | 2.7293 | 2.8736 | 3.0188 | 3.1637 | 3.2929 | 3.4253 | 3.5528 | 3.6753 | 3.7829 | 3.9078 | 4.0034 | 4.1092 | 4.2096 | 4.2802 |  | 0.79183 | 0.80003 | 0.80951 | 0.82 | 0.83796 | 0.85827 | 0.88025 | 0.90411 | 0.9298 | 0.9569 | 0.98458 | 1.0146 | 1.0396 | 1.0658 | 1.0944 | 1.126 | 1.1607 | 1.1989 | 1.2399 | 1.2841 | 1.3315 | 1.3812 | 1.4188 | 1.4628 | 1.5058 | 1.5476 | 1.5779 | 1.629 | 1.654 | 1.6918 | 1.7271 | 1.7515 |  | 0.79184 | 0.80969 | 0.82944 | 0.85107 | 0.89659 | 0.9466 | 1.0005 | 1.0586 | 1.12 | 1.1839 | 1.2507 | 1.3226 | 1.3972 | 1.4725 | 1.5525 | 1.634 | 1.7212 | 1.7925 | 1.8681 | 1.948 | 2.032 | 2.1194 | 2.1947 | 2.2765 | 2.3567 | 2.4351 | 2.5015 | 2.588 | 2.6478 | 2.7199 | 2.7887 | 2.8373 |  | 0.79184 | 0.81162 | 0.83777 | 0.87056 | 0.93607 | 1.0142 | 1.1039 | 1.2069 | 1.322 | 1.4451 | 1.577 | 1.7211 | 1.8702 | 2.0208 | 2.1763 | 2.3318 | 2.4935 | 2.638 | 2.786 | 2.936 | 3.0856 | 3.2351 | 3.3649 | 3.497 | 3.6238 | 3.7455 | 3.8522 | 3.9759 | 4.0703 | 4.1749 | 4.274 | 4.3436 |  | 0.7917 | 0.8091 | 0.82846 | 0.8497 | 0.91751 | 0.99014 | 1.0668 | 1.1478 | 1.2321 | 1.3191 | 1.4088 | 1.5036 | 1.6013 | 1.6999 | 1.8031 | 1.9064 | 2.0165 | 2.1295 | 2.2482 | 2.3716 | 2.4978 | 2.6275 | 2.7033 | 2.7849 | 2.8644 | 2.9421 | 3.0076 | 3.0929 | 3.1514 | 3.2222 | 3.2899 | 3.3374
Squires Gate |  | 7.7242 | 7.7353 | 7.7505 | 7.7703 | 7.8112 | 7.8613 | 7.9206 | 7.9907 | 8.0713 | 8.159 | 8.2549 | 8.3612 | 8.4718 | 8.5226 | 8.5995 | 8.6525 | 8.6697 | 8.615 | 8.4763 | 8.2255 | 7.8425 | 7.3324 | 6.7289 | 6.1222 | 5.5794 | 5.1349 | 4.7955 | 4.5736 | 4.4329 | 4.3787 | 4.3712 | 4.3681 |  | 7.7242 | 7.7288 | 7.7342 | 7.7403 | 7.7517 | 7.7645 | 7.7785 | 7.7937 | 7.8103 | 7.8279 | 7.8463 | 7.8662 | 7.882 | 7.8503 | 7.8378 | 7.8075 | 7.7491 | 7.6466 | 7.4796 | 7.2252 | 6.8685 | 6.4143 | 5.8867 | 5.3621 | 4.8917 | 4.503 | 4.1995 | 3.9937 | 3.8522 | 3.7835 | 3.7547 | 3.7379 |  | 7.7242 | 7.734 | 7.745 | 7.7572 | 7.7866 | 7.8189 | 7.8539 | 7.892 | 7.9328 | 7.9757 | 8.0213 | 8.0707 | 8.1223 | 8.1137 | 8.1313 | 8.1255 | 8.0849 | 7.9745 | 7.7825 | 7.4816 | 7.0521 | 6.4996 | 5.8578 | 5.2168 | 4.6433 | 4.1718 | 3.8086 | 3.5662 | 3.4078 | 3.3383 | 3.3179 | 3.3069 |  | 7.7242 | 7.7353 | 7.7505 | 7.7703 | 7.8127 | 7.8644 | 7.9253 | 7.997 | 8.0793 | 8.1687 | 8.2663 | 8.3742 | 8.4864 | 8.5389 | 8.6174 | 8.6717 | 8.6905 | 8.6379 | 8.5017 | 8.2537 | 7.873 | 7.3653 | 6.7619 | 6.1551 | 5.6121 | 5.1675 | 4.8278 | 4.6056 | 4.4645 | 4.41 | 4.4021 | 4.3988 |  | 7.7241 | 7.7334 | 7.744 | 7.7558 | 7.8003 | 7.8479 | 7.8983 | 7.9518 | 8.0079 | 8.0662 | 8.1272 | 8.192 | 8.2594 | 8.2519 | 8.2755 | 8.2704 | 8.2211 | 8.0991 | 7.876 | 7.516 | 6.9941 | 6.3175 | 5.5005 | 4.6802 | 3.9361 | 3.2608 | 2.8424 | 2.5986 | 2.4388 | 2.3624 | 2.3336 | 2.2407
St Annes |  | 0.51295 | 0.52545 | 0.54336 | 0.56726 | 0.60443 | 0.654 | 0.71641 | 0.79391 | 0.88638 | 0.98887 | 1.1018 | 1.2303 | 1.365 | 1.5007 | 1.6421 | 1.783 | 1.9289 | 2.0715 | 2.2147 | 2.3576 | 2.4994 | 2.6381 | 2.7586 | 2.8813 | 2.9984 | 3.106 | 3.2063 | 3.3089 | 3.3807 | 3.464 | 3.5446 | 3.5951 |  | 0.51294 | 0.5177 | 0.52342 | 0.52991 | 0.53903 | 0.54989 | 0.5621 | 0.57582 | 0.59118 | 0.60783 | 0.62425 | 0.64343 | 0.66232 | 0.68251 | 0.7056 | 0.73124 | 0.7597 | 0.79103 | 0.82519 | 0.86243 | 0.90279 | 0.94531 | 0.97599 | 1.0149 | 1.0551 | 1.0923 | 1.1285 | 1.1729 | 1.1922 | 1.2274 | 1.2651 | 1.2871 |  | 0.51295 | 0.5238 | 0.53629 | 0.55042 | 0.57236 | 0.59819 | 0.62766 | 0.66118 | 0.69838 | 0.73851 | 0.78105 | 0.8295 | 0.88133 | 0.93346 | 0.99171 | 1.0503 | 1.1157 | 1.1808 | 1.2505 | 1.3246 | 1.4032 | 1.4848 | 1.5546 | 1.6326 | 1.7107 | 1.7848 | 1.8566 | 1.9356 | 1.9882 | 2.0559 | 2.1247 | 2.1689 |  | 0.51295 | 0.52546 | 0.54336 | 0.56727 | 0.60778 | 0.66118 | 0.72755 | 0.80937 | 0.90617 | 1.0131 | 1.1302 | 1.2629 | 1.4018 | 1.5417 | 1.6873 | 1.8302 | 1.9798 | 2.1251 | 2.2733 | 2.4219 | 2.5671 | 2.7097 | 2.8309 | 2.9532 | 3.0694 | 3.1758 | 3.2747 | 3.3755 | 3.4454 | 3.5268 | 3.6055 | 3.6545 |  | 0.51289 | 0.52349 | 0.53574 | 0.54965 | 0.57922 | 0.61318 | 0.65088 | 0.69302 | 0.73881 | 0.78767 | 0.83867 | 0.89569 | 0.95618 | 1.0171 | 1.084 | 1.1492 | 1.2229 | 1.2996 | 1.383 | 1.4716 | 1.5625 | 1.6568 | 1.7274 | 1.8049 | 1.8821 | 1.955 | 2.0255 | 2.1026 | 2.1534 | 2.2191 | 2.286 | 2.3286
St Marys |  | 0.43703 | 0.44742 | 5.4612 | 5.4786 | 5.5138 | 5.5556 | 5.6035 | 5.6585 | 5.7199 | 5.7857 | 5.8566 | 5.9339 | 6.0142 | 6.0515 | 6.1076 | 6.1469 | 6.1608 | 6.1214 | 6.0222 | 5.8437 | 5.5713 | 5.2094 | 4.7827 | 4.3576 | 3.9859 | 3.7005 | 3.5019 | 3.3932 | 3.3286 | 3.3117 | 3.3194 | 3.3283 |  | 0.43706 | 0.44132 | 5.4463 | 5.4518 | 5.4619 | 5.4732 | 5.4855 | 5.4988 | 5.5131 | 5.5283 | 5.5442 | 5.5613 | 5.5751 | 5.5548 | 5.5483 | 5.5292 | 5.49 | 5.4194 | 5.3026 | 5.1232 | 4.8707 | 4.5488 | 4.1752 | 3.8055 | 3.4799 | 3.2243 | 3.0375 | 2.9253 | 2.8474 | 2.8094 | 2.7921 | 2.7826 |  | 0.43703 | 0.44639 | 5.4568 | 5.4682 | 5.4945 | 5.5232 | 5.554 | 5.587 | 5.6218 | 5.6581 | 5.6964 | 5.7372 | 5.7796 | 5.7787 | 5.7965 | 5.7975 | 5.7736 | 5.6971 | 5.5622 | 5.3492 | 5.0441 | 4.6514 | 4.196 | 3.7439 | 3.347 | 3.0381 | 2.8175 | 2.6884 | 2.6047 | 2.5698 | 2.5607 | 2.5579 |  | 0.43703 | 0.44742 | 5.4612 | 5.4786 | 5.515 | 5.558 | 5.6072 | 5.6634 | 5.7261 | 5.7932 | 5.8654 | 5.944 | 6.0255 | 6.0641 | 6.1214 | 6.1617 | 6.1769 | 6.1393 | 6.0422 | 5.8658 | 5.5953 | 5.2353 | 4.8087 | 4.3835 | 4.0118 | 3.7262 | 3.5274 | 3.4186 | 3.3538 | 3.3366 | 3.3441 | 3.3529 |  | 0.43701 | 0.44629 | 5.4566 | 5.4679 | 5.5078 | 5.5501 | 5.5945 | 5.6412 | 5.6898 | 5.7397 | 5.7916 | 5.8461 | 5.9023 | 5.9047 | 5.9292 | 5.9332 | 5.9054 | 5.827 | 5.6768 | 5.4292 | 5.0666 | 4.5949 | 4.0207 | 3.4497 | 2.9474 | 2.5551 | 2.2731 | 2.1017 | 1.9902 | 1.9375 | 1.9172 | 1.8525
St Marys St |  | 0.50771 | 0.52043 | 0.53778 | 0.56015 | 0.60532 | 0.66033 | 0.72517 | 0.80136 | 0.88853 | 0.98303 | 1.0859 | 1.1997 | 1.3181 | 1.4384 | 1.5624 | 1.6874 | 1.8154 | 1.929 | 2.0435 | 2.1584 | 2.2731 | 2.3863 | 2.4855 | 2.5867 | 2.6835 | 2.7744 | 2.8569 | 2.9464 | 3.0118 | 3.086 | 3.1572 | 3.2044 |  | 0.50774 | 0.51304 | 0.51921 | 0.5261 | 0.53863 | 0.55276 | 0.56813 | 0.58485 | 0.603 | 0.62223 | 0.64209 | 0.66368 | 0.68125 | 0.70008 | 0.72085 | 0.74375 | 0.76889 | 0.79647 | 0.82632 | 0.85861 | 0.89337 | 0.92993 | 0.95689 | 0.98982 | 1.0229 | 1.0543 | 1.0812 | 1.1191 | 1.1365 | 1.1656 | 1.1949 | 1.2134 |  | 0.50771 | 0.51901 | 0.53168 | 0.54575 | 0.57822 | 0.61397 | 0.65273 | 0.69475 | 0.73961 | 0.78671 | 0.83644 | 0.89025 | 0.94649 | 1.0042 | 1.0656 | 1.1285 | 1.1954 | 1.2498 | 1.3077 | 1.3691 | 1.4339 | 1.5013 | 1.5588 | 1.6221 | 1.6849 | 1.7453 | 1.8006 | 1.866 | 1.9103 | 1.9657 | 2.0205 | 2.0572 |  | 0.50771 | 0.52043 | 0.53778 | 0.56015 | 0.60741 | 0.66469 | 0.73184 | 0.81046 | 0.90007 | 0.99705 | 1.1023 | 1.2185 | 1.3392 | 1.462 | 1.5883 | 1.715 | 1.8452 | 1.9615 | 2.0795 | 2.1981 | 2.3157 | 2.432 | 2.5315 | 2.6325 | 2.729 | 2.8195 | 2.9014 | 2.9903 | 3.0551 | 3.1286 | 3.1991 | 3.2458 |  | 0.50758 | 0.51844 | 0.53071 | 0.5444 | 0.59368 | 0.64644 | 0.70221 | 0.76142 | 0.82344 | 0.88777 | 0.95465 | 1.0257 | 1.0994 | 1.1747 | 1.2536 | 1.3332 | 1.4175 | 1.504 | 1.5949 | 1.6895 | 1.7867 | 1.8866 | 1.9444 | 2.0075 | 2.07 | 2.13 | 2.1847 | 2.2495 | 2.2931 | 2.3478 | 2.402 | 2.4381
St Thomas Rd |  | 0.83453 | 0.85523 | 0.88388 | 0.92118 | 0.99032 | 1.0768 | 1.1807 | 1.3049 | 1.4488 | 1.6059 | 1.777 | 1.9684 | 2.1678 | 2.3687 | 2.577 | 2.7857 | 3.0014 | 3.2004 | 3.4008 | 3.6017 | 3.8019 | 3.9989 | 4.1715 | 4.3476 | 4.516 | 4.673 | 4.8167 | 4.9697 | 5.0801 | 5.2063 | 5.3274 | 5.4066 |  | 0.83445 | 0.84262 | 0.85222 | 0.863 | 0.88136 | 0.90238 | 0.92542 | 0.9507 | 0.97826 | 1.0076 | 1.0371 | 1.0701 | 1.0986 | 1.1287 | 1.1625 | 1.2003 | 1.2422 | 1.2887 | 1.3393 | 1.3942 | 1.4536 | 1.5161 | 1.562 | 1.6187 | 1.6762 | 1.7303 | 1.7786 | 1.8437 | 1.8731 | 1.9236 | 1.9754 | 2.0073 |  | 0.83453 | 0.8528 | 0.87344 | 0.89647 | 0.94363 | 0.99648 | 1.0546 | 1.1183 | 1.1869 | 1.2595 | 1.3357 | 1.4196 | 1.5077 | 1.5964 | 1.6929 | 1.7905 | 1.8973 | 1.9909 | 2.0908 | 2.197 | 2.3094 | 2.4261 | 2.5263 | 2.6372 | 2.7475 | 2.8532 | 2.9517 | 3.0655 | 3.1422 | 3.2389 | 3.3354 | 3.3992 |  | 0.83453 | 0.85523 | 0.88388 | 0.92119 | 0.99526 | 1.0873 | 1.1969 | 1.3272 | 1.4772 | 1.6406 | 1.8177 | 2.0151 | 2.2204 | 2.4273 | 2.6416 | 2.8536 | 3.0747 | 3.2787 | 3.4868 | 3.6961 | 3.9022 | 4.1056 | 4.2791 | 4.4546 | 4.622 | 4.7775 | 4.9195 | 5.0703 | 5.1785 | 5.3023 | 5.4211 | 5.4984 |  | 0.83435 | 0.85202 | 0.87213 | 0.89466 | 0.96488 | 1.0414 | 1.1233 | 1.2113 | 1.3042 | 1.4012 | 1.5015 | 1.6098 | 1.7224 | 1.8358 | 1.9568 | 2.0764 | 2.2072 | 2.3422 | 2.4861 | 2.6372 | 2.7917 | 2.9512 | 3.0523 | 3.1626 | 3.2719 | 3.3761 | 3.4728 | 3.5844 | 3.6589 | 3.7532 | 3.8474 | 3.9093
Stainburn |  | 0.65016 | 0.66602 | 0.68862 | 0.71869 | 0.76436 | 0.82558 | 0.90285 | 0.99866 | 1.1129 | 1.2394 | 1.3754 | 1.5325 | 1.6972 | 1.8566 | 2.0277 | 2.1927 | 2.3707 | 2.547 | 2.7242 | 2.9013 | 3.0772 | 3.2496 | 3.4006 | 3.5562 | 3.7046 | 3.8413 | 3.9683 | 4.0987 | 4.1908 | 4.297 | 4.3996 | 4.4644 |  | 0.65046 | 0.65715 | 0.66489 | 0.67355 | 0.6854 | 0.69942 | 0.71513 | 0.73245 | 0.75162 | 0.77228 | 0.78915 | 0.81143 | 0.83355 | 0.85597 | 0.88337 | 0.91424 | 0.94915 | 0.98785 | 1.0301 | 1.0764 | 1.1267 | 1.1798 | 1.2182 | 1.2667 | 1.3166 | 1.3631 | 1.4076 | 1.4631 | 1.4873 | 1.5311 | 1.5777 | 1.6051 |  | 0.65016 | 0.66395 | 0.67978 | 0.69767 | 0.72437 | 0.75611 | 0.79256 | 0.83396 | 0.87989 | 0.9294 | 0.9785 | 1.037 | 1.0995 | 1.1558 | 1.2244 | 1.2878 | 1.3664 | 1.447 | 1.5332 | 1.6253 | 1.7228 | 1.8243 | 1.9124 | 2.0122 | 2.1118 | 2.2065 | 2.2976 | 2.3979 | 2.4654 | 2.5513 | 2.6382 | 2.6944 |  | 0.65016 | 0.66602 | 0.68863 | 0.71871 | 0.7743 | 0.84705 | 0.93623 | 1.0451 | 1.1723 | 1.3123 | 1.4608 | 1.6308 | 1.8079 | 1.9801 | 2.1638 | 2.3346 | 2.5238 | 2.7073 | 2.899 | 3.0926 | 3.2782 | 3.4614 | 3.6151 | 3.7692 | 3.9147 | 4.0475 | 4.1702 | 4.2948 | 4.3811 | 4.481 | 4.5776 | 4.6374 |  | 0.65012 | 0.66361 | 0.67916 | 0.69678 | 0.73675 | 0.78338 | 0.83505 | 0.89284 | 0.95516 | 1.0214 | 1.0864 | 1.1612 | 1.2397 | 1.3126 | 1.3972 | 1.4701 | 1.5636 | 1.6585 | 1.7664 | 1.882 | 1.9963 | 2.1159 | 2.2065 | 2.3048 | 2.4016 | 2.4923 | 2.579 | 2.6736 | 2.7353 | 2.8149 | 2.8958 | 2.947
Standish |  | 13.9344 | 13.9613 | 18.9997 | 19.0507 | 19.1286 | 19.2322 | 19.3623 | 19.5237 | 19.7158 | 19.9286 | 20.1653 | 20.4325 | 20.7127 | 20.9992 | 21.2946 | 21.5927 | 21.8968 | 22.1939 | 22.4923 | 22.7901 | 23.0854 | 23.3734 | 23.62 | 23.8633 | 24.0779 | 24.2424 | 24.3583 | 24.4809 | 24.5724 | 24.719 | 24.8766 | 24.9765 |  | 13.9351 | 13.947 | 13.9608 | 13.9761 | 13.9965 | 14.0204 | 14.0473 | 14.0774 | 14.111 | 14.1473 | 14.1854 | 14.2279 | 14.2692 | 14.3141 | 14.3641 | 14.4193 | 14.48 | 14.5464 | 14.6188 | 14.6972 | 14.7818 | 14.87 | 14.9312 | 15.0037 | 15.065 | 15.0959 | 15.0975 | 15.118 | 15.1116 | 15.1627 | 15.2315 | 15.2741 |  | 13.9344 | 13.9579 | 18.9848 | 19.0153 | 19.0613 | 19.1154 | 19.177 | 19.2471 | 19.3249 | 19.4088 | 19.5 | 19.602 | 19.7112 | 19.8253 | 19.949 | 20.0771 | 20.2148 | 20.3516 | 20.4977 | 20.6528 | 20.8165 | 20.9856 | 21.1264 | 21.2757 | 21.4081 | 21.5015 | 21.5564 | 21.628 | 21.6773 | 21.789 | 21.9195 | 22.0042 |  | 13.9344 | 13.9613 | 18.9997 | 19.0507 | 19.1315 | 19.2383 | 19.3717 | 19.5366 | 19.7323 | 19.9488 | 20.1889 | 20.4596 | 20.7432 | 21.0332 | 21.3321 | 21.6321 | 21.9393 | 22.2392 | 22.542 | 22.8447 | 23.1433 | 23.4349 | 23.6821 | 23.925 | 24.139 | 24.3026 | 24.4175 | 24.5388 | 24.629 | 24.7741 | 24.9303 | 25.0292 |  | 13.9343 | 13.9573 | 18.9837 | 19.0136 | 19.0715 | 19.1378 | 19.2116 | 19.2943 | 19.3845 | 19.481 | 19.5846 | 19.6992 | 19.8213 | 19.9485 | 20.0852 | 20.2248 | 20.3752 | 20.5301 | 20.694 | 20.8661 | 21.0432 | 21.2232 | 21.3494 | 21.4771 | 21.5712 | 21.5239 | 21.6266 | 21.7892 | 21.8971 | 22.036 | 22.1769 | 22.2676
Strangeways |  | 0.60344 | 0.61822 | 0.63881 | 0.66573 | 0.72206 | 0.79095 | 0.87258 | 0.96916 | 1.0803 | 1.2012 | 1.3338 | 1.4806 | 1.6338 | 1.7909 | 1.9519 | 2.115 | 2.2803 | 2.4262 | 2.5731 | 2.72 | 2.8663 | 3.0101 | 3.1354 | 3.2626 | 3.3842 | 3.4975 | 3.6013 | 3.7117 | 3.7911 | 3.882 | 3.9694 | 4.0264 |  | 0.60352 | 0.60948 | 0.61649 | 0.62436 | 0.63945 | 0.65645 | 0.67494 | 0.6952 | 0.71732 | 0.74087 | 0.76587 | 0.79284 | 0.81496 | 0.83914 | 0.86565 | 0.89466 | 0.92629 | 0.96072 | 0.99802 | 1.0383 | 1.0817 | 1.1274 | 1.1607 | 1.202 | 1.2439 | 1.2833 | 1.3187 | 1.366 | 1.3874 | 1.4242 | 1.4621 | 1.4853 |  | 0.60344 | 0.61645 | 0.63122 | 0.64774 | 0.68806 | 0.73245 | 0.78058 | 0.83295 | 0.88906 | 0.94813 | 1.0112 | 1.0794 | 1.1511 | 1.2261 | 1.3051 | 1.387 | 1.4726 | 1.5415 | 1.6148 | 1.6926 | 1.7747 | 1.8599 | 1.9324 | 2.0122 | 2.0916 | 2.1677 | 2.2387 | 2.3208 | 2.3759 | 2.4457 | 2.5155 | 2.5615 |  | 0.60344 | 0.61822 | 0.63881 | 0.66573 | 0.72368 | 0.79425 | 0.87757 | 0.97587 | 1.0887 | 1.2114 | 1.3457 | 1.4942 | 1.6491 | 1.8079 | 1.9706 | 2.1352 | 2.3022 | 2.4508 | 2.6006 | 2.7506 | 2.8997 | 3.0463 | 3.1716 | 3.2988 | 3.4203 | 3.5335 | 3.6372 | 3.7474 | 3.8266 | 3.9173 | 4.0045 | 4.0613 |  | 0.60338 | 0.61615 | 0.63068 | 0.64698 | 0.70853 | 0.7742 | 0.84359 | 0.9173 | 0.99471 | 1.0751 | 1.1596 | 1.249 | 1.3423 | 1.4388 | 1.5395 | 1.6427 | 1.7498 | 1.8601 | 1.9751 | 2.0946 | 2.2182 | 2.3449 | 2.4175 | 2.4972 | 2.5765 | 2.6524 | 2.7234 | 2.8052 | 2.8601 | 2.9297 | 2.9993 | 3.0452
Strawberry Bank |  | 11.8664 | 11.8791 | 11.8963 | 11.9184 | 11.9556 | 12.0026 | 12.0594 | 12.1275 | 12.2067 | 12.2933 | 12.3882 | 12.4942 | 12.6046 | 12.6636 | 12.7461 | 12.8079 | 12.8402 | 12.8158 | 12.7196 | 12.5277 | 12.2227 | 11.8092 | 11.3146 | 10.8218 | 10.3919 | 10.062 | 9.8376 | 9.716 | 9.6419 | 9.627 | 9.6421 | 9.6539 |  | 11.8663 | 11.8718 | 11.8781 | 11.8852 | 11.8956 | 11.9076 | 11.9209 | 11.9355 | 11.9516 | 11.9687 | 11.9863 | 12.0057 | 12.0231 | 11.9998 | 11.9935 | 11.9724 | 11.9277 | 11.8457 | 11.7089 | 11.4977 | 11.1995 | 10.8185 | 10.3739 | 9.936 | 9.5517 | 9.2503 | 9.0343 | 8.9048 | 8.8126 | 8.7718 | 8.7578 | 8.749 |  | 11.8664 | 11.8777 | 11.8903 | 11.9043 | 11.9289 | 11.9568 | 11.9876 | 12.0217 | 12.0586 | 12.0978 | 12.1396 | 12.1854 | 12.2336 | 12.2298 | 12.2497 | 12.2493 | 12.2205 | 12.137 | 11.9842 | 11.739 | 11.3844 | 10.9254 | 10.3895 | 9.8594 | 9.396 | 9.0364 | 8.7855 | 8.6408 | 8.5464 | 8.5136 | 8.5135 | 8.5155 |  | 11.8664 | 11.8791 | 11.8963 | 11.9184 | 11.9573 | 12.0061 | 12.0648 | 12.135 | 12.2162 | 12.3049 | 12.4018 | 12.5098 | 12.6222 | 12.6832 | 12.7677 | 12.8307 | 12.8648 | 12.8422 | 12.7487 | 12.5597 | 12.2567 | 11.8455 | 11.3511 | 10.8582 | 10.4279 | 10.0976 | 9.8726 | 9.7504 | 9.6756 | 9.6599 | 9.6743 | 9.6855 |  | 11.8661 | 11.8766 | 11.8884 | 11.9017 | 11.9352 | 11.9722 | 12.0121 | 12.0555 | 12.1017 | 12.1503 | 12.2013 | 12.2566 | 12.3146 | 12.3082 | 12.3296 | 12.3258 | 12.2857 | 12.1858 | 12.0014 | 11.7013 | 11.264 | 10.6967 | 10.0189 | 9.3464 | 8.7567 | 8.297 | 7.9724 | 7.7766 | 7.6485 | 7.594 | 7.5799 | 7.5075
Stuart St |  | 0.45855 | 0.46983 | 0.48603 | 0.50771 | 0.54107 | 0.58576 | 0.6423 | 0.71288 | 0.79743 | 0.89133 | 0.99648 | 1.1152 | 1.2398 | 1.3681 | 1.4998 | 1.6333 | 1.7683 | 1.9002 | 2.0324 | 2.1642 | 2.2947 | 2.4222 | 2.5322 | 2.6436 | 2.7498 | 2.8471 | 2.9381 | 3.0305 | 3.0946 | 3.1695 | 3.242 | 3.2871 |  | 0.45865 | 0.46328 | 0.46873 | 0.47492 | 0.48321 | 0.49306 | 0.50417 | 0.51674 | 0.53091 | 0.54629 | 0.56291 | 0.5812 | 0.59912 | 0.61889 | 0.64072 | 0.66474 | 0.69108 | 0.71988 | 0.75126 | 0.78536 | 0.82227 | 0.86112 | 0.88904 | 0.92466 | 0.96149 | 0.99562 | 1.0292 | 1.0698 | 1.0873 | 1.1197 | 1.1544 | 1.1746 |  | 0.45855 | 0.46832 | 0.47957 | 0.49233 | 0.51172 | 0.53458 | 0.56072 | 0.59063 | 0.62397 | 0.66004 | 0.69984 | 0.74421 | 0.79177 | 0.84253 | 0.89696 | 0.95407 | 1.0145 | 1.0745 | 1.1386 | 1.2068 | 1.2789 | 1.3539 | 1.4174 | 1.4878 | 1.5585 | 1.6254 | 1.6909 | 1.7623 | 1.8096 | 1.871 | 1.9337 | 1.9737 |  | 0.45855 | 0.46983 | 0.48603 | 0.50771 | 0.54151 | 0.58668 | 0.6437 | 0.71478 | 0.79984 | 0.89424 | 0.99988 | 1.1191 | 1.2442 | 1.373 | 1.5051 | 1.639 | 1.7746 | 1.907 | 2.04 | 2.1726 | 2.3039 | 2.4321 | 2.5421 | 2.6535 | 2.7596 | 2.8568 | 2.9477 | 3.0401 | 3.1041 | 3.1788 | 3.2513 | 3.2963 |  | 0.45847 | 0.46789 | 0.47882 | 0.49126 | 0.51497 | 0.54217 | 0.57262 | 0.60691 | 0.64459 | 0.68503 | 0.72921 | 0.77798 | 0.83023 | 0.88569 | 0.94481 | 1.0065 | 1.0716 | 1.1404 | 1.2135 | 1.2906 | 1.3717 | 1.4555 | 1.5191 | 1.5894 | 1.66 | 1.7269 | 1.7923 | 1.8636 | 1.9108 | 1.972 | 2.0346 | 2.0745
Stubbins |  | 0.23924 | 0.24519 | 0.25339 | 0.26404 | 0.28462 | 0.31007 | 0.34041 | 0.37642 | 0.41795 | 0.46316 | 0.51248 | 0.56736 | 0.62451 | 0.68247 | 0.74234 | 0.80256 | 0.86436 | 0.92034 | 0.97672 | 1.0332 | 1.0896 | 1.1451 | 1.1936 | 1.2431 | 1.2904 | 1.3347 | 1.375 | 1.4183 | 1.4496 | 1.4854 | 1.5197 | 1.5422 |  | 0.23969 | 0.24301 | 0.24657 | 0.25042 | 0.25657 | 0.26341 | 0.27083 | 0.27883 | 0.2875 | 0.29664 | 0.30592 | 0.31609 | 0.32446 | 0.33344 | 0.34341 | 0.35443 | 0.36655 | 0.37986 | 0.39428 | 0.4099 | 0.42674 | 0.44446 | 0.45747 | 0.47349 | 0.48967 | 0.50496 | 0.51842 | 0.53681 | 0.54517 | 0.55941 | 0.57391 | 0.58291 |  | 0.23924 | 0.2445 | 0.25043 | 0.25705 | 0.27144 | 0.28743 | 0.3049 | 0.32398 | 0.34447 | 0.36608 | 0.38888 | 0.41378 | 0.43989 | 0.46655 | 0.49519 | 0.52441 | 0.55578 | 0.58232 | 0.61058 | 0.64058 | 0.67227 | 0.7052 | 0.73336 | 0.76444 | 0.79533 | 0.82497 | 0.85241 | 0.8844 | 0.90597 | 0.93312 | 0.96016 | 0.97808 |  | 0.23924 | 0.24519 | 0.25339 | 0.26404 | 0.28576 | 0.31245 | 0.34407 | 0.38144 | 0.42433 | 0.47094 | 0.52159 | 0.57781 | 0.63628 | 0.69558 | 0.75678 | 0.81782 | 0.88085 | 0.93811 | 0.99632 | 1.0548 | 1.1126 | 1.1697 | 1.2184 | 1.2678 | 1.3149 | 1.3589 | 1.3989 | 1.4417 | 1.4726 | 1.5079 | 1.5417 | 1.5639 |  | 0.23924 | 0.24433 | 0.2501 | 0.25655 | 0.27811 | 0.30139 | 0.32615 | 0.35263 | 0.3805 | 0.40953 | 0.43969 | 0.472 | 0.50563 | 0.53985 | 0.57603 | 0.61229 | 0.65109 | 0.69103 | 0.73323 | 0.77732 | 0.82259 | 0.86918 | 0.89753 | 0.9285 | 0.95917 | 0.98851 | 1.0156 | 1.0472 | 1.0683 | 1.095 | 1.1216 | 1.1391
Swinton |  | 0.63034 | 0.64598 | 7.6679 | 7.6967 | 7.7495 | 7.8162 | 7.8972 | 7.9949 | 8.1092 | 8.2344 | 8.3728 | 8.5273 | 8.6887 | 8.7921 | 8.9229 | 9.0307 | 9.1031 | 9.1044 | 9.0217 | 8.8271 | 8.4997 | 8.0448 | 7.4905 | 6.9383 | 6.4583 | 6.0923 | 5.8491 | 5.7239 | 5.6476 | 5.6429 | 5.6732 | 5.6936 |  | 0.63036 | 0.6367 | 7.6442 | 7.6526 | 7.6665 | 7.6825 | 7.7 | 7.7195 | 7.741 | 7.764 | 7.7885 | 7.8152 | 7.8386 | 7.8153 | 7.8121 | 7.792 | 7.7447 | 7.6544 | 7.5007 | 7.2608 | 6.9201 | 6.4831 | 5.9695 | 5.4657 | 5.0252 | 4.6804 | 4.4368 | 4.2936 | 4.1891 | 4.1483 | 4.1401 | 4.1339 |  | 0.63034 | 0.64406 | 7.6597 | 7.6772 | 7.7125 | 7.7522 | 7.796 | 7.8444 | 7.897 | 7.9529 | 8.0132 | 8.0792 | 8.1488 | 8.1598 | 8.1984 | 8.2149 | 8.1979 | 8.1129 | 7.9481 | 7.6763 | 7.2777 | 6.758 | 6.1459 | 5.5419 | 5.0163 | 4.6105 | 4.3328 | 4.1783 | 4.0773 | 4.0517 | 4.0652 | 4.0756 |  | 0.63034 | 0.64598 | 7.6679 | 7.6967 | 7.7509 | 7.8191 | 7.9015 | 8.0008 | 8.1165 | 8.2433 | 8.3832 | 8.5392 | 8.7022 | 8.807 | 8.9394 | 9.0483 | 9.1223 | 9.1256 | 9.0454 | 8.8532 | 8.5281 | 8.0754 | 7.5213 | 6.969 | 6.4888 | 6.1227 | 5.8793 | 5.7538 | 5.6772 | 5.6722 | 5.7023 | 5.7224 |  | 0.6302 | 0.64341 | 7.6585 | 7.6756 | 7.7258 | 7.7805 | 7.8393 | 7.9029 | 7.9706 | 8.0416 | 8.117 | 8.198 | 8.2832 | 8.295 | 8.3394 | 8.3564 | 8.3304 | 8.2355 | 8.0424 | 7.715 | 7.2291 | 6.5919 | 5.814 | 5.0441 | 4.3713 | 3.8492 | 3.4858 | 3.2722 | 3.1324 | 3.082 | 3.0798 | 3.0039
Tame Valley |  | 2.1192 | 2.1538 | 4.7035 | 4.77 | 4.8736 | 5.0119 | 5.1862 | 5.4034 | 5.663 | 5.9511 | 6.273 | 6.6364 | 7.0179 | 7.3878 | 7.7766 | 8.1615 | 8.5384 | 8.8835 | 9.1995 | 9.4743 | 9.6981 | 9.8676 | 9.9539 | 10.0395 | 10.1254 | 10.207 | 10.2938 | 10.4257 | 10.5236 | 10.6969 | 10.8885 | 11.0079 |  | 2.1192 | 2.1326 | 4.6485 | 4.6666 | 4.6916 | 4.7214 | 4.7549 | 4.7929 | 4.8356 | 4.8821 | 4.9323 | 4.9878 | 5.0425 | 5.0851 | 5.1403 | 5.1953 | 5.2468 | 5.2894 | 5.3161 | 5.3191 | 5.2932 | 5.2374 | 5.1243 | 5.0308 | 4.9539 | 4.887 | 4.8373 | 4.8414 | 4.8167 | 4.8709 | 4.9525 | 5.0005 |  | 2.1192 | 2.1492 | 4.6838 | 4.7229 | 4.7839 | 4.8554 | 4.937 | 5.03 | 5.1335 | 5.2453 | 5.3681 | 5.5051 | 5.6518 | 5.7854 | 5.9388 | 6.0909 | 6.2403 | 6.3664 | 6.4747 | 6.5554 | 6.601 | 6.61 | 6.5541 | 6.5144 | 6.4916 | 6.4802 | 6.4883 | 6.5554 | 6.6012 | 6.7325 | 6.8932 | 6.9964 |  | 2.1192 | 2.1538 | 4.7035 | 4.77 | 4.8757 | 5.0161 | 5.1927 | 5.4123 | 5.6743 | 5.9648 | 6.2891 | 6.6548 | 7.0386 | 7.4108 | 7.802 | 8.1884 | 8.5676 | 8.9151 | 9.2345 | 9.5129 | 9.7396 | 9.912 | 9.9986 | 10.084 | 10.1696 | 10.2508 | 10.337 | 10.4684 | 10.5656 | 10.7381 | 10.9291 | 11.0479 |  | 2.1189 | 2.148 | 4.6817 | 4.72 | 4.7962 | 4.8832 | 4.9802 | 5.0889 | 5.208 | 5.3355 | 5.4741 | 5.6267 | 5.7899 | 5.9347 | 6.1011 | 6.2636 | 6.4206 | 6.5604 | 6.6753 | 6.752 | 6.7803 | 6.7594 | 6.634 | 6.5201 | 6.4183 | 6.2677 | 6.2787 | 6.3885 | 6.4614 | 6.6032 | 6.7659 | 6.8428
Tardy Gate |  | 0.92478 | 0.94743 | 0.97945 | 1.0218 | 1.0862 | 1.1715 | 1.2784 | 1.4107 | 1.568 | 1.742 | 1.9354 | 2.1535 | 2.3824 | 2.6163 | 2.8576 | 3.1011 | 3.3496 | 3.5926 | 3.8366 | 4.0805 | 4.3228 | 4.5601 | 4.7662 | 4.9756 | 5.1754 | 5.3601 | 5.5311 | 5.7087 | 5.8344 | 5.9795 | 6.1196 | 6.2088 |  | 0.92476 | 0.93355 | 0.94401 | 0.95584 | 0.97188 | 0.99095 | 1.0124 | 1.0366 | 1.0638 | 1.0933 | 1.1243 | 1.159 | 1.1934 | 1.2308 | 1.2724 | 1.3181 | 1.3684 | 1.4234 | 1.4832 | 1.5481 | 1.6183 | 1.692 | 1.7456 | 1.8128 | 1.8817 | 1.946 | 2.0064 | 2.0833 | 2.1172 | 2.1777 | 2.2414 | 2.2793 |  | 0.92478 | 0.94457 | 0.96717 | 0.99263 | 1.0308 | 1.0756 | 1.1266 | 1.1845 | 1.2487 | 1.3178 | 1.393 | 1.477 | 1.5668 | 1.6608 | 1.7625 | 1.8679 | 1.981 | 2.0935 | 2.2135 | 2.3411 | 2.476 | 2.6161 | 2.7353 | 2.8674 | 2.9993 | 3.125 | 3.2452 | 3.3799 | 3.4698 | 3.585 | 3.7014 | 3.7768 |  | 0.92478 | 0.94743 | 0.97945 | 1.0218 | 1.0885 | 1.1765 | 1.2862 | 1.4214 | 1.5816 | 1.7586 | 1.9548 | 2.1758 | 2.4075 | 2.6443 | 2.8885 | 3.1336 | 3.3846 | 3.6298 | 3.8776 | 4.1255 | 4.3704 | 4.6107 | 4.8173 | 5.0264 | 5.2257 | 5.4097 | 5.5798 | 5.7563 | 5.8809 | 6.0248 | 6.1638 | 6.252 |  | 0.92467 | 0.94397 | 0.96614 | 0.99116 | 1.039 | 1.0937 | 1.1547 | 1.2229 | 1.2973 | 1.3768 | 1.4621 | 1.5564 | 1.6568 | 1.7614 | 1.8738 | 1.9884 | 2.1119 | 2.2418 | 2.3806 | 2.5273 | 2.68 | 2.8382 | 2.9579 | 3.0897 | 3.2211 | 3.346 | 3.4653 | 3.599 | 3.6878 | 3.8017 | 3.917 | 3.9915
Tarleton |  | 12.6266 | 12.6656 | 12.7193 | 12.7889 | 12.8975 | 13.0372 | 13.208 | 13.4146 | 13.6556 | 13.9198 | 14.2083 | 14.5325 | 14.8714 | 15.2126 | 15.5678 | 15.9233 | 16.2921 | 16.6482 | 17.0066 | 17.3631 | 17.7102 | 18.0285 | 18.2401 | 18.2954 | 17.956 | 16.8961 | 15.0775 | 13.2811 | 12.1406 | 11.7294 | 11.6893 | 11.6769 |  | 12.6277 | 12.6451 | 12.6648 | 12.6866 | 12.7166 | 12.7515 | 12.79 | 12.8326 | 12.8795 | 12.9296 | 12.9796 | 13.0363 | 13.0904 | 13.1475 | 13.2115 | 13.2825 | 13.3609 | 13.4464 | 13.5385 | 13.6359 | 13.7341 | 13.8192 | 13.8239 | 13.7185 | 13.3131 | 12.3487 | 10.7927 | 9.2712 | 8.2628 | 7.8448 | 7.728 | 7.7059 |  | 12.6266 | 12.6611 | 12.7001 | 12.7435 | 12.8121 | 12.8913 | 12.9799 | 13.0788 | 13.1866 | 13.3015 | 13.4226 | 13.5578 | 13.7011 | 13.845 | 14.0032 | 14.163 | 14.3393 | 14.5091 | 14.6891 | 14.877 | 15.067 | 15.2409 | 15.3213 | 15.2574 | 14.8107 | 13.6549 | 11.7506 | 9.8784 | 8.6714 | 8.2009 | 8.1097 | 8.064 |  | 12.6266 | 12.6656 | 12.7193 | 12.7889 | 12.9056 | 13.0546 | 13.2349 | 13.4518 | 13.7032 | 13.978 | 14.2765 | 14.6109 | 14.9597 | 15.3111 | 15.6763 | 16.0369 | 16.4147 | 16.7778 | 17.1484 | 17.5186 | 17.8744 | 18.2024 | 18.4159 | 18.47 | 18.1286 | 17.0659 | 15.2441 | 13.4435 | 12.2988 | 11.883 | 11.8386 | 11.8227 |  | 12.6267 | 12.6608 | 12.6995 | 12.7426 | 12.8351 | 12.9394 | 13.0533 | 13.1785 | 13.3124 | 13.4537 | 13.6007 | 13.762 | 13.9314 | 14.1018 | 14.2862 | 14.4673 | 14.669 | 14.802 | 14.91 | 14.9951 | 15.0326 | 14.9932 | 14.7346 | 14.192 | 12.8967 | 8.5931 | 7.7827 | 7.9859 | 8.1222 | 8.2932 | 8.4625 | 8.5751
The Height |  | 1.4188 | 1.4355 | 1.4592 | 1.4907 | 1.5403 | 1.6061 | 1.6887 | 1.7912 | 1.9135 | 2.049 | 2.2003 | 2.3708 | 2.5497 | 2.7334 | 2.9222 | 3.1134 | 3.3072 | 3.4952 | 3.6839 | 3.872 | 4.0586 | 4.2409 | 4.3984 | 4.558 | 4.7102 | 4.85 | 4.9805 | 5.1137 | 5.2065 | 5.3146 | 5.4193 | 5.4847 |  | 1.4188 | 1.4255 | 1.4334 | 1.4424 | 1.4548 | 1.4694 | 1.4859 | 1.5045 | 1.5253 | 1.5479 | 1.5721 | 1.5988 | 1.6246 | 1.653 | 1.6843 | 1.7189 | 1.7567 | 1.7982 | 1.8433 | 1.8923 | 1.9453 | 2.0011 | 2.0414 | 2.0924 | 2.1452 | 2.1941 | 2.2417 | 2.3 | 2.3253 | 2.3716 | 2.4211 | 2.45 |  | 1.4188 | 1.4333 | 1.4499 | 1.4687 | 1.4982 | 1.5328 | 1.572 | 1.6166 | 1.6661 | 1.7195 | 1.7779 | 1.843 | 1.9125 | 1.9862 | 2.0653 | 2.148 | 2.2357 | 2.3217 | 2.4135 | 2.511 | 2.6143 | 2.7216 | 2.8126 | 2.9135 | 3.0146 | 3.1106 | 3.2038 | 3.3063 | 3.3743 | 3.4622 | 3.5518 | 3.6092 |  | 1.4188 | 1.4355 | 1.4592 | 1.4907 | 1.5414 | 1.6082 | 1.692 | 1.7957 | 1.9193 | 2.0561 | 2.2085 | 2.3803 | 2.5603 | 2.7453 | 2.9353 | 3.1273 | 3.3222 | 3.5116 | 3.7019 | 3.892 | 4.0799 | 4.2638 | 4.4214 | 4.581 | 4.733 | 4.8726 | 5.0028 | 5.1356 | 5.2281 | 5.3359 | 5.4402 | 5.5053 |  | 1.4186 | 1.4324 | 1.4484 | 1.4665 | 1.5036 | 1.5459 | 1.5928 | 1.6452 | 1.7024 | 1.7636 | 1.8299 | 1.9029 | 1.9807 | 2.0628 | 2.1503 | 2.2409 | 2.337 | 2.4382 | 2.5456 | 2.6591 | 2.7777 | 2.9005 | 2.9916 | 3.0924 | 3.1934 | 3.2891 | 3.3821 | 3.4842 | 3.5518 | 3.6393 | 3.7286 | 3.7857
Thornton |  | 2.9122 | 2.9344 | 2.9659 | 3.0075 | 3.0732 | 3.1596 | 3.2675 | 3.4005 | 3.5581 | 3.7322 | 3.9233 | 4.1401 | 4.3672 | 4.5952 | 4.8331 | 5.07 | 5.316 | 5.5553 | 5.7954 | 6.0348 | 6.2707 | 6.4965 | 6.678 | 6.8275 | 6.8827 | 6.7668 | 6.4748 | 6.1889 | 6.0142 | 6.0146 | 6.0946 | 6.1469 |  | 2.9122 | 2.9208 | 2.9311 | 2.9428 | 2.9594 | 2.9791 | 3.0011 | 3.0257 | 3.053 | 3.0825 | 3.1114 | 3.145 | 3.1774 | 3.2117 | 3.251 | 3.2947 | 3.3432 | 3.3967 | 3.4548 | 3.5176 | 3.5841 | 3.6501 | 3.6849 | 3.7048 | 3.6595 | 3.4866 | 3.1818 | 2.893 | 2.6901 | 2.6365 | 2.653 | 2.6726 |  | 2.9122 | 2.9316 | 2.9538 | 2.9788 | 3.0186 | 3.065 | 3.1063 | 3.1619 | 3.223 | 3.2882 | 3.3565 | 3.4338 | 3.5153 | 3.5953 | 3.6839 | 3.7705 | 3.8661 | 3.9559 | 4.0476 | 4.1391 | 4.226 | 4.2991 | 4.3192 | 4.2863 | 4.0865 | 3.2138 | 3.2157 | 3.3498 | 3.4397 | 3.5544 | 3.6703 | 3.7454 |  | 2.9122 | 2.9344 | 2.9659 | 3.0075 | 3.0793 | 3.1728 | 3.288 | 3.4289 | 3.5944 | 3.7767 | 3.9754 | 4.2 | 4.4347 | 4.6705 | 4.9161 | 5.1567 | 5.4095 | 5.6538 | 5.9032 | 6.1529 | 6.3952 | 6.6281 | 6.8111 | 6.9597 | 7.0133 | 6.8952 | 6.6007 | 6.3116 | 6.1335 | 6.1302 | 6.2068 | 6.2563 |  | 2.9121 | 2.931 | 2.9528 | 2.9773 | 3.0318 | 3.0939 | 3.151 | 3.2231 | 3.3007 | 3.3827 | 3.4672 | 3.5609 | 3.659 | 3.7558 | 3.8611 | 3.9605 | 4.072 | 4.1844 | 4.3029 | 4.4223 | 4.5333 | 4.6311 | 4.6527 | 4.6189 | 4.4175 | 3.5425 | 3.5419 | 3.6727 | 3.7592 | 3.8703 | 3.9828 | 4.0551
Townley St |  | 0.44147 | 0.45197 | 0.4665 | 0.48544 | 0.51889 | 0.56116 | 0.6124 | 0.67408 | 0.74599 | 0.82472 | 0.9114 | 1.0082 | 1.1092 | 1.2124 | 1.3186 | 1.426 | 1.5354 | 1.6376 | 1.7403 | 1.8432 | 1.9456 | 2.0463 | 2.134 | 2.2233 | 2.3086 | 2.388 | 2.4608 | 2.538 | 2.5935 | 2.6571 | 2.7182 | 2.7579 |  | 0.44144 | 0.44572 | 0.45074 | 0.4564 | 0.46538 | 0.47571 | 0.48711 | 0.49971 | 0.51359 | 0.52843 | 0.54398 | 0.56101 | 0.57613 | 0.59251 | 0.6106 | 0.6305 | 0.65234 | 0.67624 | 0.70217 | 0.73025 | 0.76053 | 0.7924 | 0.81568 | 0.84455 | 0.87385 | 0.90144 | 0.92629 | 0.95938 | 0.97427 | 1 | 1.0266 | 1.0428 |  | 0.44147 | 0.45073 | 0.46119 | 0.47287 | 0.49512 | 0.52023 | 0.54798 | 0.57865 | 0.61192 | 0.64725 | 0.68511 | 0.72661 | 0.77038 | 0.8159 | 0.86458 | 0.91486 | 0.96834 | 1.0164 | 1.0676 | 1.1219 | 1.1793 | 1.239 | 1.2898 | 1.3458 | 1.4017 | 1.4551 | 1.5051 | 1.5627 | 1.6013 | 1.6503 | 1.6994 | 1.7316 |  | 0.44147 | 0.45197 | 0.4665 | 0.48544 | 0.52012 | 0.56373 | 0.61633 | 0.67945 | 0.75281 | 0.83301 | 0.92111 | 1.0193 | 1.1217 | 1.2263 | 1.334 | 1.4423 | 1.553 | 1.6567 | 1.7615 | 1.8665 | 1.9706 | 2.073 | 2.161 | 2.2501 | 2.3352 | 2.4143 | 2.4868 | 2.5637 | 2.6187 | 2.6818 | 2.7425 | 2.7819 |  | 0.44136 | 0.45022 | 0.46031 | 0.47164 | 0.50288 | 0.53709 | 0.57394 | 0.61384 | 0.65631 | 0.70089 | 0.74797 | 0.79873 | 0.85202 | 0.90709 | 0.9653 | 1.0246 | 1.0876 | 1.1529 | 1.222 | 1.2943 | 1.3692 | 1.4464 | 1.4975 | 1.5534 | 1.609 | 1.6621 | 1.7119 | 1.769 | 1.8073 | 1.8558 | 1.9044 | 1.9363
Trafford |  | 0.092569 | 0.094863 | 0.097793 | 0.10135 | 0.11321 | 0.12611 | 0.13988 | 0.15458 | 0.17006 | 0.18606 | 0.20273 | 0.22014 | 0.23795 | 0.25606 | 0.27449 | 0.29324 | 0.31232 | 0.32419 | 0.33636 | 0.34882 | 0.36153 | 0.37445 | 0.38623 | 0.39834 | 0.4101 | 0.42185 | 0.43165 | 0.44428 | 0.45454 | 0.46557 | 0.47588 | 0.4837 |  | 0.092568 | 0.093518 | 0.094614 | 0.095817 | 0.099359 | 0.10316 | 0.10712 | 0.1113 | 0.11567 | 0.12019 | 0.12488 | 0.12975 | 0.13257 | 0.13555 | 0.13872 | 0.14213 | 0.14579 | 0.14973 | 0.15392 | 0.15836 | 0.16304 | 0.16795 | 0.17177 | 0.17598 | 0.17989 | 0.18386 | 0.18593 | 0.19088 | 0.19352 | 0.19697 | 0.19976 | 0.20206 |  | 0.092569 | 0.094673 | 0.09697 | 0.09945 | 0.10976 | 0.1205 | 0.13161 | 0.14308 | 0.15482 | 0.16677 | 0.17905 | 0.19169 | 0.20457 | 0.21768 | 0.23105 | 0.24467 | 0.25856 | 0.26527 | 0.2723 | 0.27967 | 0.28736 | 0.29532 | 0.30222 | 0.3095 | 0.31649 | 0.32353 | 0.32867 | 0.33669 | 0.34241 | 0.34892 | 0.35478 | 0.35929 |  | 0.092569 | 0.094863 | 0.097793 | 0.10135 | 0.11369 | 0.12706 | 0.14131 | 0.15649 | 0.17245 | 0.18893 | 0.20608 | 0.22397 | 0.24225 | 0.26084 | 0.27975 | 0.29898 | 0.31852 | 0.3313 | 0.34437 | 0.35772 | 0.37133 | 0.38515 | 0.39693 | 0.40904 | 0.4208 | 0.43255 | 0.44234 | 0.45497 | 0.46523 | 0.47625 | 0.48656 | 0.49437 |  | 0.092566 | 0.094661 | 0.09695 | 0.099421 | 0.11726 | 0.13554 | 0.15417 | 0.17317 | 0.19245 | 0.21193 | 0.23174 | 0.25191 | 0.27234 | 0.29299 | 0.3139 | 0.33505 | 0.35648 | 0.37786 | 0.39956 | 0.4216 | 0.44396 | 0.46659 | 0.47349 | 0.48077 | 0.48776 | 0.49479 | 0.49993 | 0.50795 | 0.51366 | 0.52017 | 0.52602 | 0.53053
Trafford Park North |  | 15.2057 | 15.2058 | 15.206 | 15.2062 | 15.2069 | 15.2077 | 15.2086 | 15.2095 | 15.2104 | 15.2114 | 15.2124 | 15.2135 | 15.2146 | 15.2067 | 15.201 | 15.194 | 15.1852 | 15.1718 | 15.1539 | 15.1261 | 15.0774 | 14.9801 | 14.7637 | 14.2532 | 13.05 | 10.3554 | 7.0261 | 3.7921 | 1.6964 | 0.69215 | 0.28062 | 0.02929 |  | 15.2057 | 15.2057 | 15.2058 | 15.2059 | 15.2061 | 15.2063 | 15.2066 | 15.2068 | 15.2071 | 15.2074 | 15.2077 | 15.208 | 15.2081 | 15.2083 | 15.2085 | 15.2087 | 15.2089 | 15.2077 | 15.2054 | 15.1986 | 15.1797 | 15.1283 | 14.9902 | 14.63 | 13.7513 | 11.9179 | 9.0884 | 6.2591 | 4.4257 | 3.5469 | 3.1866 | 3.0404 |  | 15.2057 | 15.2058 | 15.2059 | 15.2061 | 15.2067 | 15.2074 | 15.2081 | 15.2088 | 15.2095 | 15.2103 | 15.211 | 15.2118 | 15.2126 | 15.2044 | 15.1985 | 15.1912 | 15.1821 | 15.1684 | 15.1502 | 15.1221 | 15.0731 | 14.9755 | 14.7588 | 14.2481 | 13.0445 | 10.3497 | 7.0201 | 3.7858 | 1.6898 | 0.68529 | 0.27348 | 0.021942 |  | 15.2057 | 15.2058 | 15.206 | 15.2062 | 15.207 | 15.2078 | 15.2087 | 15.2096 | 15.2106 | 15.2116 | 15.2126 | 15.2137 | 15.2148 | 15.2069 | 15.2014 | 15.1944 | 15.1856 | 15.1723 | 15.1544 | 15.1267 | 15.078 | 14.9808 | 14.7643 | 14.2539 | 13.0506 | 10.3561 | 7.0268 | 3.7927 | 1.697 | 0.69282 | 0.28129 | 0.029957 |  | 15.2057 | 15.2058 | 15.2059 | 15.2061 | 15.2072 | 15.2084 | 15.2095 | 15.2107 | 15.2119 | 15.2131 | 15.2144 | 15.2156 | 15.2169 | 15.2163 | 15.1972 | 15.1709 | 15.1332 | 14.9563 | 14.6755 | 14.2391 | 13.3197 | 12.7108 | 12.0228 | 10.8682 | 8.5469 | 1.559 | 0.030916 | 0.031395 | 0.031738 | 0.032125 | 0.032471 | 0.03274
Trimpell |  | 8.1269 | 8.13 | 8.1343 | 8.1399 | 8.1492 | 8.161 | 8.1754 | 8.1926 | 8.2126 | 8.2345 | 8.2584 | 8.2851 | 8.3131 | 8.3411 | 8.3704 | 8.3996 | 8.43 | 8.4587 | 8.4876 | 8.5167 | 8.5457 | 8.5743 | 8.5995 | 8.6251 | 8.6497 | 8.6728 | 8.6937 | 8.7164 | 8.7329 | 8.7517 | 8.7696 | 8.7816 |  | 8.1269 | 8.1282 | 8.1296 | 8.1313 | 8.1338 | 8.1367 | 8.1399 | 8.1435 | 8.1474 | 8.1516 | 8.1557 | 8.1605 | 8.1648 | 8.1694 | 8.1745 | 8.1802 | 8.1865 | 8.1934 | 8.2009 | 8.2091 | 8.2178 | 8.227 | 8.2338 | 8.2421 | 8.2505 | 8.2584 | 8.2652 | 8.2748 | 8.2792 | 8.2865 | 8.2939 | 8.2986 |  | 8.1269 | 8.1297 | 8.1328 | 8.1362 | 8.1424 | 8.1493 | 8.1571 | 8.1657 | 8.1749 | 8.1848 | 8.1951 | 8.2066 | 8.2188 | 8.231 | 8.2443 | 8.2578 | 8.2726 | 8.2863 | 8.3009 | 8.3164 | 8.3327 | 8.3497 | 8.3643 | 8.3805 | 8.3965 | 8.4119 | 8.426 | 8.4427 | 8.4539 | 8.468 | 8.482 | 8.4913 |  | 8.1269 | 8.13 | 8.1343 | 8.1399 | 8.1499 | 8.1626 | 8.1778 | 8.1959 | 8.2169 | 8.2397 | 8.2645 | 8.2921 | 8.3209 | 8.3499 | 8.3801 | 8.4098 | 8.4409 | 8.4703 | 8.5003 | 8.5306 | 8.5605 | 8.59 | 8.6152 | 8.6408 | 8.6653 | 8.6881 | 8.7088 | 8.731 | 8.7472 | 8.7656 | 8.7832 | 8.7948 |  | 8.1269 | 8.1296 | 8.1327 | 8.1361 | 8.1448 | 8.1545 | 8.1649 | 8.1763 | 8.1884 | 8.201 | 8.2141 | 8.2284 | 8.2433 | 8.2583 | 8.2745 | 8.2903 | 8.3078 | 8.3259 | 8.3454 | 8.3658 | 8.3867 | 8.4083 | 8.4231 | 8.4391 | 8.455 | 8.4701 | 8.484 | 8.5003 | 8.5112 | 8.5249 | 8.5385 | 8.5475
Trinity |  | 0.28082 | 0.2866 | 0.29488 | 0.3059 | 0.32487 | 0.34943 | 0.37976 | 0.41693 | 0.46083 | 0.50925 | 0.56308 | 0.62348 | 0.68685 | 0.75196 | 0.81879 | 0.88648 | 0.9551 | 1.02 | 1.0852 | 1.1503 | 1.2149 | 1.278 | 1.3323 | 1.3866 | 1.4367 | 1.4796 | 1.5157 | 1.5533 | 1.5802 | 1.6155 | 1.6512 | 1.6738 |  | 0.28083 | 0.283 | 0.28559 | 0.28853 | 0.29316 | 0.29858 | 0.3046 | 0.31137 | 0.31892 | 0.3271 | 0.33592 | 0.34561 | 0.35477 | 0.36482 | 0.37591 | 0.38809 | 0.40143 | 0.416 | 0.43185 | 0.44903 | 0.46756 | 0.48698 | 0.50077 | 0.51768 | 0.53373 | 0.54609 | 0.55506 | 0.56815 | 0.57235 | 0.58619 | 0.6023 | 0.61202 |  | 0.28082 | 0.28584 | 0.29163 | 0.29817 | 0.31017 | 0.32392 | 0.33929 | 0.35655 | 0.37547 | 0.39574 | 0.41781 | 0.44214 | 0.46814 | 0.49561 | 0.52493 | 0.5555 | 0.58778 | 0.61771 | 0.64965 | 0.68357 | 0.71942 | 0.75654 | 0.78773 | 0.82156 | 0.85372 | 0.88106 | 0.90388 | 0.93032 | 0.94808 | 0.97575 | 1.0056 | 1.0248 |  | 0.28082 | 0.2866 | 0.29488 | 0.3059 | 0.3253 | 0.35032 | 0.38111 | 0.41877 | 0.46316 | 0.51207 | 0.56638 | 0.62725 | 0.6911 | 0.75669 | 0.82399 | 0.89205 | 0.96112 | 1.0267 | 1.0926 | 1.1585 | 1.2237 | 1.2875 | 1.3418 | 1.3962 | 1.4462 | 1.489 | 1.525 | 1.5625 | 1.5894 | 1.6246 | 1.6602 | 1.6827 |  | 0.28082 | 0.28582 | 0.29159 | 0.29811 | 0.31459 | 0.33284 | 0.35271 | 0.37449 | 0.39793 | 0.42272 | 0.4493 | 0.47815 | 0.5087 | 0.54072 | 0.57458 | 0.60959 | 0.64639 | 0.68456 | 0.72467 | 0.76665 | 0.81024 | 0.85486 | 0.88458 | 0.91626 | 0.94461 | 0.9579 | 0.98552 | 1.0211 | 1.0448 | 1.0752 | 1.1061 | 1.126
Tulketh |  | 1.138 | 1.1667 | 1.207 | 1.2603 | 1.3464 | 1.4591 | 1.5993 | 1.7717 | 1.9761 | 2.2018 | 2.4514 | 2.7331 | 3.0279 | 3.3278 | 3.638 | 3.9497 | 4.269 | 4.5764 | 4.885 | 5.1933 | 5.4992 | 5.7988 | 6.0586 | 6.3229 | 6.5749 | 6.8073 | 7.0231 | 7.2456 | 7.4021 | 7.5834 | 7.7586 | 7.8693 |  | 1.1379 | 1.1495 | 1.1632 | 1.1787 | 1.201 | 1.227 | 1.2562 | 1.2887 | 1.3249 | 1.3639 | 1.404 | 1.4491 | 1.4915 | 1.5374 | 1.5889 | 1.6457 | 1.7083 | 1.777 | 1.8517 | 1.9329 | 2.0208 | 2.1133 | 2.1802 | 2.2646 | 2.3514 | 2.4322 | 2.5094 | 2.6058 | 2.648 | 2.7243 | 2.8051 | 2.8528 |  | 1.138 | 1.1631 | 1.1917 | 1.2237 | 1.2769 | 1.3383 | 1.4077 | 1.4857 | 1.5716 | 1.6639 | 1.7629 | 1.8736 | 1.9912 | 2.1126 | 2.245 | 2.3807 | 2.5277 | 2.6691 | 2.8201 | 2.9807 | 3.1506 | 3.3272 | 3.4776 | 3.6447 | 3.8118 | 3.9708 | 4.1238 | 4.2937 | 4.407 | 4.5524 | 4.7 | 4.7951 |  | 1.138 | 1.1667 | 1.207 | 1.2603 | 1.3509 | 1.4687 | 1.6141 | 1.7921 | 2.0021 | 2.2336 | 2.4887 | 2.7759 | 3.0761 | 3.3815 | 3.6971 | 4.0118 | 4.3361 | 4.6477 | 4.9634 | 5.2793 | 5.5904 | 5.8955 | 6.1564 | 6.42 | 6.6711 | 6.902 | 7.1162 | 7.3366 | 7.491 | 7.67 | 7.843 | 7.9519 |  | 1.1376 | 1.1612 | 1.1884 | 1.2192 | 1.2899 | 1.3695 | 1.457 | 1.5538 | 1.6584 | 1.7695 | 1.8872 | 2.0168 | 2.154 | 2.2954 | 2.4474 | 2.6005 | 2.7667 | 2.9403 | 3.1262 | 3.3223 | 3.5253 | 3.7353 | 3.8867 | 4.0532 | 4.2193 | 4.3768 | 4.5282 | 4.696 | 4.8071 | 4.9502 | 5.0955 | 5.1889
Ulverston |  | 5.6214 | 5.6443 | 5.677 | 5.7204 | 5.7956 | 5.8933 | 6.0143 | 6.162 | 6.3362 | 6.528 | 6.7327 | 6.9683 | 7.214 | 7.4499 | 7.7034 | 7.9473 | 8.2117 | 8.4656 | 8.7207 | 8.976 | 9.2297 | 9.4782 | 9.6962 | 9.9213 | 10.1358 | 10.3332 | 10.5169 | 10.7048 | 10.8372 | 10.99 | 11.1377 | 11.2307 |  | 5.6215 | 5.6308 | 5.6418 | 5.6541 | 5.6738 | 5.6967 | 5.7221 | 5.7496 | 5.7795 | 5.8114 | 5.837 | 5.8704 | 5.9002 | 5.9295 | 5.9659 | 6.0079 | 6.0562 | 6.1109 | 6.1708 | 6.2368 | 6.3088 | 6.385 | 6.4402 | 6.5101 | 6.5821 | 6.649 | 6.7136 | 6.7934 | 6.8281 | 6.8914 | 6.9587 | 6.9983 |  | 5.6214 | 5.6414 | 5.6643 | 5.6901 | 5.738 | 5.7931 | 5.8551 | 5.9241 | 5.9994 | 6.0797 | 6.1585 | 6.251 | 6.3484 | 6.435 | 6.5398 | 6.6365 | 6.7569 | 6.8723 | 6.9957 | 7.1278 | 7.2682 | 7.4144 | 7.5416 | 7.6863 | 7.8307 | 7.9678 | 8.1002 | 8.2452 | 8.3429 | 8.4671 | 8.5931 | 8.6742 |  | 5.6214 | 5.6444 | 5.677 | 5.7204 | 5.8119 | 5.9284 | 6.0688 | 6.2377 | 6.4331 | 6.6468 | 6.8719 | 7.1284 | 7.3943 | 7.651 | 7.9249 | 8.1785 | 8.4613 | 8.7276 | 9.0068 | 9.2893 | 9.5592 | 9.8261 | 10.0483 | 10.2709 | 10.4809 | 10.6721 | 10.8489 | 11.0276 | 11.1508 | 11.2937 | 11.4318 | 11.517 |  | 5.6211 | 5.6403 | 5.6625 | 5.6876 | 5.7648 | 5.8518 | 5.9461 | 6.0494 | 6.1589 | 6.2741 | 6.3864 | 6.513 | 6.6444 | 6.7656 | 6.9044 | 7.0246 | 7.1771 | 7.3316 | 7.5059 | 7.6921 | 7.8755 | 8.0668 | 8.1982 | 8.3404 | 8.4803 | 8.6112 | 8.7366 | 8.8726 | 8.9609 | 9.0752 | 9.1916 | 9.2649
Union Rd |  | 0.84002 | 0.86136 | 6.8904 | 6.9279 | 6.9961 | 7.0808 | 7.1822 | 7.3027 | 7.442 | 7.5937 | 7.7601 | 7.9448 | 8.1373 | 8.2808 | 8.4497 | 8.5994 | 8.7205 | 8.7746 | 8.7576 | 8.6451 | 8.4192 | 8.0838 | 7.6573 | 7.2338 | 6.8702 | 6.6026 | 6.4346 | 6.3744 | 6.345 | 6.3808 | 6.4447 | 6.4888 |  | 0.84 | 0.84908 | 6.8596 | 6.8714 | 6.8905 | 6.9122 | 6.936 | 6.9622 | 6.9909 | 7.0214 | 7.0534 | 7.0881 | 7.118 | 7.1084 | 7.117 | 7.1122 | 7.0851 | 7.0223 | 6.9062 | 6.7174 | 6.4432 | 6.0874 | 5.6614 | 5.2462 | 4.8847 | 4.6049 | 4.4075 | 4.3041 | 4.2239 | 4.2031 | 4.2093 | 4.2133 |  | 0.84002 | 0.85899 | 6.8802 | 6.9038 | 6.9507 | 7.0031 | 7.0605 | 7.1234 | 7.1912 | 7.2628 | 7.3393 | 7.4225 | 7.5098 | 7.5473 | 7.6103 | 7.6549 | 7.6727 | 7.6268 | 7.5142 | 7.3114 | 7.0015 | 6.5889 | 6.0925 | 5.6056 | 5.1851 | 4.8668 | 4.6536 | 4.5537 | 4.4895 | 4.4947 | 4.5321 | 4.5593 |  | 0.84002 | 0.86136 | 6.8904 | 6.9279 | 6.9983 | 7.0854 | 7.1891 | 7.3122 | 7.454 | 7.6082 | 7.7771 | 7.9643 | 8.1593 | 8.3053 | 8.4766 | 8.6281 | 8.7515 | 8.8086 | 8.7954 | 8.6868 | 8.4642 | 8.1321 | 7.706 | 7.2823 | 6.9184 | 6.6504 | 6.482 | 6.4211 | 6.3911 | 6.4264 | 6.4896 | 6.5333 |  | 0.8397 | 0.85761 | 0.8779 | 0.90054 | 0.96724 | 1.0396 | 1.1169 | 1.2 | 1.2879 | 1.3797 | 1.4764 | 1.5798 | 1.6881 | 1.8 | 1.9176 | 2.0377 | 2.1639 | 2.2945 | 2.4317 | 2.575 | 2.7232 | 2.8757 | 2.9724 | 3.078 | 3.1829 | 3.2835 | 3.3759 | 3.4848 | 3.558 | 3.6501 | 3.7415 | 3.8024
Upholland |  | 4.1458 | 4.1737 | 4.2133 | 4.2657 | 4.3453 | 4.4511 | 4.5839 | 4.7483 | 4.9441 | 5.1607 | 5.4 | 5.6711 | 5.9553 | 6.243 | 6.5419 | 6.8411 | 7.1494 | 7.4516 | 7.7552 | 8.0586 | 8.3599 | 8.655 | 8.9116 | 9.1729 | 9.4222 | 9.6524 | 9.8658 | 10.0866 | 10.2425 | 10.4226 | 10.5966 | 10.707 |  | 4.1461 | 4.1579 | 4.1716 | 4.1871 | 4.2077 | 4.2321 | 4.2595 | 4.2901 | 4.3243 | 4.3612 | 4.3985 | 4.441 | 4.4826 | 4.5273 | 4.5778 | 4.6336 | 4.6953 | 4.7631 | 4.8369 | 4.9172 | 5.004 | 5.0954 | 5.1616 | 5.2451 | 5.3306 | 5.4104 | 5.486 | 5.5814 | 5.6232 | 5.6985 | 5.7778 | 5.8249 |  | 4.1458 | 4.1702 | 4.1981 | 4.2295 | 4.2766 | 4.3319 | 4.395 | 4.4668 | 4.5463 | 4.6319 | 4.7235 | 4.8271 | 4.9376 | 5.0503 | 5.1748 | 5.3014 | 5.4407 | 5.5801 | 5.7288 | 5.8871 | 6.0547 | 6.2287 | 6.3774 | 6.5428 | 6.7081 | 6.8654 | 7.0162 | 7.1844 | 7.2968 | 7.4406 | 7.5862 | 7.6804 |  | 4.1458 | 4.1737 | 4.2133 | 4.2657 | 4.3508 | 4.4629 | 4.6022 | 4.7738 | 4.9766 | 5.2005 | 5.4466 | 5.7247 | 6.0157 | 6.3104 | 6.6161 | 6.9186 | 7.2331 | 7.5399 | 7.8518 | 8.1644 | 8.4715 | 8.7731 | 9.0309 | 9.2915 | 9.5394 | 9.7676 | 9.9787 | 10.1967 | 10.3496 | 10.5266 | 10.6975 | 10.8054 |  | 4.1456 | 4.1693 | 4.1964 | 4.2272 | 4.288 | 4.3579 | 4.4357 | 4.5228 | 4.6175 | 4.7187 | 4.8254 | 4.9443 | 5.0705 | 5.1992 | 5.3395 | 5.4784 | 5.6329 | 5.7943 | 5.9688 | 6.1538 | 6.3446 | 6.5426 | 6.6926 | 6.8572 | 7.021 | 7.1763 | 7.3249 | 7.4902 | 7.5996 | 7.7402 | 7.8827 | 7.9744
Urmston |  | 1.0457 | 1.056 | 1.0703 | 1.089 | 1.1233 | 1.1664 | 1.2186 | 1.2813 | 1.3545 | 1.4345 | 1.5226 | 1.621 | 1.7235 | 1.8234 | 1.9276 | 2.032 | 2.1376 | 2.2333 | 2.3278 | 2.4199 | 2.5074 | 2.587 | 2.6429 | 2.6789 | 2.6575 | 2.4168 | 2.4385 | 2.5147 | 2.569 | 2.6314 | 2.6916 | 2.7303 |  | 1.0457 | 1.0501 | 1.0554 | 1.0615 | 1.0712 | 1.0823 | 1.0946 | 1.108 | 1.1228 | 1.1386 | 1.1549 | 1.1726 | 1.1876 | 1.2038 | 1.2218 | 1.2415 | 1.2632 | 1.2868 | 1.3123 | 1.3397 | 1.3686 | 1.3974 | 1.4131 | 1.423 | 1.4062 | 1.3377 | 1.215 | 1.0999 | 1.0187 | 0.99836 | 1.0062 | 1.0108 |  | 1.0457 | 1.0548 | 1.0651 | 1.0766 | 1.0998 | 1.1257 | 1.1544 | 1.1859 | 1.2201 | 1.2564 | 1.2952 | 1.3377 | 1.3823 | 1.4239 | 1.4699 | 1.5168 | 1.5658 | 1.607 | 1.6496 | 1.6928 | 1.7353 | 1.7739 | 1.793 | 1.796 | 1.7456 | 1.4794 | 1.479 | 1.5362 | 1.5745 | 1.6233 | 1.6724 | 1.7044 |  | 1.0457 | 1.056 | 1.0703 | 1.089 | 1.1247 | 1.1692 | 1.2229 | 1.2871 | 1.3618 | 1.4435 | 1.5331 | 1.633 | 1.737 | 1.8384 | 1.9442 | 2.0496 | 2.1566 | 2.254 | 2.3507 | 2.4451 | 2.5345 | 2.616 | 2.6721 | 2.7079 | 2.6864 | 2.4453 | 2.4668 | 2.5425 | 2.5963 | 2.6583 | 2.718 | 2.7564 |  | 1.0455 | 1.0541 | 1.0638 | 1.0748 | 1.1078 | 1.1438 | 1.1824 | 1.224 | 1.2683 | 1.3147 | 1.3636 | 1.4162 | 1.4715 | 1.5275 | 1.5769 | 1.6235 | 1.6676 | 1.7033 | 1.7215 | 1.6895 | 1.4469 | 1.4433 | 1.494 | 1.5497 | 1.6053 | 1.6582 | 1.7082 | 1.7649 | 1.8028 | 1.8511 | 1.8997 | 1.9313
Victoria Park |  | 0.35346 | 0.35476 | 4.8545 | 4.8568 | 4.8628 | 4.8697 | 4.8776 | 4.8865 | 4.8965 | 4.9071 | 4.9186 | 4.931 | 4.9439 | 4.9571 | 4.9706 | 4.9843 | 4.9981 | 5.0085 | 5.0185 | 5.0268 | 5.0305 | 5.0212 | 4.9767 | 4.8453 | 4.5104 | 3.8009 | 2.7003 | 1.6006 | 0.88883 | 0.55193 | 0.41783 | 0.3364 |  | 0.35346 | 0.35397 | 4.8526 | 4.8532 | 4.8549 | 4.8567 | 4.8587 | 4.8608 | 4.863 | 4.8654 | 4.8679 | 4.8705 | 4.8724 | 4.8744 | 4.8766 | 4.879 | 4.8816 | 4.8839 | 4.8861 | 4.8872 | 4.8847 | 4.8724 | 4.8324 | 4.7242 | 4.4557 | 3.8919 | 3.0197 | 2.1488 | 1.5837 | 1.3148 | 1.2062 | 1.1652 |  | 0.35346 | 0.35462 | 4.8539 | 4.8554 | 4.8601 | 4.8652 | 4.8706 | 4.8763 | 4.8822 | 4.8884 | 4.8949 | 4.9018 | 4.9089 | 4.9163 | 4.9239 | 4.9318 | 4.94 | 4.9448 | 4.9495 | 4.9527 | 4.9516 | 4.9379 | 4.8893 | 4.7542 | 4.4158 | 3.7032 | 2.5998 | 1.4976 | 0.78349 | 0.44448 | 0.30849 | 0.22578 |  | 0.35346 | 0.35476 | 4.8545 | 4.8568 | 4.863 | 4.8701 | 4.8782 | 4.8873 | 4.8975 | 4.9083 | 4.92 | 4.9326 | 4.9457 | 4.9591 | 4.9728 | 4.9867 | 5.0008 | 5.0115 | 5.0219 | 5.0306 | 5.0346 | 5.0257 | 4.9812 | 4.8498 | 4.5149 | 3.8054 | 2.7048 | 1.6051 | 0.89333 | 0.55643 | 0.42233 | 0.34089 |  | 0.35346 | 0.35462 | 0.35591 | 0.35735 | 0.36521 | 0.37339 | 0.38186 | 0.39065 | 0.39972 | 0.409 | 0.4186 | 0.42856 | 0.4388 | 0.4493 | 0.46008 | 0.47107 | 0.48233 | 0.49119 | 0.499 | 0.50596 | 0.51144 | 0.5143 | 0.50517 | 0.48653 | 0.44281 | 0.29891 | 0.27135 | 0.27773 | 0.28208 | 0.28746 | 0.29271 | 0.29629
Warbreck |  | 0.33947 | 0.34784 | 0.3597 | 0.37541 | 0.40249 | 0.43741 | 0.48044 | 0.53298 | 0.59496 | 0.66322 | 0.73883 | 0.82371 | 0.91252 | 1.0034 | 1.0969 | 1.1914 | 1.2875 | 1.3783 | 1.4696 | 1.5607 | 1.6512 | 1.7398 | 1.8166 | 1.8945 | 1.9689 | 2.0376 | 2.1012 | 2.1671 | 2.2135 | 2.2672 | 2.319 | 2.3519 |  | 0.33948 | 0.34287 | 0.34695 | 0.35162 | 0.35879 | 0.36713 | 0.37642 | 0.38674 | 0.39819 | 0.41049 | 0.42339 | 0.43758 | 0.45034 | 0.46426 | 0.4797 | 0.49669 | 0.51536 | 0.53578 | 0.55799 | 0.5821 | 0.60815 | 0.63557 | 0.65543 | 0.68044 | 0.70612 | 0.73006 | 0.75278 | 0.78137 | 0.79391 | 0.81648 | 0.84031 | 0.85444 |  | 0.33947 | 0.34677 | 0.35514 | 0.36457 | 0.38188 | 0.40166 | 0.42376 | 0.44845 | 0.47549 | 0.5044 | 0.53563 | 0.57012 | 0.60671 | 0.64498 | 0.68609 | 0.72865 | 0.77398 | 0.81591 | 0.86064 | 0.90819 | 0.95848 | 1.0107 | 1.0551 | 1.1043 | 1.1535 | 1.2004 | 1.2453 | 1.2955 | 1.3289 | 1.3718 | 1.4152 | 1.4433 |  | 0.33947 | 0.34784 | 0.3597 | 0.37541 | 0.40343 | 0.43938 | 0.48346 | 0.53713 | 0.60021 | 0.66962 | 0.74632 | 0.8323 | 0.92219 | 1.0142 | 1.1088 | 1.2039 | 1.3011 | 1.393 | 1.4858 | 1.5786 | 1.6703 | 1.7603 | 1.8372 | 1.9151 | 1.9893 | 2.0577 | 2.1212 | 2.1867 | 2.2327 | 2.2861 | 2.3376 | 2.3702 |  | 0.33943 | 0.3465 | 0.35463 | 0.36382 | 0.38767 | 0.41407 | 0.44277 | 0.47417 | 0.50789 | 0.5435 | 0.5814 | 0.62259 | 0.66611 | 0.71135 | 0.75939 | 0.80852 | 0.86071 | 0.91516 | 0.97284 | 1.0334 | 1.0964 | 1.1614 | 1.2059 | 1.255 | 1.3041 | 1.3507 | 1.3954 | 1.4452 | 1.4782 | 1.5208 | 1.5639 | 1.5917
Wardleworth |  | 1.1097 | 1.127 | 1.1509 | 1.1821 | 1.235 | 1.3027 | 1.3858 | 1.4867 | 1.6052 | 1.7354 | 1.8792 | 2.0404 | 2.2088 | 2.3809 | 2.5581 | 2.7371 | 2.9197 | 3.0925 | 3.2663 | 3.4398 | 3.612 | 3.7798 | 3.9225 | 4.0598 | 4.1723 | 4.241 | 4.2645 | 4.294 | 4.3213 | 4.3958 | 4.4846 | 4.5421 |  | 1.1098 | 1.1171 | 1.1255 | 1.1349 | 1.1491 | 1.1654 | 1.1835 | 1.2035 | 1.2257 | 1.2495 | 1.2744 | 1.3018 | 1.3268 | 1.3539 | 1.3839 | 1.4169 | 1.4532 | 1.4929 | 1.536 | 1.5826 | 1.6326 | 1.6843 | 1.7192 | 1.7576 | 1.7826 | 1.7783 | 1.7428 | 1.7201 | 1.6942 | 1.7133 | 1.7484 | 1.7719 |  | 1.1097 | 1.1249 | 1.142 | 1.1612 | 1.1952 | 1.234 | 1.2772 | 1.3254 | 1.378 | 1.4341 | 1.4945 | 1.561 | 1.6314 | 1.7048 | 1.7835 | 1.865 | 1.9519 | 2.0325 | 2.1183 | 2.2094 | 2.3053 | 2.4037 | 2.4843 | 2.5661 | 2.6295 | 2.6553 | 2.6416 | 2.6393 | 2.6398 | 2.6915 | 2.7618 | 2.8082 |  | 1.1097 | 1.127 | 1.1509 | 1.1821 | 1.2369 | 1.3068 | 1.392 | 1.4953 | 1.6161 | 1.7487 | 1.8948 | 2.0582 | 2.2289 | 2.4033 | 2.5828 | 2.7632 | 2.9478 | 3.1229 | 3.2998 | 3.4768 | 3.6515 | 3.822 | 3.965 | 4.1021 | 4.2142 | 4.2825 | 4.3054 | 4.3342 | 4.3608 | 4.4345 | 4.5225 | 4.5794 |  | 1.1095 | 1.1238 | 1.1402 | 1.1586 | 1.2048 | 1.256 | 1.3117 | 1.3725 | 1.4377 | 1.5064 | 1.5794 | 1.6587 | 1.7423 | 1.8289 | 1.9209 | 2.0148 | 2.1148 | 2.2154 | 2.3203 | 2.4291 | 2.5398 | 2.6502 | 2.7149 | 2.7737 | 2.7966 | 2.6723 | 2.7102 | 2.806 | 2.8699 | 2.9515 | 3.0337 | 3.0872
Warton |  | 1.2523 | 1.2584 | 1.2671 | 1.2786 | 1.2976 | 1.3225 | 1.3533 | 1.3913 | 1.4362 | 1.4858 | 1.5402 | 1.6019 | 1.6665 | 1.7315 | 1.7992 | 1.8668 | 1.9367 | 2.004 | 2.0717 | 2.1393 | 2.2064 | 2.2722 | 2.3294 | 2.3878 | 2.4435 | 2.4949 | 2.5425 | 2.5918 | 2.6266 | 2.6667 | 2.7055 | 2.7301 |  | 1.2526 | 1.2555 | 1.2589 | 1.2625 | 1.2677 | 1.2738 | 1.2804 | 1.2878 | 1.2959 | 1.3047 | 1.3132 | 1.3231 | 1.3322 | 1.3419 | 1.3529 | 1.3652 | 1.3788 | 1.3938 | 1.4102 | 1.4281 | 1.4474 | 1.4677 | 1.4825 | 1.501 | 1.5201 | 1.5379 | 1.5548 | 1.576 | 1.5853 | 1.6021 | 1.6198 | 1.6303 |  | 1.2523 | 1.2576 | 1.2637 | 1.2706 | 1.2823 | 1.2959 | 1.3113 | 1.3285 | 1.3475 | 1.3678 | 1.3894 | 1.4136 | 1.4394 | 1.4654 | 1.4942 | 1.5233 | 1.5555 | 1.5865 | 1.6196 | 1.6548 | 1.6921 | 1.7309 | 1.7641 | 1.8011 | 1.8381 | 1.8732 | 1.907 | 1.9446 | 1.9697 | 2.0018 | 2.0344 | 2.0554 |  | 1.2523 | 1.2584 | 1.2671 | 1.2787 | 1.2992 | 1.3259 | 1.3587 | 1.3986 | 1.4456 | 1.4973 | 1.5537 | 1.6174 | 1.684 | 1.751 | 1.8207 | 1.8892 | 1.9609 | 2.0296 | 2.0997 | 2.17 | 2.2389 | 2.3065 | 2.3641 | 2.4223 | 2.4776 | 2.5284 | 2.5754 | 2.6239 | 2.6578 | 2.6971 | 2.735 | 2.7589 |  | 1.2523 | 1.2576 | 1.2636 | 1.2705 | 1.2869 | 1.3055 | 1.3258 | 1.3482 | 1.3723 | 1.3979 | 1.4244 | 1.4538 | 1.4848 | 1.516 | 1.55 | 1.5832 | 1.6204 | 1.659 | 1.7008 | 1.745 | 1.7902 | 1.8372 | 1.8707 | 1.9075 | 1.9441 | 1.9787 | 2.0118 | 2.0485 | 2.0728 | 2.1041 | 2.1357 | 2.1561
Waterhead |  | 0.54524 | 0.5592 | 0.57851 | 0.60374 | 0.64365 | 0.69552 | 0.75969 | 0.83817 | 0.93082 | 1.0329 | 1.1458 | 1.2727 | 1.4054 | 1.5409 | 1.6807 | 1.8217 | 1.9657 | 2.1045 | 2.244 | 2.3834 | 2.5221 | 2.6581 | 2.7764 | 2.8967 | 3.0115 | 3.118 | 3.2161 | 3.319 | 3.3922 | 3.4765 | 3.5577 | 3.6099 |  | 0.54524 | 0.55129 | 0.5583 | 0.56619 | 0.57709 | 0.58979 | 0.60396 | 0.6197 | 0.6372 | 0.65597 | 0.67553 | 0.69712 | 0.7172 | 0.73903 | 0.76324 | 0.78986 | 0.81904 | 0.85093 | 0.88555 | 0.92308 | 0.96358 | 1.0062 | 1.0372 | 1.0759 | 1.1154 | 1.1525 | 1.1867 | 1.231 | 1.2507 | 1.2854 | 1.3217 | 1.3435 |  | 0.54524 | 0.55755 | 0.57142 | 0.58692 | 0.61176 | 0.64041 | 0.67265 | 0.70881 | 0.74857 | 0.79113 | 0.83706 | 0.88802 | 0.94192 | 0.99817 | 1.0589 | 1.1216 | 1.1888 | 1.2535 | 1.3224 | 1.3957 | 1.4731 | 1.5535 | 1.622 | 1.6977 | 1.7733 | 1.8454 | 1.9138 | 1.9912 | 2.0431 | 2.1091 | 2.1757 | 2.2191 |  | 0.54524 | 0.5592 | 0.57851 | 0.60374 | 0.64511 | 0.69862 | 0.76447 | 0.84475 | 0.93919 | 1.0431 | 1.1578 | 1.2865 | 1.4208 | 1.5582 | 1.6997 | 1.8418 | 1.9873 | 2.1276 | 2.2694 | 2.4114 | 2.5519 | 2.6898 | 2.8084 | 2.9285 | 3.043 | 3.1491 | 3.2467 | 3.349 | 3.4216 | 3.5052 | 3.5858 | 3.6374 |  | 0.54498 | 0.55642 | 0.5695 | 0.58423 | 0.61613 | 0.65202 | 0.69148 | 0.73509 | 0.78224 | 0.83227 | 0.88565 | 0.94413 | 1.0061 | 1.0705 | 1.1393 | 1.2094 | 1.2846 | 1.3632 | 1.4469 | 1.535 | 1.6266 | 1.7214 | 1.7901 | 1.8656 | 1.9409 | 2.0126 | 2.0804 | 2.1573 | 2.2085 | 2.2738 | 2.3397 | 2.3826
Waterswallows |  | 0.32539 | 0.33334 | 0.34415 | 0.35803 | 0.38009 | 0.40818 | 0.44226 | 0.48309 | 0.5304 | 0.58204 | 0.63744 | 0.70002 | 0.76511 | 0.82892 | 0.89642 | 0.96283 | 1.0335 | 1.1021 | 1.1713 | 1.2409 | 1.3106 | 1.3796 | 1.4406 | 1.5035 | 1.5637 | 1.6204 | 1.6716 | 1.7276 | 1.769 | 1.8156 | 1.8602 | 1.8901 |  | 0.32553 | 0.32907 | 0.33307 | 0.33748 | 0.34373 | 0.35095 | 0.35891 | 0.36757 | 0.37696 | 0.38693 | 0.39602 | 0.40679 | 0.41668 | 0.42668 | 0.43822 | 0.45134 | 0.46612 | 0.48273 | 0.50077 | 0.52043 | 0.54169 | 0.56413 | 0.58078 | 0.60098 | 0.6212 | 0.64046 | 0.65658 | 0.67985 | 0.69066 | 0.70845 | 0.72615 | 0.73746 |  | 0.32539 | 0.33246 | 0.34039 | 0.34918 | 0.36346 | 0.37983 | 0.39809 | 0.41827 | 0.44009 | 0.46321 | 0.48668 | 0.51326 | 0.54109 | 0.56732 | 0.59726 | 0.62635 | 0.66032 | 0.69322 | 0.72826 | 0.76556 | 0.80502 | 0.84608 | 0.88172 | 0.92137 | 0.96055 | 0.99833 | 1.0325 | 1.0733 | 1.1012 | 1.1356 | 1.1695 | 1.1924 |  | 0.32539 | 0.33334 | 0.34415 | 0.35804 | 0.38311 | 0.41468 | 0.45234 | 0.49708 | 0.54831 | 0.60397 | 0.66313 | 0.72957 | 0.79838 | 0.86605 | 0.9373 | 1.0055 | 1.0796 | 1.1505 | 1.2242 | 1.2989 | 1.3717 | 1.4441 | 1.5059 | 1.5684 | 1.6277 | 1.6833 | 1.7333 | 1.7876 | 1.8273 | 1.8721 | 1.915 | 1.9435 |  | 0.32534 | 0.3322 | 0.33993 | 0.34854 | 0.36907 | 0.39216 | 0.41724 | 0.44459 | 0.47357 | 0.50396 | 0.53446 | 0.56819 | 0.60318 | 0.63669 | 0.67383 | 0.70817 | 0.74897 | 0.79094 | 0.83716 | 0.88621 | 0.93544 | 0.98664 | 1.023 | 1.0622 | 1.1006 | 1.1372 | 1.1702 | 1.2093 | 1.2355 | 1.2682 | 1.3003 | 1.3218
Weaste |  | 3.4113 | 3.4186 | 3.4288 | 3.4421 | 3.4677 | 3.4996 | 3.538 | 3.5841 | 3.6376 | 3.6961 | 3.7606 | 3.8324 | 3.9074 | 3.9843 | 4.0632 | 4.1431 | 4.2242 | 4.2977 | 4.3714 | 4.444 | 4.5131 | 4.5726 | 4.6006 | 4.573 | 4.4106 | 4.0011 | 3.3337 | 2.6691 | 2.2421 | 2.0638 | 2.0157 | 1.9879 |  | 3.4113 | 3.4143 | 3.4177 | 3.4216 | 3.4283 | 3.436 | 3.4444 | 3.4538 | 3.464 | 3.4749 | 3.4866 | 3.4992 | 3.5102 | 3.5221 | 3.5352 | 3.5496 | 3.5653 | 3.5822 | 3.6003 | 3.6191 | 3.637 | 3.6494 | 3.6384 | 3.5867 | 3.4314 | 3.0833 | 2.5335 | 1.9894 | 1.632 | 1.4741 | 1.421 | 1.405 |  | 3.4113 | 3.4177 | 3.425 | 3.4331 | 3.4506 | 3.4702 | 3.4916 | 3.5151 | 3.5406 | 3.5675 | 3.5965 | 3.6281 | 3.6614 | 3.6963 | 3.7333 | 3.7717 | 3.8121 | 3.8464 | 3.8826 | 3.92 | 3.9565 | 3.9863 | 3.9877 | 3.9363 | 3.7528 | 3.3248 | 2.6412 | 1.9628 | 1.524 | 1.3357 | 1.2793 | 1.2464 |  | 3.4113 | 3.4186 | 3.4288 | 3.4421 | 3.4684 | 3.5011 | 3.5402 | 3.587 | 3.6413 | 3.7006 | 3.7659 | 3.8384 | 3.9141 | 3.9918 | 4.0715 | 4.152 | 4.2338 | 4.3085 | 4.3834 | 4.4573 | 4.5275 | 4.5881 | 4.6162 | 4.5886 | 4.4262 | 4.0166 | 3.3491 | 2.6844 | 2.2572 | 2.0788 | 2.0306 | 2.0026 |  | 3.4113 | 3.4175 | 3.4246 | 3.4327 | 3.4582 | 3.4859 | 3.5154 | 3.5471 | 3.5807 | 3.6158 | 3.653 | 3.6926 | 3.7342 | 3.7775 | 3.8228 | 3.8693 | 3.918 | 3.9419 | 3.9539 | 3.956 | 3.9415 | 3.8991 | 3.7825 | 3.5657 | 3.0892 | 1.5726 | 1.2687 | 1.3099 | 1.3374 | 1.3725 | 1.4077 | 1.4308
Werneth |  | 0.55486 | 0.56908 | 0.58853 | 0.61371 | 0.65546 | 0.70866 | 0.77352 | 0.85185 | 0.94345 | 1.0439 | 1.1545 | 1.2782 | 1.4072 | 1.5391 | 1.6749 | 1.8122 | 1.9523 | 2.0851 | 2.2188 | 2.3527 | 2.486 | 2.6171 | 2.7315 | 2.8479 | 2.9591 | 3.0629 | 3.1578 | 3.2589 | 3.3318 | 3.4151 | 3.4952 | 3.5475 |  | 0.55487 | 0.56108 | 0.56825 | 0.57628 | 0.58794 | 0.60138 | 0.61629 | 0.63273 | 0.65089 | 0.67029 | 0.69049 | 0.71263 | 0.73259 | 0.75424 | 0.77815 | 0.8044 | 0.83313 | 0.86449 | 0.89847 | 0.93524 | 0.97486 | 1.0165 | 1.047 | 1.0847 | 1.1229 | 1.1589 | 1.191 | 1.2343 | 1.2538 | 1.2874 | 1.3219 | 1.343 |  | 0.55486 | 0.56746 | 0.58159 | 0.5973 | 0.62443 | 0.65529 | 0.68962 | 0.72772 | 0.76924 | 0.81341 | 0.86083 | 0.91301 | 0.96794 | 1.0251 | 1.0865 | 1.1499 | 1.2174 | 1.2801 | 1.3469 | 1.4178 | 1.4927 | 1.5704 | 1.6367 | 1.7097 | 1.7824 | 1.8521 | 1.917 | 1.9921 | 2.0426 | 2.1065 | 2.1703 | 2.2124 |  | 0.55486 | 0.56908 | 0.58853 | 0.61372 | 0.65696 | 0.71181 | 0.77836 | 0.85849 | 0.95189 | 1.0541 | 1.1665 | 1.292 | 1.4228 | 1.5564 | 1.694 | 1.8324 | 1.9741 | 2.1086 | 2.2447 | 2.3812 | 2.5165 | 2.6497 | 2.7643 | 2.8805 | 2.9915 | 3.0949 | 3.1894 | 3.29 | 3.3623 | 3.445 | 3.5245 | 3.5763 |  | 0.5546 | 0.56631 | 0.57965 | 0.59459 | 0.63083 | 0.67097 | 0.71455 | 0.76212 | 0.81305 | 0.86671 | 0.92361 | 0.98533 | 1.0504 | 1.1177 | 1.1892 | 1.262 | 1.3396 | 1.4204 | 1.5059 | 1.5957 | 1.6888 | 1.7849 | 1.8515 | 1.9243 | 1.9967 | 2.066 | 2.1305 | 2.205 | 2.255 | 2.3182 | 2.3814 | 2.423
Wesley Place Bacup |  | 1.8015 | 8.8219 | 8.8508 | 8.8889 | 8.9519 | 9.0343 | 9.1367 | 9.2625 | 9.4115 | 9.5761 | 9.7574 | 9.9624 | 10.1766 | 10.3306 | 10.5159 | 10.6762 | 10.8056 | 10.8677 | 10.846 | 10.712 | 10.4447 | 10.048 | 9.5443 | 9.0441 | 8.6134 | 8.2919 | 8.0913 | 8.0071 | 7.9582 | 7.9862 | 8.0484 | 8.0876 |  | 1.8016 | 8.8105 | 8.8207 | 8.8321 | 8.8487 | 8.868 | 8.8895 | 8.9132 | 8.9395 | 8.9676 | 8.9957 | 9.0277 | 9.0571 | 9.0395 | 9.0436 | 9.0322 | 8.9951 | 8.9166 | 8.7759 | 8.5506 | 8.2258 | 7.8057 | 7.3042 | 6.8162 | 6.3924 | 6.0629 | 5.8357 | 5.7105 | 5.6133 | 5.5872 | 5.5954 | 5.5983 |  | 1.8015 | 8.8194 | 8.8397 | 8.8626 | 8.9018 | 8.9471 | 8.9981 | 9.0553 | 9.1182 | 9.1856 | 9.2571 | 9.3374 | 9.4224 | 9.4463 | 9.502 | 9.534 | 9.538 | 9.4793 | 9.3429 | 9.1016 | 8.7356 | 8.2498 | 7.6671 | 7.0969 | 6.6052 | 6.2313 | 5.986 | 5.8647 | 5.7857 | 5.789 | 5.8325 | 5.8614 |  | 1.8015 | 8.8219 | 8.8508 | 8.8889 | 8.9566 | 9.0442 | 9.152 | 9.2837 | 9.4387 | 9.6093 | 9.7963 | 10.0071 | 10.2269 | 10.3867 | 10.5778 | 10.741 | 10.8756 | 10.9419 | 10.9273 | 10.8011 | 10.5389 | 10.1478 | 9.6452 | 9.1444 | 8.7125 | 8.3895 | 8.187 | 8.1006 | 8.0494 | 8.0748 | 8.1346 | 8.1718 |  | 1.8011 | 1.8178 | 1.837 | 1.8588 | 1.9128 | 1.9735 | 2.0401 | 2.1134 | 2.1923 | 2.276 | 2.3635 | 2.46 | 2.5618 | 2.665 | 2.7768 | 2.8874 | 3.0099 | 3.1375 | 3.275 | 3.4204 | 3.5699 | 3.7248 | 3.8347 | 3.9555 | 4.0758 | 4.1896 | 4.2995 | 4.4202 | 4.4998 | 4.6027 | 4.7075 | 4.7744
West Didsbury |  | 2.224 | 2.2443 | 2.3734 | 2.4124 | 2.4748 | 2.5573 | 2.6609 | 2.7895 | 2.9428 | 3.1127 | 3.3026 | 3.5165 | 3.7411 | 3.9634 | 4.195 | 4.4264 | 4.6551 | 4.8672 | 5.0678 | 5.2517 | 5.4141 | 5.5522 | 5.6445 | 5.7303 | 5.7972 | 5.8279 | 5.826 | 5.8434 | 5.8623 | 5.947 | 6.0539 | 6.1207 |  | 2.224 | 2.2318 | 2.3411 | 2.3517 | 2.3668 | 2.3847 | 2.4047 | 2.4274 | 2.453 | 2.4807 | 2.5109 | 2.544 | 2.5763 | 2.605 | 2.6398 | 2.6757 | 2.7114 | 2.7449 | 2.7735 | 2.7939 | 2.8041 | 2.8026 | 2.7699 | 2.7439 | 2.7123 | 2.6599 | 2.5893 | 2.5445 | 2.4997 | 2.5181 | 2.5614 | 2.5886 |  | 2.224 | 2.2416 | 2.3619 | 2.3848 | 2.4222 | 2.4658 | 2.5152 | 2.5714 | 2.6337 | 2.7008 | 2.7747 | 2.8566 | 2.9444 | 3.0291 | 3.1235 | 3.2192 | 3.3152 | 3.3996 | 3.4792 | 3.5498 | 3.6082 | 3.6525 | 3.6617 | 3.6742 | 3.6774 | 3.6535 | 3.6052 | 3.5844 | 3.5725 | 3.6322 | 3.7205 | 3.7775 |  | 2.224 | 2.2443 | 2.3734 | 2.4124 | 2.4757 | 2.5592 | 2.6638 | 2.7933 | 2.9477 | 3.1186 | 3.3094 | 3.5243 | 3.7499 | 3.9732 | 4.2058 | 4.4379 | 4.6676 | 4.8811 | 5.0834 | 5.2689 | 5.4329 | 5.5724 | 5.6648 | 5.7506 | 5.8174 | 5.848 | 5.8459 | 5.8632 | 5.8819 | 5.9665 | 6.0732 | 6.1399 |  | 2.2239 | 2.241 | 2.3609 | 2.3834 | 2.4312 | 2.4853 | 2.5451 | 2.6118 | 2.6845 | 2.7622 | 2.8465 | 2.939 | 3.0377 | 3.1311 | 3.2351 | 3.3393 | 3.4427 | 3.5381 | 3.624 | 3.6953 | 3.7472 | 3.7774 | 3.7443 | 3.707 | 3.6428 | 3.4303 | 3.4297 | 3.514 | 3.57 | 3.6614 | 3.7618 | 3.8152
Westgate |  | 8.5811 | 8.6126 | 8.6559 | 8.712 | 8.8052 | 8.9237 | 9.0675 | 9.2405 | 9.442 | 9.6623 | 9.9024 | 10.172 | 10.4534 | 10.7363 | 11.031 | 11.3253 | 11.6307 | 11.921 | 12.2134 | 12.5069 | 12.7996 | 13.0881 | 13.3414 | 13.6004 | 13.8481 | 14.0802 | 14.2912 | 14.5186 | 14.6842 | 14.8723 | 15.0527 | 15.1719 |  | 8.581 | 8.5938 | 8.6087 | 8.6254 | 8.6507 | 8.6799 | 8.7122 | 8.7479 | 8.7871 | 8.8291 | 8.8707 | 8.918 | 8.9614 | 9.0073 | 9.059 | 9.1163 | 9.1795 | 9.249 | 9.3243 | 9.4059 | 9.4939 | 9.5865 | 9.6547 | 9.7383 | 9.8225 | 9.9023 | 9.9717 | 10.0677 | 10.1116 | 10.1857 | 10.2608 | 10.3077 |  | 8.5811 | 8.609 | 8.6405 | 8.6755 | 8.7364 | 8.8057 | 8.8828 | 8.9682 | 9.0609 | 9.1593 | 9.2626 | 9.3775 | 9.4988 | 9.6203 | 9.7539 | 9.8882 | 10.0364 | 10.1746 | 10.3216 | 10.4778 | 10.6427 | 10.8141 | 10.9613 | 11.1242 | 11.2858 | 11.4411 | 11.5841 | 11.7516 | 11.865 | 12.0071 | 12.1481 | 12.242 |  | 8.5811 | 8.6126 | 8.6559 | 8.712 | 8.8126 | 8.9394 | 9.0919 | 9.2743 | 9.485 | 9.715 | 9.9641 | 10.2429 | 10.5332 | 10.8253 | 11.129 | 11.4281 | 11.7417 | 12.0385 | 12.3423 | 12.6482 | 12.9491 | 13.2466 | 13.5015 | 13.7595 | 14.0055 | 14.235 | 14.4433 | 14.667 | 14.8289 | 15.0131 | 15.1897 | 15.3057 |  | 8.5808 | 8.6078 | 8.6384 | 8.6725 | 8.7583 | 8.8535 | 8.9567 | 9.0689 | 9.1884 | 9.314 | 9.4438 | 9.5856 | 9.7341 | 9.8832 | 10.0441 | 10.2015 | 10.3762 | 10.5566 | 10.7507 | 10.955 | 11.1639 | 11.3799 | 11.5287 | 11.6906 | 11.8505 | 12.0032 | 12.1434 | 12.3073 | 12.417 | 12.555 | 12.6922 | 12.7829
Westhoughton |  | 0.97902 | 1.0027 | 11.0358 | 11.0793 | 11.1502 | 11.242 | 11.3555 | 11.4941 | 11.6577 | 11.8379 | 12.0375 | 12.2616 | 12.4961 | 12.6471 | 12.8383 | 12.9961 | 13.1043 | 13.1187 | 13.0132 | 12.7476 | 12.2925 | 11.6547 | 10.8735 | 10.0957 | 9.4203 | 8.9071 | 8.5686 | 8.3988 | 8.296 | 8.2966 | 8.3471 | 8.3806 |  | 0.97917 | 0.98934 | 11.0012 | 11.0145 | 11.0335 | 11.0556 | 11.0802 | 11.1076 | 11.138 | 11.1707 | 11.2051 | 11.2429 | 11.278 | 11.2462 | 11.2436 | 11.2171 | 11.152 | 11.0256 | 10.8091 | 10.4696 | 9.9863 | 9.3657 | 8.6347 | 7.9184 | 7.2925 | 6.8032 | 6.4584 | 6.2578 | 6.1102 | 6.0549 | 6.0465 | 6.0397 |  | 0.97902 | 0.99984 | 11.0235 | 11.0499 | 11.0945 | 11.1457 | 11.2031 | 11.2675 | 11.3381 | 11.4137 | 11.4955 | 11.586 | 11.682 | 11.6936 | 11.7457 | 11.7658 | 11.7391 | 11.6233 | 11.394 | 11.0121 | 10.4496 | 9.7143 | 8.846 | 7.9903 | 7.2465 | 6.6735 | 6.2833 | 6.0696 | 5.93 | 5.8995 | 5.9249 | 5.9437 |  | 0.97902 | 1.0027 | 11.0358 | 11.0793 | 11.1524 | 11.2467 | 11.3627 | 11.504 | 11.6702 | 11.8531 | 12.0554 | 12.2821 | 12.5192 | 12.6729 | 12.8666 | 13.026 | 13.1367 | 13.1536 | 13.0518 | 12.7901 | 12.3379 | 11.7032 | 10.9224 | 10.1443 | 9.4685 | 8.9547 | 8.6156 | 8.445 | 8.3414 | 8.3412 | 8.3907 | 8.4236 |  | 0.97874 | 0.9985 | 1.0211 | 1.0467 | 1.1053 | 1.1708 | 1.2425 | 1.3215 | 1.4067 | 1.4969 | 1.5933 | 1.6985 | 1.8099 | 1.9259 | 2.0495 | 2.176 | 2.3105 | 2.4513 | 2.6006 | 2.7576 | 2.921 | 3.0899 | 3.2099 | 3.342 | 3.4737 | 3.5991 | 3.7183 | 3.8527 | 3.9423 | 4.0569 | 4.1725 | 4.2475
Westlinton |  | 1.1548 | 1.165 | 1.1791 | 1.1973 | 1.2317 | 1.2743 | 1.325 | 1.3846 | 1.4526 | 1.5263 | 1.6033 | 1.6906 | 1.7807 | 1.8651 | 1.9563 | 2.0438 | 2.1409 | 2.2313 | 2.3227 | 2.415 | 2.5076 | 2.5993 | 2.6813 | 2.7665 | 2.848 | 2.9247 | 2.9941 | 3.0694 | 3.1252 | 3.1878 | 3.2478 | 3.2878 |  | 1.1548 | 1.1588 | 1.1635 | 1.1688 | 1.1782 | 1.189 | 1.2007 | 1.2132 | 1.2263 | 1.24 | 1.2507 | 1.2643 | 1.275 | 1.2844 | 1.2962 | 1.3108 | 1.3282 | 1.3492 | 1.3721 | 1.3976 | 1.4254 | 1.455 | 1.4771 | 1.504 | 1.5309 | 1.5566 | 1.5782 | 1.6091 | 1.6234 | 1.6471 | 1.6708 | 1.6859 |  | 1.1548 | 1.1639 | 1.1741 | 1.1855 | 1.2096 | 1.2366 | 1.2661 | 1.2981 | 1.332 | 1.3675 | 1.4016 | 1.4406 | 1.4807 | 1.5148 | 1.5556 | 1.5931 | 1.6409 | 1.6836 | 1.7293 | 1.7783 | 1.8305 | 1.885 | 1.9331 | 1.9874 | 2.041 | 2.0926 | 2.1395 | 2.1949 | 2.2329 | 2.2797 | 2.3258 | 2.3568 |  | 1.1548 | 1.165 | 1.1791 | 1.1973 | 1.2391 | 1.2902 | 1.3497 | 1.4189 | 1.4965 | 1.58 | 1.6662 | 1.7629 | 1.8621 | 1.956 | 2.0564 | 2.1484 | 2.2538 | 2.3501 | 2.4525 | 2.5572 | 2.6573 | 2.7575 | 2.8413 | 2.9255 | 3.005 | 3.0789 | 3.1452 | 3.2166 | 3.2682 | 3.3265 | 3.3822 | 3.4188 |  | 1.1548 | 1.1638 | 1.174 | 1.1854 | 1.2258 | 1.2703 | 1.3176 | 1.3682 | 1.4206 | 1.475 | 1.5273 | 1.5847 | 1.643 | 1.6955 | 1.7546 | 1.8056 | 1.8708 | 1.9369 | 2.0112 | 2.0903 | 2.1676 | 2.2482 | 2.2981 | 2.3514 | 2.403 | 2.4519 | 2.4957 | 2.547 | 2.581 | 2.6234 | 2.6652 | 2.6928
Whalley |  | 3.0264 | 3.0529 | 3.0903 | 3.1395 | 3.2194 | 3.3232 | 3.4514 | 3.6079 | 3.792 | 3.9946 | 4.2146 | 4.4644 | 4.7256 | 4.9767 | 5.2433 | 5.5051 | 5.7794 | 6.0424 | 6.3042 | 6.5621 | 6.812 | 7.0453 | 7.2227 | 7.3581 | 7.3649 | 6.9553 | 6.8942 | 6.9238 | 6.9572 | 7.0723 | 7.2135 | 7.3055 |  | 3.0278 | 3.0407 | 3.0551 | 3.0708 | 3.0929 | 3.1184 | 3.1466 | 3.1774 | 3.2111 | 3.2471 | 3.2806 | 3.3203 | 3.3573 | 3.3956 | 3.44 | 3.49 | 3.5459 | 3.6081 | 3.6756 | 3.7487 | 3.8264 | 3.9042 | 3.9476 | 3.9767 | 3.9383 | 3.7683 | 3.4596 | 3.1717 | 2.9674 | 2.9196 | 2.9433 | 2.9615 |  | 3.0264 | 3.0497 | 3.0762 | 3.106 | 3.1559 | 3.2137 | 3.2787 | 3.3515 | 3.4311 | 3.5162 | 3.6039 | 3.7039 | 3.8098 | 3.9045 | 4.0151 | 4.1223 | 4.245 | 4.3617 | 4.4841 | 4.6111 | 4.7397 | 4.8628 | 4.9413 | 4.9882 | 4.9167 | 4.4385 | 4.3176 | 4.2961 | 4.2861 | 4.3641 | 4.4752 | 4.5489 |  | 3.0264 | 3.0529 | 3.0903 | 3.1395 | 3.2294 | 3.3448 | 3.4849 | 3.6544 | 3.8515 | 4.0674 | 4.2999 | 4.5625 | 4.8361 | 5.1 | 5.3791 | 5.647 | 5.9326 | 6.2036 | 6.4803 | 6.7551 | 7.0153 | 7.2601 | 7.44 | 7.574 | 7.5781 | 7.1647 | 7.0995 | 7.1237 | 7.1515 | 7.2606 | 7.3962 | 7.4834 |  | 3.0265 | 3.0496 | 3.0759 | 3.1055 | 3.1778 | 3.2595 | 3.3487 | 3.4468 | 3.5517 | 3.6624 | 3.7749 | 3.9 | 4.031 | 4.1571 | 4.2812 | 4.3906 | 4.5126 | 4.6158 | 4.697 | 4.7009 | 4.3624 | 4.4012 | 4.5032 | 4.5919 | 4.6145 | 4.3726 | 4.4222 | 4.5731 | 4.6729 | 4.8002 | 4.9282 | 5.0111
Whalley Range |  | 1.2441 | 1.2752 | 1.3192 | 1.3773 | 1.4767 | 1.6052 | 1.7638 | 1.958 | 2.1876 | 2.4407 | 2.7221 | 3.0378 | 3.3681 | 3.708 | 4.0565 | 4.4099 | 4.7676 | 5.1061 | 5.4459 | 5.7851 | 6.1215 | 6.4508 | 6.7356 | 7.0242 | 7.2995 | 7.5531 | 7.7889 | 8.0317 | 8.202 | 8.3996 | 8.5907 | 8.7112 |  | 1.2442 | 1.2572 | 1.2724 | 1.2896 | 1.3154 | 1.3454 | 1.3787 | 1.4158 | 1.4571 | 1.5016 | 1.5492 | 1.6012 | 1.6488 | 1.7011 | 1.7588 | 1.8221 | 1.8915 | 1.9672 | 2.0495 | 2.1388 | 2.2353 | 2.3368 | 2.4102 | 2.5029 | 2.5982 | 2.687 | 2.772 | 2.8779 | 2.9241 | 3.0079 | 3.0968 | 3.1492 |  | 1.2441 | 1.2713 | 1.3023 | 1.3372 | 1.4003 | 1.4725 | 1.5532 | 1.6435 | 1.7427 | 1.8487 | 1.9643 | 2.0916 | 2.2267 | 2.3699 | 2.5225 | 2.682 | 2.8499 | 3.0056 | 3.1718 | 3.3485 | 3.5353 | 3.7293 | 3.8938 | 4.0758 | 4.258 | 4.4313 | 4.5984 | 4.7838 | 4.9071 | 5.0659 | 5.2272 | 5.331 |  | 1.2441 | 1.2752 | 1.3192 | 1.3773 | 1.4786 | 1.6089 | 1.7695 | 1.9658 | 2.1973 | 2.4524 | 2.7359 | 3.0535 | 3.3858 | 3.7277 | 4.0782 | 4.4332 | 4.7928 | 5.1343 | 5.4774 | 5.82 | 6.1596 | 6.492 | 6.7769 | 7.0654 | 7.3406 | 7.5941 | 7.8296 | 8.0721 | 8.2422 | 8.4395 | 8.6303 | 8.7506 |  | 1.2437 | 1.2694 | 1.2991 | 1.3328 | 1.4176 | 1.5116 | 1.614 | 1.7263 | 1.8473 | 1.9753 | 2.1129 | 2.2622 | 2.4204 | 2.5868 | 2.7625 | 2.9448 | 3.1357 | 3.3357 | 3.5464 | 3.7676 | 3.9988 | 4.2371 | 4.4018 | 4.5837 | 4.7657 | 4.9388 | 5.1056 | 5.2907 | 5.4137 | 5.5722 | 5.7332 | 5.8368
Whasset |  | 1.3562 | 1.3691 | 1.3876 | 1.412 | 1.4582 | 1.5168 | 1.5882 | 1.6741 | 1.7743 | 1.8841 | 2.001 | 2.1344 | 2.2733 | 2.4067 | 2.5494 | 2.6875 | 2.8368 | 2.9767 | 3.1174 | 3.2585 | 3.399 | 3.5368 | 3.6581 | 3.7833 | 3.9026 | 4.013 | 4.1151 | 4.2208 | 4.296 | 4.3823 | 4.4656 | 4.5187 |  | 1.3569 | 1.3631 | 1.3701 | 1.3777 | 1.3905 | 1.405 | 1.4209 | 1.4379 | 1.4561 | 1.4753 | 1.491 | 1.5109 | 1.5273 | 1.5431 | 1.5626 | 1.5854 | 1.6119 | 1.6424 | 1.6758 | 1.7127 | 1.7529 | 1.7956 | 1.8267 | 1.8658 | 1.9058 | 1.9432 | 1.9785 | 2.0232 | 2.0428 | 2.0781 | 2.1151 | 2.1372 |  | 1.3562 | 1.3675 | 1.3804 | 1.3951 | 1.426 | 1.461 | 1.4998 | 1.5424 | 1.5884 | 1.6371 | 1.6852 | 1.7405 | 1.7984 | 1.8503 | 1.9117 | 1.9693 | 2.0397 | 2.1037 | 2.1722 | 2.2455 | 2.3235 | 2.4047 | 2.4755 | 2.5557 | 2.6356 | 2.7117 | 2.7844 | 2.8651 | 2.9197 | 2.9887 | 3.0583 | 3.1035 |  | 1.3562 | 1.3691 | 1.3876 | 1.412 | 1.4671 | 1.536 | 1.618 | 1.7154 | 1.8272 | 1.9489 | 2.0769 | 2.2217 | 2.3716 | 2.5164 | 2.6702 | 2.8137 | 2.9731 | 3.1201 | 3.2741 | 3.4302 | 3.5798 | 3.728 | 3.8514 | 3.9753 | 4.0923 | 4.1993 | 4.2978 | 4.3986 | 4.4689 | 4.55 | 4.6281 | 4.6771 |  | 1.3563 | 1.3674 | 1.3803 | 1.3948 | 1.446 | 1.5026 | 1.5632 | 1.6287 | 1.6975 | 1.7694 | 1.8398 | 1.9178 | 1.9982 | 2.0729 | 2.1569 | 2.2313 | 2.3233 | 2.4167 | 2.5208 | 2.6315 | 2.7409 | 2.8548 | 2.9278 | 3.0067 | 3.0842 | 3.157 | 3.2259 | 3.3019 | 3.3514 | 3.4152 | 3.4797 | 3.5208
Whinfell |  | 0 | 0 | 0 | 0 | 0 | 0 | 0 | 0 | 0 | 0 | 0 | 0 | 0 | 0 | 0 | 0 | 0 | 0 | 0 | 0 | 0 | 0 | 0 | 0 | 0 | 0 | 0 | 0 | 0 | 0 | 0 | 0 |  | 0 | 0 | 0 | 0 | 0 | 0 | 0 | 0 | 0 | 0 | 0 | 0 | 0 | 0 | 0 | 0 | 0 | 0 | 0 | 0 | 0 | 0 | 0 | 0 | 0 | 0 | 0 | 0 | 0 | 0 | 0 | 0 |  | 0 | 0 | 0 | 0 | 0 | 0 | 0 | 0 | 0 | 0 | 0 | 0 | 0 | 0 | 0 | 0 | 0 | 0 | 0 | 0 | 0 | 0 | 0 | 0 | 0 | 0 | 0 | 0 | 0 | 0 | 0 | 0 |  | 0 | 0 | 0 | 0 | 0 | 0 | 0 | 0 | 0 | 0 | 0 | 0 | 0 | 0 | 0 | 0 | 0 | 0 | 0 | 0 | 0 | 0 | 0 | 0 | 0 | 0 | 0 | 0 | 0 | 0 | 0 | 0 |  | 0 | 0 | 0 | 0 | 0 | 0 | 0 | 0 | 0 | 0 | 0 | 0 | 0 | 0 | 0 | 0 | 0 | 0 | 0 | 0 | 0 | 0 | 0 | 0 | 0 | 0 | 0 | 0 | 0 | 0 | 0 | 0
Whittle Le Woods |  | 2.0737 | 2.0966 | 2.1293 | 2.1727 | 2.2399 | 2.3292 | 2.4412 | 2.5801 | 2.7454 | 2.9284 | 3.1308 | 3.3601 | 3.6007 | 3.8445 | 4.0975 | 4.351 | 4.6118 | 4.8666 | 5.1225 | 5.3782 | 5.6319 | 5.8804 | 6.0962 | 6.3159 | 6.5254 | 6.7185 | 6.8979 | 7.0828 | 7.213 | 7.3637 | 7.5092 | 7.6013 |  | 2.074 | 2.0831 | 2.0939 | 2.106 | 2.1227 | 2.1425 | 2.1647 | 2.1896 | 2.2174 | 2.2476 | 2.2784 | 2.3135 | 2.3482 | 2.3855 | 2.4276 | 2.4742 | 2.5258 | 2.5826 | 2.6444 | 2.7117 | 2.7845 | 2.8612 | 2.9167 | 2.9868 | 3.0588 | 3.1258 | 3.1898 | 3.2699 | 3.3049 | 3.3682 | 3.4352 | 3.4748 |  | 2.0737 | 2.0936 | 2.1165 | 2.1424 | 2.1822 | 2.229 | 2.2822 | 2.3428 | 2.4098 | 2.4821 | 2.5596 | 2.647 | 2.7406 | 2.8363 | 2.9417 | 3.0492 | 3.1671 | 3.2842 | 3.4093 | 3.5424 | 3.6833 | 3.8298 | 3.9548 | 4.0938 | 4.2329 | 4.3652 | 4.4925 | 4.6337 | 4.728 | 4.8489 | 4.9716 | 5.0507 |  | 2.0737 | 2.0966 | 2.1293 | 2.1727 | 2.2443 | 2.3386 | 2.4558 | 2.6002 | 2.7712 | 2.9599 | 3.1678 | 3.4026 | 3.6486 | 3.8979 | 4.1562 | 4.4125 | 4.6782 | 4.9367 | 5.1993 | 5.4623 | 5.7208 | 5.9744 | 6.1912 | 6.4103 | 6.6187 | 6.8103 | 6.988 | 7.1706 | 7.2985 | 7.4467 | 7.5899 | 7.6799 |  | 2.0737 | 2.0933 | 2.1159 | 2.1414 | 2.1937 | 2.2536 | 2.32 | 2.3943 | 2.475 | 2.5611 | 2.6521 | 2.7532 | 2.8605 | 2.9702 | 3.0894 | 3.208 | 3.3392 | 3.4764 | 3.6245 | 3.7813 | 3.9433 | 4.1113 | 4.2373 | 4.3758 | 4.5137 | 4.6444 | 4.77 | 4.909 | 5.0009 | 5.1194 | 5.2396 | 5.3168
Whitworth |  | 0.26294 | 0.26852 | 0.27647 | 0.28707 | 0.30414 | 0.32669 | 0.35495 | 0.38989 | 0.43149 | 0.47752 | 0.52831 | 0.5859 | 0.6462 | 0.70709 | 0.77035 | 0.83359 | 0.89882 | 0.96199 | 1.0254 | 1.0886 | 1.1514 | 1.2126 | 1.2654 | 1.3184 | 1.3674 | 1.4091 | 1.4446 | 1.481 | 1.5069 | 1.5408 | 1.5751 | 1.5966 |  | 0.26317 | 0.26587 | 0.26889 | 0.27223 | 0.27683 | 0.28216 | 0.28809 | 0.29463 | 0.30189 | 0.30968 | 0.31744 | 0.32629 | 0.33458 | 0.34347 | 0.35355 | 0.36479 | 0.37728 | 0.39107 | 0.40611 | 0.42251 | 0.44027 | 0.45891 | 0.47211 | 0.48842 | 0.50402 | 0.51601 | 0.52513 | 0.53783 | 0.54184 | 0.55529 | 0.57108 | 0.58048 |  | 0.26294 | 0.26779 | 0.27335 | 0.27964 | 0.28997 | 0.30201 | 0.31567 | 0.33111 | 0.34817 | 0.36652 | 0.38606 | 0.40811 | 0.43157 | 0.45537 | 0.48169 | 0.50839 | 0.53787 | 0.56665 | 0.59741 | 0.63017 | 0.66484 | 0.70078 | 0.73118 | 0.76447 | 0.79621 | 0.82322 | 0.84621 | 0.87225 | 0.88974 | 0.91688 | 0.94619 | 0.965 |  | 0.26294 | 0.26852 | 0.27647 | 0.28707 | 0.30544 | 0.32947 | 0.35925 | 0.39585 | 0.4391 | 0.48683 | 0.53922 | 0.59845 | 0.66032 | 0.72284 | 0.7877 | 0.85175 | 0.91843 | 0.9827 | 1.0481 | 1.1135 | 1.1776 | 1.2404 | 1.2935 | 1.3464 | 1.395 | 1.4363 | 1.4713 | 1.507 | 1.5321 | 1.5653 | 1.599 | 1.6199 |  | 0.2629 | 0.26754 | 0.2729 | 0.279 | 0.29304 | 0.30897 | 0.32654 | 0.34605 | 0.36716 | 0.38962 | 0.41318 | 0.4393 | 0.46694 | 0.49498 | 0.5255 | 0.55562 | 0.58917 | 0.62382 | 0.66113 | 0.70053 | 0.74086 | 0.78235 | 0.8116 | 0.8427 | 0.87053 | 0.8838 | 0.91092 | 0.94507 | 0.96756 | 0.9967 | 1.0264 | 1.0453
Wigton |  | 21.7969 | 21.8257 | 21.8653 | 21.9165 | 22.0039 | 22.1143 | 22.2475 | 22.4065 | 22.5902 | 22.7906 | 23.0046 | 23.2465 | 23.4981 | 23.7432 | 24.0031 | 24.2577 | 24.5304 | 24.7885 | 25.0478 | 25.3043 | 25.5483 | 25.7552 | 25.8423 | 25.7052 | 25.018 | 23.3231 | 20.5711 | 17.8358 | 16.0817 | 15.3415 | 15.1337 | 15.0161 |  | 21.7976 | 21.8101 | 21.8243 | 21.8401 | 21.8643 | 21.8922 | 21.9228 | 21.956 | 21.9917 | 22.0296 | 22.0633 | 22.1038 | 22.1397 | 22.1755 | 22.2174 | 22.2654 | 22.32 | 22.3806 | 22.4459 | 22.5137 | 22.5778 | 22.6196 | 22.5685 | 22.3485 | 21.7029 | 20.2692 | 18.0065 | 15.7698 | 14.3039 | 13.6491 | 13.4203 | 13.3494 |  | 21.7969 | 21.8224 | 21.8512 | 21.8832 | 21.9412 | 22.0072 | 22.0803 | 22.1607 | 22.2473 | 22.3387 | 22.4307 | 22.535 | 22.6441 | 22.7454 | 22.8618 | 22.9738 | 23.1062 | 23.2283 | 23.3575 | 23.4909 | 23.6199 | 23.7212 | 23.7121 | 23.4875 | 22.7213 | 20.9556 | 18.1402 | 15.3488 | 13.545 | 12.7606 | 12.5142 | 12.3714 |  | 21.7969 | 21.8257 | 21.8653 | 21.9165 | 22.0171 | 22.1427 | 22.2915 | 22.4676 | 22.6685 | 22.8864 | 23.1168 | 23.3755 | 23.6435 | 23.9053 | 24.1817 | 24.4444 | 24.7318 | 25.0005 | 25.2796 | 25.5582 | 25.8158 | 26.038 | 26.1284 | 25.9893 | 25.2986 | 23.5988 | 20.8414 | 18.099 | 16.3376 | 15.5897 | 15.3743 | 15.2506 |  | 21.797 | 21.8224 | 21.851 | 21.8829 | 21.9716 | 22.0703 | 22.1765 | 22.2914 | 22.4125 | 22.5389 | 22.6648 | 22.8034 | 22.9464 | 23.0821 | 23.2326 | 23.3702 | 23.535 | 23.5952 | 23.6144 | 23.5942 | 23.498 | 23.2882 | 22.7993 | 21.8961 | 19.9272 | 13.7014 | 12.4347 | 12.5821 | 12.6803 | 12.8032 | 12.9246 | 13.005
Willow Hey |  | 2.4917 | 2.5203 | 2.5595 | 2.6101 | 2.6881 | 2.7883 | 2.9105 | 3.0579 | 3.2295 | 3.4173 | 3.6218 | 3.8516 | 4.0919 | 4.3281 | 4.576 | 4.8228 | 5.0791 | 5.3267 | 5.5747 | 5.8212 | 6.0631 | 6.2941 | 6.4793 | 6.6362 | 6.7012 | 6.4871 | 6.4664 | 6.5139 | 6.5628 | 6.6842 | 6.827 | 6.9238 |  | 2.4917 | 2.503 | 2.5162 | 2.531 | 2.5518 | 2.5762 | 2.6033 | 2.6334 | 2.6666 | 2.7022 | 2.7374 | 2.7778 | 2.8168 | 2.8578 | 2.9039 | 2.955 | 3.0115 | 3.0737 | 3.1409 | 3.2132 | 3.2901 | 3.368 | 3.416 | 3.4559 | 3.446 | 3.3409 | 3.1287 | 2.9426 | 2.8062 | 2.7873 | 2.8181 | 2.8423 |  | 2.4917 | 2.5171 | 2.5457 | 2.5775 | 2.6268 | 2.6837 | 2.7475 | 2.8185 | 2.8959 | 2.9782 | 3.0645 | 3.1612 | 3.2634 | 3.3605 | 3.4695 | 3.5782 | 3.6985 | 3.8143 | 3.936 | 4.063 | 4.1932 | 4.3212 | 4.4125 | 4.4838 | 4.4714 | 4.1877 | 4.1044 | 4.0962 | 4.0957 | 4.1727 | 4.2766 | 4.3479 |  | 2.4917 | 2.5203 | 2.5595 | 2.6101 | 2.6946 | 2.8022 | 2.9319 | 3.0876 | 3.2675 | 3.4638 | 3.6763 | 3.9143 | 4.1625 | 4.4068 | 4.6627 | 4.9136 | 5.1771 | 5.43 | 5.6877 | 5.9451 | 6.1938 | 6.4323 | 6.6191 | 6.775 | 6.8384 | 6.622 | 6.5987 | 6.6429 | 6.6883 | 6.806 | 6.9453 | 7.0392 |  | 2.4916 | 2.5168 | 2.5452 | 2.5768 | 2.6433 | 2.7184 | 2.8005 | 2.8906 | 2.987 | 3.0886 | 3.1937 | 3.3093 | 3.4305 | 3.5506 | 3.6713 | 3.7846 | 3.9077 | 4.0198 | 4.1195 | 4.1723 | 4.0115 | 4.0875 | 4.1861 | 4.2732 | 4.3013 | 4.0971 | 4.1448 | 4.2903 | 4.3882 | 4.5103 | 4.6307 | 4.7112
Willowbank |  | 0.77281 | 0.78794 | 1.795 | 1.8216 | 1.8676 | 1.9253 | 1.995 | 2.0784 | 2.1752 | 2.281 | 2.3973 | 2.5267 | 2.6617 | 2.7997 | 2.9417 | 3.0854 | 3.2319 | 3.3689 | 3.5068 | 3.6448 | 3.7816 | 3.9143 | 4.0245 | 4.1227 | 4.1829 | 4.1752 | 4.0946 | 4.0217 | 3.9829 | 4.0153 | 4.0769 | 4.1188 |  | 0.7728 | 0.77923 | 1.3867 | 1.3951 | 1.4079 | 1.4226 | 1.4388 | 1.4566 | 1.4763 | 1.4972 | 1.5191 | 1.543 | 1.5642 | 1.5871 | 1.6124 | 1.6401 | 1.6704 | 1.7033 | 1.7389 | 1.7772 | 1.8178 | 1.8589 | 1.884 | 1.9054 | 1.9012 | 1.8471 | 1.7383 | 1.6421 | 1.5711 | 1.5621 | 1.5794 | 1.5946 |  | 0.77281 | 0.78625 | 1.7877 | 1.8044 | 1.8351 | 1.8697 | 1.9079 | 1.9501 | 1.9957 | 2.044 | 2.0958 | 2.1524 | 2.2119 | 2.2738 | 2.3399 | 2.4082 | 2.4806 | 2.5459 | 2.6153 | 2.6886 | 2.7652 | 2.8427 | 2.9029 | 2.9559 | 2.9754 | 2.9316 | 2.8189 | 2.7178 | 2.6545 | 2.6651 | 2.7082 | 2.7381 |  | 0.77281 | 0.78794 | 1.795 | 1.8216 | 1.8691 | 1.9286 | 2.0001 | 2.0854 | 2.1841 | 2.2918 | 2.4099 | 2.5412 | 2.678 | 2.8178 | 2.9617 | 3.1065 | 3.2548 | 3.3937 | 3.5343 | 3.6751 | 3.814 | 3.9491 | 4.0595 | 4.1576 | 4.2175 | 4.2094 | 4.1284 | 4.0551 | 4.0157 | 4.0475 | 4.1086 | 4.15 |  | 0.7726 | 0.78531 | 1.1861 | 1.2022 | 1.2445 | 1.2908 | 1.3408 | 1.3948 | 1.4523 | 1.5126 | 1.5763 | 1.6449 | 1.7168 | 1.7912 | 1.8698 | 1.9499 | 2.0348 | 2.1213 | 2.212 | 2.3063 | 2.403 | 2.5011 | 2.5616 | 2.6227 | 2.6686 | 2.6527 | 2.6996 | 2.7774 | 2.8296 | 2.8954 | 2.9608 | 3.0042
Willowholme |  | 3.2465 | 3.2639 | 3.2887 | 3.3215 | 3.3757 | 3.4468 | 3.5352 | 3.6432 | 3.7706 | 3.9109 | 4.0573 | 4.2284 | 4.4069 | 4.5719 | 4.7545 | 4.9247 | 5.1166 | 5.3043 | 5.4929 | 5.6815 | 5.8677 | 6.0462 | 6.1927 | 6.3182 | 6.3706 | 6.2908 | 6.075 | 5.8634 | 5.7356 | 5.7425 | 5.8103 | 5.8546 |  | 3.2465 | 3.2532 | 3.2613 | 3.2704 | 3.2846 | 3.3014 | 3.32 | 3.3401 | 3.3619 | 3.3851 | 3.4003 | 3.4233 | 3.4446 | 3.4643 | 3.4907 | 3.5215 | 3.5574 | 3.5981 | 3.6426 | 3.6914 | 3.7435 | 3.7956 | 3.8235 | 3.8402 | 3.8069 | 3.6754 | 3.4426 | 3.2222 | 3.067 | 3.0271 | 3.0412 | 3.0571 |  | 3.2465 | 3.2617 | 3.2791 | 3.2988 | 3.3326 | 3.372 | 3.4167 | 3.4665 | 3.521 | 3.5792 | 3.633 | 3.699 | 3.7686 | 3.824 | 3.8972 | 3.9591 | 4.0451 | 4.1307 | 4.2222 | 4.3198 | 4.422 | 4.5246 | 4.6033 | 4.6687 | 4.6683 | 4.5427 | 4.2875 | 4.0428 | 3.8876 | 3.8716 | 3.9214 | 3.9555 |  | 3.2465 | 3.2639 | 3.2887 | 3.3215 | 3.3933 | 3.4848 | 3.5943 | 3.7254 | 3.8759 | 4.04 | 4.2086 | 4.4024 | 4.6029 | 4.7906 | 4.9954 | 5.1758 | 5.3877 | 5.5882 | 5.8026 | 6.0204 | 6.2237 | 6.4216 | 6.5727 | 6.6955 | 6.7429 | 6.6562 | 6.4326 | 6.2109 | 6.0728 | 6.0687 | 6.1257 | 6.1614 |  | 3.2464 | 3.2613 | 3.2784 | 3.2978 | 3.3557 | 3.4221 | 3.4945 | 3.574 | 3.6582 | 3.7468 | 3.8294 | 3.9248 | 4.0233 | 4.1083 | 4.2107 | 4.2898 | 4.4026 | 4.5016 | 4.6127 | 4.7277 | 4.8276 | 4.9196 | 4.9447 | 4.9258 | 4.7758 | 4.1062 | 4.0307 | 4.1309 | 4.1955 | 4.2788 | 4.3632 | 4.4162
Wilmslow |  | 0.71144 | 0.72554 | 0.74497 | 0.77019 | 0.82178 | 0.88527 | 0.96073 | 1.0492 | 1.1502 | 1.2595 | 1.3718 | 1.5005 | 1.6327 | 1.7527 | 1.8849 | 2.0089 | 2.1504 | 2.2804 | 2.4117 | 2.5443 | 2.677 | 2.8078 | 2.9241 | 3.0437 | 3.1528 | 3.245 | 3.3182 | 3.3976 | 3.4578 | 3.5374 | 3.6182 | 3.6714 |  | 0.71143 | 0.71721 | 0.72397 | 0.73156 | 0.74617 | 0.76268 | 0.78059 | 0.79926 | 0.81865 | 0.83871 | 0.85231 | 0.87104 | 0.88365 | 0.89348 | 0.90722 | 0.92543 | 0.94823 | 0.97664 | 1.008 | 1.0432 | 1.0819 | 1.123 | 1.1527 | 1.188 | 1.2199 | 1.2423 | 1.2531 | 1.2754 | 1.2814 | 1.3086 | 1.3404 | 1.3607 |  | 0.71144 | 0.72391 | 0.73796 | 0.75362 | 0.79049 | 0.83151 | 0.87633 | 0.92446 | 0.97531 | 1.0283 | 1.0774 | 1.1346 | 1.1927 | 1.2381 | 1.2958 | 1.3458 | 1.4148 | 1.4747 | 1.539 | 1.6084 | 1.6824 | 1.7596 | 1.8274 | 1.9034 | 1.9735 | 2.0311 | 2.0738 | 2.1266 | 2.1639 | 2.2233 | 2.2872 | 2.3298 |  | 0.71144 | 0.72554 | 0.74498 | 0.77023 | 0.83595 | 0.91577 | 1.0081 | 1.1149 | 1.2343 | 1.3625 | 1.4925 | 1.6394 | 1.789 | 1.9271 | 2.077 | 2.2095 | 2.3669 | 2.508 | 2.6604 | 2.8166 | 2.9636 | 3.1106 | 3.2304 | 3.348 | 3.4532 | 3.5401 | 3.6074 | 3.679 | 3.7313 | 3.8023 | 3.875 | 3.9215 |  | 0.7113 | 0.72328 | 0.7369 | 0.75215 | 0.81784 | 0.88988 | 0.96619 | 1.0474 | 1.1313 | 1.218 | 1.2995 | 1.3896 | 1.4803 | 1.5589 | 1.6494 | 1.723 | 1.823 | 1.9225 | 2.0358 | 2.1564 | 2.2717 | 2.3912 | 2.4582 | 2.5258 | 2.581 | 2.5925 | 2.6435 | 2.7156 | 2.7624 | 2.8217 | 2.8809 | 2.9188
Windermere |  | 1.4362 | 1.461 | 1.4959 | 1.5422 | 1.6329 | 1.7467 | 1.8841 | 2.0484 | 2.2389 | 2.4469 | 2.6681 | 2.9195 | 3.1805 | 3.4314 | 3.699 | 3.9586 | 4.239 | 4.4982 | 4.759 | 5.0205 | 5.2807 | 5.5356 | 5.758 | 5.9828 | 6.1856 | 6.3463 | 6.4851 | 6.6338 | 6.7435 | 6.8904 | 7.0405 | 7.1369 |  | 1.4378 | 1.4505 | 1.4643 | 1.4794 | 1.5053 | 1.5344 | 1.5659 | 1.5995 | 1.6352 | 1.6727 | 1.7039 | 1.7425 | 1.7728 | 1.8019 | 1.8374 | 1.8794 | 1.9284 | 1.9853 | 2.0476 | 2.1164 | 2.1914 | 2.2704 | 2.3265 | 2.3939 | 2.4545 | 2.4951 | 2.5148 | 2.5532 | 2.5609 | 2.6125 | 2.6754 | 2.7142 |  | 1.4362 | 1.4578 | 1.4826 | 1.5104 | 1.5727 | 1.6426 | 1.7195 | 1.8036 | 1.8938 | 1.9889 | 2.0829 | 2.1901 | 2.3017 | 2.402 | 2.5195 | 2.6304 | 2.7651 | 2.8838 | 3.0108 | 3.1468 | 3.2911 | 3.4407 | 3.5689 | 3.7097 | 3.8385 | 3.9346 | 4.0175 | 4.1188 | 4.1886 | 4.3018 | 4.4248 | 4.5053 |  | 1.4362 | 1.461 | 1.496 | 1.5422 | 1.6494 | 1.7822 | 1.9392 | 2.1247 | 2.3365 | 2.5664 | 2.8081 | 3.0806 | 3.3619 | 3.6337 | 3.9218 | 4.1916 | 4.4904 | 4.7632 | 5.0487 | 5.338 | 5.6155 | 5.8896 | 6.116 | 6.3384 | 6.5369 | 6.6916 | 6.8237 | 6.9636 | 7.0643 | 7.2017 | 7.3425 | 7.4314 |  | 1.4364 | 1.4577 | 1.4822 | 1.5098 | 1.6134 | 1.7271 | 1.8484 | 1.9785 | 2.1147 | 2.2565 | 2.3957 | 2.5487 | 2.7058 | 2.8524 | 3.0152 | 3.161 | 3.3387 | 3.5171 | 3.7133 | 3.9186 | 4.1116 | 4.3209 | 4.4463 | 4.5756 | 4.6844 | 4.7132 | 4.8176 | 4.9595 | 5.0524 | 5.1713 | 5.2914 | 5.3682
Winifred Rd |  | 1.2213 | 1.2511 | 1.2922 | 1.3456 | 1.4333 | 1.5455 | 1.6828 | 1.8493 | 2.0442 | 2.2583 | 2.4952 | 2.7598 | 3.0366 | 3.3209 | 3.6129 | 3.909 | 4.2095 | 4.4954 | 4.783 | 5.0708 | 5.3574 | 5.6389 | 5.8839 | 6.1321 | 6.3677 | 6.5841 | 6.7786 | 6.9862 | 7.1362 | 7.3116 | 7.4818 | 7.5927 |  | 1.2212 | 1.2334 | 1.2477 | 1.2636 | 1.2869 | 1.314 | 1.344 | 1.3775 | 1.4146 | 1.4544 | 1.4971 | 1.5435 | 1.5868 | 1.6342 | 1.6861 | 1.7429 | 1.8048 | 1.8723 | 1.9453 | 2.0243 | 2.1093 | 2.1986 | 2.2636 | 2.3436 | 2.4235 | 2.4963 | 2.5586 | 2.6445 | 2.6818 | 2.7518 | 2.8251 | 2.8702 |  | 1.2213 | 1.2476 | 1.2773 | 1.3103 | 1.3667 | 1.4309 | 1.5026 | 1.5824 | 1.6696 | 1.7626 | 1.8633 | 1.9739 | 2.091 | 2.2146 | 2.3461 | 2.4831 | 2.6275 | 2.7624 | 2.906 | 3.0583 | 3.2191 | 3.3859 | 3.5276 | 3.6827 | 3.8356 | 3.979 | 4.1094 | 4.2615 | 4.3637 | 4.4978 | 4.6335 | 4.7229 |  | 1.2213 | 1.2511 | 1.2922 | 1.3456 | 1.4351 | 1.5493 | 1.6885 | 1.857 | 2.054 | 2.2701 | 2.509 | 2.7757 | 3.0544 | 3.3407 | 3.6347 | 3.9323 | 4.2348 | 4.5232 | 4.814 | 5.1051 | 5.3944 | 5.6789 | 5.9241 | 6.1721 | 6.4075 | 6.6236 | 6.8179 | 7.0251 | 7.1746 | 7.3496 | 7.5194 | 7.6299 |  | 1.2209 | 1.2459 | 1.2744 | 1.3063 | 1.3804 | 1.4626 | 1.5521 | 1.65 | 1.7552 | 1.8663 | 1.9852 | 2.114 | 2.2502 | 2.3928 | 2.5433 | 2.6989 | 2.8623 | 3.0328 | 3.2123 | 3.4006 | 3.5966 | 3.7985 | 3.9389 | 4.0919 | 4.241 | 4.3708 | 4.5055 | 4.6659 | 4.7735 | 4.9098 | 5.0461 | 5.1359
Withington |  | 1.0136 | 1.0388 | 1.0743 | 1.1213 | 1.2043 | 1.3108 | 1.4414 | 1.6005 | 1.7879 | 1.9942 | 2.2233 | 2.4797 | 2.7481 | 3.0242 | 3.3073 | 3.5943 | 3.8848 | 4.157 | 4.4304 | 4.7034 | 4.9743 | 5.2394 | 5.469 | 5.7017 | 5.9237 | 6.1285 | 6.3185 | 6.5149 | 6.6531 | 6.8133 | 6.968 | 7.0659 |  | 1.0136 | 1.0236 | 1.0355 | 1.049 | 1.0702 | 1.0949 | 1.1222 | 1.1526 | 1.1864 | 1.2227 | 1.2618 | 1.3044 | 1.343 | 1.3855 | 1.4323 | 1.4836 | 1.5398 | 1.6011 | 1.6677 | 1.7399 | 1.8179 | 1.8999 | 1.9593 | 2.0341 | 2.111 | 2.1826 | 2.2507 | 2.3362 | 2.3737 | 2.4413 | 2.5126 | 2.5549 |  | 1.0136 | 1.0356 | 1.0607 | 1.0889 | 1.1427 | 1.2038 | 1.2717 | 1.3474 | 1.4302 | 1.5186 | 1.6147 | 1.7201 | 1.832 | 1.9506 | 2.0766 | 2.2081 | 2.3464 | 2.4721 | 2.6061 | 2.7485 | 2.8991 | 3.0555 | 3.1881 | 3.3347 | 3.4814 | 3.621 | 3.7551 | 3.9047 | 4.0042 | 4.1322 | 4.2619 | 4.3457 |  | 1.0136 | 1.0388 | 1.0743 | 1.1213 | 1.2059 | 1.314 | 1.4462 | 1.6071 | 1.7962 | 2.0042 | 2.2349 | 2.493 | 2.7631 | 3.0408 | 3.3256 | 3.6141 | 3.9062 | 4.1811 | 4.4574 | 4.7333 | 5.0069 | 5.2749 | 5.5045 | 5.7371 | 5.9591 | 6.1637 | 6.3536 | 6.5499 | 6.6879 | 6.8479 | 7.0024 | 7.1002 |  | 1.0133 | 1.0344 | 1.0586 | 1.0861 | 1.1603 | 1.2419 | 1.3302 | 1.4266 | 1.5299 | 1.6388 | 1.7555 | 1.8816 | 2.0149 | 2.1547 | 2.302 | 2.4547 | 2.6143 | 2.781 | 2.9562 | 3.1399 | 3.3315 | 3.529 | 3.6617 | 3.8082 | 3.9548 | 4.0943 | 4.2283 | 4.3777 | 4.477 | 4.6048 | 4.7343 | 4.8179
Withyfold Drive |  | 0.87474 | 0.89642 | 0.92665 | 0.96626 | 1.0429 | 1.1391 | 1.255 | 1.3927 | 1.5517 | 1.7247 | 1.9025 | 2.1083 | 2.3208 | 2.5129 | 2.7265 | 2.9245 | 3.1521 | 3.3658 | 3.5811 | 3.7981 | 4.0148 | 4.2284 | 4.4192 | 4.6191 | 4.8097 | 4.9868 | 5.1497 | 5.3201 | 5.4434 | 5.5835 | 5.7181 | 5.8053 |  | 0.87479 | 0.88362 | 0.89398 | 0.90563 | 0.92701 | 0.95139 | 0.97798 | 1.0059 | 1.0352 | 1.0657 | 1.085 | 1.1135 | 1.1347 | 1.1519 | 1.1764 | 1.2074 | 1.2456 | 1.2917 | 1.3426 | 1.3996 | 1.4622 | 1.5289 | 1.5781 | 1.6393 | 1.7016 | 1.7602 | 1.8136 | 1.8837 | 1.9151 | 1.9699 | 2.0267 | 2.0612 |  | 0.87474 | 0.8938 | 0.91542 | 0.93964 | 0.99251 | 1.0521 | 1.1179 | 1.1892 | 1.2654 | 1.3453 | 1.4182 | 1.5053 | 1.5948 | 1.663 | 1.753 | 1.8285 | 1.9359 | 2.0336 | 2.1385 | 2.2515 | 2.3721 | 2.4982 | 2.6105 | 2.74 | 2.8683 | 2.9908 | 3.106 | 3.2355 | 3.3241 | 3.4344 | 3.5447 | 3.617 |  | 0.87474 | 0.89642 | 0.92668 | 0.96631 | 1.0669 | 1.1908 | 1.3354 | 1.5043 | 1.6946 | 1.8999 | 2.1077 | 2.3444 | 2.5866 | 2.8095 | 3.0531 | 3.2654 | 3.52 | 3.7519 | 4.0027 | 4.2597 | 4.5003 | 4.7409 | 4.9378 | 5.1341 | 5.318 | 5.486 | 5.6386 | 5.7956 | 5.9052 | 6.0306 | 6.151 | 6.2267 |  | 0.87456 | 0.89298 | 0.91402 | 0.93769 | 1.0329 | 1.1385 | 1.2513 | 1.3722 | 1.498 | 1.6284 | 1.7498 | 1.8863 | 2.0244 | 2.1424 | 2.2813 | 2.39 | 2.5434 | 2.6962 | 2.8734 | 3.0635 | 3.2449 | 3.4349 | 3.5533 | 3.6791 | 3.8008 | 3.914 | 4.019 | 4.135 | 4.2099 | 4.3055 | 4.4016 | 4.4624
Woodbine St |  | 0.61934 | 0.63488 | 8.1565 | 8.1848 | 8.2328 | 8.2943 | 8.3697 | 8.4612 | 8.5688 | 8.687 | 8.8176 | 8.9639 | 9.1168 | 9.2064 | 9.3253 | 9.4189 | 9.4752 | 9.4604 | 9.3558 | 9.1311 | 8.7646 | 8.2616 | 7.6545 | 7.0497 | 6.5227 | 6.1191 | 5.8477 | 5.7025 | 5.6131 | 5.5992 | 5.623 | 5.6395 |  | 0.61931 | 0.62566 | 8.1331 | 8.1415 | 8.1541 | 8.1688 | 8.1851 | 8.2031 | 8.2231 | 8.2446 | 8.267 | 8.2918 | 8.3145 | 8.2866 | 8.2801 | 8.2554 | 8.2014 | 8.101 | 7.9324 | 7.6711 | 7.3015 | 6.8286 | 6.2749 | 5.7308 | 5.2543 | 4.8808 | 4.6157 | 4.4574 | 4.3433 | 4.2956 | 4.2826 | 4.2736 |  | 0.61934 | 0.633 | 8.1485 | 8.1658 | 8.1967 | 8.2319 | 8.2711 | 8.3148 | 8.3625 | 8.4134 | 8.4682 | 8.5287 | 8.5926 | 8.5925 | 8.6221 | 8.6271 | 8.5965 | 8.498 | 8.3136 | 8.014 | 7.5782 | 7.0122 | 6.3488 | 5.6935 | 5.122 | 4.6794 | 4.3742 | 4.2001 | 4.0863 | 4.0516 | 4.0587 | 4.0651 |  | 0.61934 | 0.63488 | 8.1565 | 8.1849 | 8.2346 | 8.298 | 8.3753 | 8.469 | 8.5787 | 8.6991 | 8.8317 | 8.9801 | 9.1351 | 9.2267 | 9.3477 | 9.4426 | 9.5008 | 9.488 | 9.3862 | 9.1647 | 8.8004 | 8.2999 | 7.6932 | 7.0881 | 6.5608 | 6.1567 | 5.8849 | 5.7391 | 5.649 | 5.6343 | 5.6575 | 5.6734 |  | 0.61914 | 0.63213 | 8.147 | 8.1637 | 8.2058 | 8.2524 | 8.303 | 8.3583 | 8.4176 | 8.4801 | 8.5465 | 8.6185 | 8.6945 | 8.6908 | 8.7219 | 8.7224 | 8.6776 | 8.5586 | 8.3342 | 7.9658 | 7.4265 | 6.725 | 5.8841 | 5.0508 | 4.3215 | 3.754 | 3.3567 | 3.119 | 2.9633 | 2.9017 | 2.8915 | 2.8051
Woodfield Rd |  | 1.6583 | 1.691 | 1.7369 | 1.7973 | 1.8971 | 2.0262 | 2.1854 | 2.3797 | 2.6083 | 2.86 | 3.1368 | 3.4486 | 3.7745 | 4.1044 | 4.4462 | 4.7892 | 5.1424 | 5.4805 | 5.8205 | 6.1605 | 6.4983 | 6.8289 | 7.1143 | 7.3991 | 7.6565 | 7.867 | 8.0301 | 8.2042 | 8.333 | 8.515 | 8.7036 | 8.8249 |  | 1.6582 | 1.6712 | 1.6865 | 1.7038 | 1.7295 | 1.7595 | 1.7929 | 1.83 | 1.8711 | 1.9151 | 1.9599 | 2.0104 | 2.0574 | 2.1076 | 2.1639 | 2.2266 | 2.2961 | 2.3729 | 2.4565 | 2.5473 | 2.6453 | 2.7479 | 2.8205 | 2.9071 | 2.9846 | 3.0354 | 3.058 | 3.105 | 3.1134 | 3.1793 | 3.26 | 3.3103 |  | 1.6583 | 1.687 | 1.7196 | 1.7563 | 1.8193 | 1.8917 | 1.9729 | 2.0637 | 2.163 | 2.2691 | 2.3819 | 2.5078 | 2.6411 | 2.7769 | 2.9252 | 3.0766 | 3.2419 | 3.3989 | 3.5664 | 3.7445 | 3.9326 | 4.1273 | 4.2912 | 4.4674 | 4.629 | 4.756 | 4.8467 | 4.9592 | 5.0362 | 5.1742 | 5.3275 | 5.4279 |  | 1.6583 | 1.691 | 1.7369 | 1.7973 | 1.9034 | 2.0398 | 2.2064 | 2.4086 | 2.6453 | 2.9051 | 3.1897 | 3.5094 | 3.843 | 4.1807 | 4.5302 | 4.8774 | 5.2376 | 5.5817 | 5.9314 | 6.2823 | 6.6272 | 6.9657 | 7.2525 | 7.5365 | 7.7923 | 8.0008 | 8.1616 | 8.3326 | 8.4584 | 8.637 | 8.8225 | 8.9411 |  | 1.658 | 1.6857 | 1.7175 | 1.7532 | 1.8402 | 1.9374 | 2.0434 | 2.1598 | 2.2846 | 2.4165 | 2.5547 | 2.7062 | 2.8655 | 3.0276 | 3.2021 | 3.376 | 3.5668 | 3.7627 | 3.9716 | 4.1908 | 4.4149 | 4.6438 | 4.7964 | 4.954 | 5.0826 | 5.0904 | 5.2196 | 5.4064 | 5.5305 | 5.6892 | 5.8492 | 5.9529
Woodhill Lane |  | 0.686 | 0.70321 | 0.72615 | 0.75513 | 0.80822 | 0.87271 | 0.94823 | 1.0362 | 1.1359 | 1.2434 | 1.3594 | 1.4873 | 1.6202 | 1.7542 | 1.8929 | 2.0326 | 2.177 | 2.3082 | 2.4409 | 2.5748 | 2.7092 | 2.8428 | 2.9613 | 3.0827 | 3.1994 | 3.3106 | 3.4094 | 3.5215 | 3.6061 | 3.7005 | 3.7903 | 3.8523 |  | 0.68595 | 0.69303 | 0.70124 | 0.71037 | 0.72546 | 0.74262 | 0.7613 | 0.78165 | 0.80367 | 0.82698 | 0.85061 | 0.87656 | 0.89867 | 0.92193 | 0.94757 | 0.97592 | 1.0071 | 1.0413 | 1.0783 | 1.1181 | 1.1609 | 1.2058 | 1.2395 | 1.2795 | 1.3189 | 1.357 | 1.3863 | 1.4325 | 1.4548 | 1.4895 | 1.5226 | 1.5449 |  | 0.686 | 0.70147 | 0.71863 | 0.73749 | 0.77531 | 0.81719 | 0.86268 | 0.91196 | 0.96441 | 1.0193 | 1.0768 | 1.1391 | 1.2039 | 1.2693 | 1.3395 | 1.4106 | 1.4874 | 1.5526 | 1.6218 | 1.695 | 1.7722 | 1.8523 | 1.9214 | 1.9968 | 2.071 | 2.1432 | 2.206 | 2.285 | 2.3393 | 2.4056 | 2.4696 | 2.514 |  | 0.686 | 0.70321 | 0.72615 | 0.75513 | 0.81136 | 0.87935 | 0.95846 | 1.0502 | 1.1538 | 1.2652 | 1.3849 | 1.5166 | 1.6532 | 1.7909 | 1.9334 | 2.0753 | 2.2232 | 2.3577 | 2.4954 | 2.6348 | 2.7731 | 2.9109 | 3.03 | 3.1511 | 3.2671 | 3.3775 | 3.4753 | 3.5861 | 3.6695 | 3.7625 | 3.8509 | 3.9119 |  | 0.68584 | 0.7008 | 0.71751 | 0.73593 | 0.79146 | 0.85141 | 0.91503 | 0.98275 | 1.0536 | 1.1271 | 1.2028 | 1.2836 | 1.3671 | 1.4513 | 1.5401 | 1.6285 | 1.7237 | 1.8216 | 1.925 | 2.0329 | 2.1432 | 2.2568 | 2.3264 | 2.4015 | 2.4751 | 2.5464 | 2.6082 | 2.6859 | 2.7389 | 2.8038 | 2.8665 | 2.9098
Woodhouse Park |  | 0.84754 | 0.86406 | 1.308 | 1.3402 | 1.3896 | 1.456 | 1.5402 | 1.6456 | 1.772 | 1.9125 | 2.07 | 2.2479 | 2.435 | 2.6276 | 2.8253 | 3.0258 | 3.2286 | 3.4268 | 3.6256 | 3.8235 | 4.019 | 4.2084 | 4.3672 | 4.5176 | 4.6355 | 4.6949 | 4.6978 | 4.7026 | 4.712 | 4.7828 | 4.8748 | 4.932 |  | 0.84758 | 0.85379 | 1.2813 | 1.2898 | 1.3015 | 1.3155 | 1.3312 | 1.3493 | 1.3697 | 1.3919 | 1.4162 | 1.443 | 1.4699 | 1.4996 | 1.5324 | 1.5685 | 1.6081 | 1.6513 | 1.6984 | 1.7494 | 1.8041 | 1.8606 | 1.8974 | 1.9374 | 1.96 | 1.9428 | 1.8876 | 1.8429 | 1.8006 | 1.8164 | 1.8553 | 1.8805 |  | 0.84754 | 0.86179 | 1.2983 | 1.3171 | 1.3455 | 1.379 | 1.4175 | 1.4617 | 1.511 | 1.5645 | 1.6236 | 1.6896 | 1.7607 | 1.8366 | 1.918 | 2.0035 | 2.0939 | 2.184 | 2.2803 | 2.3825 | 2.4901 | 2.6004 | 2.6893 | 2.7781 | 2.8427 | 2.8566 | 2.821 | 2.7944 | 2.7786 | 2.8293 | 2.9065 | 2.9562 |  | 0.84754 | 0.86406 | 1.308 | 1.3402 | 1.3902 | 1.4573 | 1.5421 | 1.6482 | 1.7753 | 1.9165 | 2.0747 | 2.2532 | 2.441 | 2.6343 | 2.8327 | 3.0337 | 3.2371 | 3.4363 | 3.6361 | 3.8351 | 4.0316 | 4.2219 | 4.3808 | 4.5311 | 4.649 | 4.7083 | 4.7111 | 4.7158 | 4.7251 | 4.7957 | 4.8875 | 4.9446 |  | 0.84753 | 0.86166 | 0.87805 | 0.89671 | 0.93143 | 0.9714 | 1.0162 | 1.0669 | 1.1226 | 1.1824 | 1.248 | 1.3204 | 1.398 | 1.4805 | 1.5685 | 1.6604 | 1.7574 | 1.8587 | 1.9656 | 2.078 | 2.1954 | 2.3154 | 2.4031 | 2.4957 | 2.5753 | 2.5961 | 2.677 | 2.7842 | 2.8551 | 2.9473 | 3.0414 | 3.1015
Woodley |  | 6.1269 | 6.1441 | 6.6681 | 6.6997 | 6.7508 | 6.8169 | 6.8982 | 6.9976 | 7.1145 | 7.2431 | 7.3859 | 7.5458 | 7.7133 | 7.8743 | 8.0433 | 8.2119 | 8.3791 | 8.5326 | 8.6786 | 8.8131 | 8.9318 | 9.0299 | 9.0851 | 9.1124 | 9.0632 | 8.7114 | 8.7377 | 8.8507 | 8.9325 | 9.0323 | 9.1309 | 9.1947 |  | 6.1269 | 6.1336 | 6.6415 | 6.6505 | 6.6636 | 6.6789 | 6.6959 | 6.7151 | 6.7364 | 6.7594 | 6.7842 | 6.8113 | 6.8373 | 6.8622 | 6.8912 | 6.9217 | 6.9532 | 6.9846 | 7.0147 | 7.0416 | 7.0638 | 7.0793 | 7.0692 | 7.0524 | 7.0025 | 6.8863 | 6.6997 | 6.533 | 6.4138 | 6.3869 | 6.402 | 6.4111 |  | 6.1269 | 6.142 | 6.6591 | 6.6784 | 6.7104 | 6.7473 | 6.7886 | 6.835 | 6.8859 | 6.9403 | 6.9995 | 7.0647 | 7.1342 | 7.1964 | 7.2669 | 7.3378 | 7.4092 | 7.4702 | 7.528 | 7.5796 | 7.6216 | 7.6498 | 7.6421 | 7.6131 | 7.514 | 7.1184 | 7.1065 | 7.1866 | 7.2404 | 7.3161 | 7.3949 | 7.4467 |  | 6.1269 | 6.1441 | 6.6681 | 6.6997 | 6.7518 | 6.819 | 6.9015 | 7.002 | 7.1201 | 7.2499 | 7.3938 | 7.5549 | 7.7236 | 7.8857 | 8.0558 | 8.2253 | 8.3935 | 8.5485 | 8.6963 | 8.8326 | 8.9529 | 9.0526 | 9.1079 | 9.1351 | 9.0857 | 8.7338 | 8.76 | 8.8727 | 8.9542 | 9.0537 | 9.152 | 9.2157 |  | 6.1268 | 6.1416 | 6.6585 | 6.6775 | 6.7194 | 6.7663 | 6.8175 | 6.8739 | 6.9347 | 6.9991 | 7.0683 | 7.1436 | 7.2234 | 7.3001 | 7.3698 | 7.435 | 7.493 | 7.5353 | 7.5457 | 7.4762 | 7.0988 | 7.0485 | 7.0736 | 7.1072 | 7.1475 | 7.1946 | 7.2479 | 7.3235 | 7.3743 | 7.4481 | 7.5255 | 7.5709
Woolfold |  | 0.50399 | 0.51695 | 0.53494 | 0.55852 | 0.59732 | 0.64748 | 0.7094 | 0.785 | 0.8742 | 0.97244 | 1.0812 | 1.2033 | 1.3308 | 1.4612 | 1.5955 | 1.7312 | 1.8694 | 2.0013 | 2.1338 | 2.2662 | 2.3978 | 2.5267 | 2.6386 | 2.7523 | 2.8608 | 2.9611 | 3.0539 | 3.1504 | 3.2188 | 3.2977 | 3.3738 | 3.4223 |  | 0.50391 | 0.50941 | 0.51587 | 0.52319 | 0.53375 | 0.54601 | 0.55968 | 0.57483 | 0.59165 | 0.60967 | 0.62848 | 0.64918 | 0.66794 | 0.68838 | 0.71105 | 0.736 | 0.76338 | 0.79331 | 0.82584 | 0.86113 | 0.89925 | 0.93936 | 0.96846 | 1.005 | 1.0424 | 1.0773 | 1.1101 | 1.1519 | 1.1703 | 1.2032 | 1.2377 | 1.2583 |  | 0.50399 | 0.51539 | 0.52827 | 0.54268 | 0.56723 | 0.59537 | 0.62692 | 0.66217 | 0.70085 | 0.7422 | 0.78681 | 0.83617 | 0.8883 | 0.94278 | 1.0014 | 1.0621 | 1.1269 | 1.188 | 1.2532 | 1.3225 | 1.3958 | 1.4719 | 1.5366 | 1.6083 | 1.6799 | 1.7481 | 1.8133 | 1.8864 | 1.9353 | 1.9978 | 2.061 | 2.1019 |  | 0.50399 | 0.51695 | 0.53494 | 0.55852 | 0.5987 | 0.6504 | 0.71387 | 0.79114 | 0.88201 | 0.98196 | 1.0923 | 1.2161 | 1.3452 | 1.4773 | 1.6132 | 1.7498 | 1.8895 | 2.023 | 2.1577 | 2.2926 | 2.4259 | 2.5567 | 2.6688 | 2.7824 | 2.8906 | 2.9906 | 3.083 | 3.179 | 3.2468 | 3.3251 | 3.4006 | 3.4487 |  | 0.50373 | 0.51425 | 0.52632 | 0.53995 | 0.57237 | 0.60855 | 0.64808 | 0.69155 | 0.73838 | 0.78797 | 0.8408 | 0.89845 | 0.95946 | 1.0229 | 1.0904 | 1.1593 | 1.2329 | 1.3098 | 1.3914 | 1.4772 | 1.5664 | 1.6586 | 1.7236 | 1.7951 | 1.8664 | 1.9343 | 1.999 | 2.0716 | 2.1199 | 2.1818 | 2.2444 | 2.2849
Wordsworth St |  | 1.6774 | 1.6997 | 1.7305 | 1.7707 | 1.8359 | 1.9201 | 2.024 | 2.1506 | 2.2998 | 2.4641 | 2.6459 | 2.8499 | 3.0628 | 3.2769 | 3.4984 | 3.7217 | 3.9483 | 4.1638 | 4.379 | 4.592 | 4.8006 | 4.9999 | 5.1622 | 5.3101 | 5.4061 | 5.3154 | 5.43 | 5.5929 | 5.7087 | 5.842 | 5.9706 | 6.053 |  | 1.6773 | 1.6872 | 1.6985 | 1.7113 | 1.7293 | 1.7501 | 1.7734 | 1.7991 | 1.8276 | 1.8582 | 1.8901 | 1.9252 | 1.9571 | 1.9919 | 2.0304 | 2.0726 | 2.119 | 2.1695 | 2.2243 | 2.2836 | 2.347 | 2.4124 | 2.4557 | 2.5019 | 2.5273 | 2.5083 | 2.4427 | 2.3928 | 2.3462 | 2.3641 | 2.4065 | 2.4317 |  | 1.6774 | 1.6971 | 1.7193 | 1.744 | 1.7853 | 1.8326 | 1.8856 | 1.9448 | 2.0098 | 2.0792 | 2.1542 | 2.237 | 2.3244 | 2.412 | 2.5075 | 2.6059 | 2.7101 | 2.8076 | 2.9103 | 3.0179 | 3.129 | 3.2399 | 3.323 | 3.4003 | 3.434 | 3.2889 | 3.3564 | 3.4793 | 3.5614 | 3.6663 | 3.7721 | 3.8409 |  | 1.6774 | 1.6997 | 1.7305 | 1.7707 | 1.838 | 1.9245 | 2.0306 | 2.1597 | 2.3114 | 2.4781 | 2.6623 | 2.8688 | 3.084 | 3.3006 | 3.5245 | 3.7493 | 3.9781 | 4.196 | 4.4145 | 4.6311 | 4.8423 | 5.0445 | 5.2072 | 5.3549 | 5.4505 | 5.3593 | 5.4733 | 5.6354 | 5.7504 | 5.883 | 6.0108 | 6.0925 |  | 1.6769 | 1.6949 | 1.7155 | 1.7388 | 1.7924 | 1.8523 | 1.9178 | 1.9899 | 2.0677 | 2.15 | 2.2379 | 2.3338 | 2.4353 | 2.5403 | 2.644 | 2.7472 | 2.8529 | 2.9554 | 3.0484 | 3.1051 | 2.9943 | 3.0807 | 3.1897 | 3.3096 | 3.4292 | 3.5431 | 3.6512 | 3.7733 | 3.8547 | 3.9587 | 4.0637 | 4.1318
Worsley Mesnes |  | 0.72285 | 0.74055 | 0.7659 | 0.79977 | 0.85166 | 0.92108 | 1.0088 | 1.118 | 1.2487 | 1.3937 | 1.5556 | 1.7385 | 1.9305 | 2.1274 | 2.3301 | 2.5349 | 2.7431 | 2.9466 | 3.1508 | 3.3545 | 3.5564 | 3.7537 | 3.9243 | 4.0973 | 4.2622 | 4.4136 | 4.555 | 4.6992 | 4.7998 | 4.9168 | 5.0302 | 5.101 |  | 0.72289 | 0.72984 | 0.73814 | 0.74757 | 0.76034 | 0.77555 | 0.79272 | 0.81215 | 0.83402 | 0.85779 | 0.88311 | 0.91126 | 0.939 | 0.9694 | 1.0031 | 1.0403 | 1.0812 | 1.126 | 1.1747 | 1.2278 | 1.2851 | 1.3455 | 1.389 | 1.4443 | 1.5014 | 1.5543 | 1.6059 | 1.669 | 1.6963 | 1.7465 | 1.8001 | 1.8314 |  | 0.72285 | 0.7382 | 0.75586 | 0.77587 | 0.8061 | 0.84174 | 0.88249 | 0.92905 | 0.98088 | 1.0369 | 1.0983 | 1.1669 | 1.2405 | 1.3182 | 1.4021 | 1.4895 | 1.5828 | 1.6757 | 1.775 | 1.8806 | 1.9924 | 2.1085 | 2.2071 | 2.3164 | 2.4261 | 2.5301 | 2.6312 | 2.7423 | 2.816 | 2.9112 | 3.0083 | 3.0705 |  | 0.72285 | 0.74055 | 0.7659 | 0.79977 | 0.85307 | 0.92407 | 1.0133 | 1.1243 | 1.2568 | 1.4035 | 1.5671 | 1.7517 | 1.9454 | 2.144 | 2.3483 | 2.5541 | 2.7639 | 2.9689 | 3.1753 | 3.3814 | 3.5851 | 3.7843 | 3.9551 | 4.1279 | 4.2925 | 4.4436 | 4.5845 | 4.7281 | 4.8281 | 4.9445 | 5.0572 | 5.1276 |  | 0.72276 | 0.73767 | 0.75492 | 0.77452 | 0.81204 | 0.85513 | 0.90331 | 0.95748 | 1.0169 | 1.0805 | 1.1495 | 1.2258 | 1.3073 | 1.393 | 1.4849 | 1.5795 | 1.6807 | 1.7874 | 1.9012 | 2.0215 | 2.1472 | 2.2775 | 2.3763 | 2.4855 | 2.5949 | 2.6985 | 2.7992 | 2.9096 | 2.9827 | 3.0773 | 3.1738 | 3.2355
Wrightington |  | 1.0916 | 1.1181 | 1.1553 | 1.2044 | 1.2828 | 1.385 | 1.5113 | 1.6659 | 1.8482 | 2.0489 | 2.2695 | 2.5184 | 2.779 | 3.0423 | 3.3156 | 3.5895 | 3.8722 | 4.1455 | 4.4204 | 4.6955 | 4.9693 | 5.2382 | 5.4729 | 5.7121 | 5.9406 | 6.1528 | 6.348 | 6.5533 | 6.7001 | 6.8685 | 7.0307 | 7.1353 |  | 1.0929 | 1.1057 | 1.1199 | 1.1355 | 1.1571 | 1.182 | 1.2095 | 1.24 | 1.2735 | 1.3095 | 1.3456 | 1.3865 | 1.425 | 1.4661 | 1.5123 | 1.5636 | 1.6205 | 1.6832 | 1.7514 | 1.8256 | 1.9058 | 1.9902 | 2.0518 | 2.1286 | 2.2067 | 2.2801 | 2.3474 | 2.4353 | 2.4745 | 2.5433 | 2.6147 | 2.6579 |  | 1.0916 | 1.1148 | 1.1413 | 1.171 | 1.2196 | 1.2759 | 1.3392 | 1.4104 | 1.4885 | 1.5721 | 1.661 | 1.7605 | 1.8663 | 1.9737 | 2.0915 | 2.2113 | 2.3429 | 2.4704 | 2.6064 | 2.751 | 2.904 | 3.063 | 3.1991 | 3.3501 | 3.5006 | 3.6444 | 3.78 | 3.9343 | 4.0379 | 4.1694 | 4.3015 | 4.3879 |  | 1.0916 | 1.1181 | 1.1553 | 1.2044 | 1.2882 | 1.3966 | 1.5293 | 1.6908 | 1.88 | 2.0878 | 2.3151 | 2.5709 | 2.838 | 3.1081 | 3.3881 | 3.6654 | 3.9542 | 4.2322 | 4.5154 | 4.7998 | 5.0795 | 5.3549 | 5.5908 | 5.8293 | 6.0565 | 6.2668 | 6.4599 | 6.6625 | 6.8065 | 6.9719 | 7.1313 | 7.2336 |  | 1.0917 | 1.1147 | 1.1409 | 1.1704 | 1.2364 | 1.3109 | 1.3926 | 1.4827 | 1.5797 | 1.6823 | 1.7898 | 1.9082 | 2.0329 | 2.1594 | 2.2963 | 2.4319 | 2.5819 | 2.7382 | 2.9065 | 3.0844 | 3.2673 | 3.457 | 3.5943 | 3.7445 | 3.8936 | 4.0355 | 4.1691 | 4.3206 | 4.4214 | 4.5499 | 4.6791 | 4.7632
Yealand |  | 0.75874 | 0.76264 | 0.7681 | 0.77523 | 0.78787 | 0.80389 | 0.82334 | 0.84671 | 0.8739 | 0.90364 | 0.93551 | 0.97168 | 1.0094 | 1.0462 | 1.0853 | 1.1235 | 1.1643 | 1.2027 | 1.2414 | 1.2803 | 1.319 | 1.3571 | 1.3907 | 1.4253 | 1.4584 | 1.4892 | 1.5174 | 1.5473 | 1.569 | 1.5936 | 1.6173 | 1.6328 |  | 0.75895 | 0.76088 | 0.76301 | 0.76535 | 0.76895 | 0.77305 | 0.77754 | 0.78238 | 0.78762 | 0.79317 | 0.79809 | 0.80404 | 0.80923 | 0.81449 | 0.82071 | 0.82775 | 0.8357 | 0.84458 | 0.85425 | 0.86482 | 0.87627 | 0.88836 | 0.89722 | 0.90819 | 0.91931 | 0.92978 | 0.93915 | 0.95173 | 0.95741 | 0.96719 | 0.97723 | 0.98339 |  | 0.75874 | 0.76217 | 0.76608 | 0.77046 | 0.77884 | 0.78836 | 0.79892 | 0.81057 | 0.82316 | 0.83652 | 0.84997 | 0.86529 | 0.88141 | 0.89649 | 0.91387 | 0.93054 | 0.95014 | 0.96817 | 0.9874 | 1.0079 | 1.0296 | 1.0522 | 1.0718 | 1.0938 | 1.1156 | 1.1365 | 1.156 | 1.1783 | 1.1935 | 1.2125 | 1.2315 | 1.244 |  | 0.75874 | 0.76264 | 0.7681 | 0.77524 | 0.78982 | 0.80809 | 0.82985 | 0.85574 | 0.88545 | 0.91779 | 0.95209 | 0.99074 | 1.0309 | 1.0702 | 1.1117 | 1.1511 | 1.194 | 1.234 | 1.2757 | 1.3178 | 1.3586 | 1.399 | 1.433 | 1.4673 | 1.4999 | 1.53 | 1.5574 | 1.5862 | 1.6068 | 1.6304 | 1.6529 | 1.6675 |  | 0.75876 | 0.76216 | 0.76603 | 0.77038 | 0.78345 | 0.79794 | 0.81354 | 0.83044 | 0.84828 | 0.86695 | 0.88556 | 0.9061 | 0.9274 | 0.94774 | 0.97032 | 0.99096 | 1.0155 | 1.0406 | 1.0681 | 1.0973 | 1.1265 | 1.1567 | 1.1768 | 1.1985 | 1.2198 | 1.24 | 1.2587 | 1.28 | 1.2941 | 1.312 | 1.3298 | 1.3415
BSP | (Years as financial years, ie 2051 is FY2050/51) | 2020 | 2021 | 2022 | 2023 | 2024 | 2025 | 2026 | 2027 | 2028 | 2029 | 2030 | 2031 | 2032 | 2033 | 2034 | 2035 | 2036 | 2037 | 2038 | 2039 | 2040 | 2041 | 2042 | 2043 | 2044 | 2045 | 2046 | 2047 | 2048 | 2049 | 2050 | 2051 | (Years as financial years, ie 2051 is FY2050/51) | 2020 | 2021 | 2022 | 2023 | 2024 | 2025 | 2026 | 2027 | 2028 | 2029 | 2030 | 2031 | 2032 | 2033 | 2034 | 2035 | 2036 | 2037 | 2038 | 2039 | 2040 | 2041 | 2042 | 2043 | 2044 | 2045 | 2046 | 2047 | 2048 | 2049 | 2050 | 2051 | (Years as financial years, ie 2051 is FY2050/51) | 2020 | 2021 | 2022 | 2023 | 2024 | 2025 | 2026 | 2027 | 2028 | 2029 | 2030 | 2031 | 2032 | 2033 | 2034 | 2035 | 2036 | 2037 | 2038 | 2039 | 2040 | 2041 | 2042 | 2043 | 2044 | 2045 | 2046 | 2047 | 2048 | 2049 | 2050 | 2051 | (Years as financial years, ie 2051 is FY2050/51) | 2020 | 2021 | 2022 | 2023 | 2024 | 2025 | 2026 | 2027 | 2028 | 2029 | 2030 | 2031 | 2032 | 2033 | 2034 | 2035 | 2036 | 2037 | 2038 | 2039 | 2040 | 2041 | 2042 | 2043 | 2044 | 2045 | 2046 | 2047 | 2048 | 2049 | 2050 | 2051 | (Years as financial years, ie 2051 is FY2050/51) | 2020 | 2021 | 2022 | 2023 | 2024 | 2025 | 2026 | 2027 | 2028 | 2029 | 2030 | 2031 | 2032 | 2033 | 2034 | 2035 | 2036 | 2037 | 2038 | 2039 | 2040 | 2041 | 2042 | 2043 | 2044 | 2045 | 2046 | 2047 | 2048 | 2049 | 2050 | 2051
Adswood |  | 7.391 | 7.4825 | 17.5096 | 17.6755 | 18.0514 | 18.5113 | 19.0552 | 19.6951 | 20.4264 | 21.2182 | 22.0826 | 23.0352 | 24.0261 | 25.04 | 26.0769 | 27.1256 | 28.1869 | 29.2061 | 30.2293 | 31.2518 | 32.2684 | 33.2675 | 34.149 | 35.0401 | 35.8916 | 36.6806 | 37.3583 | 38.0886 | 38.6623 | 39.3115 | 39.942 | 40.3565 |  | 7.3907 | 7.4277 | 17.3711 | 17.42 | 17.5465 | 17.687 | 17.8383 | 18.0014 | 18.1715 | 18.3451 | 18.5235 | 18.7189 | 18.9122 | 19.1248 | 19.3468 | 19.5815 | 19.8275 | 20.0934 | 20.376 | 20.6764 | 20.9949 | 21.3261 | 21.5799 | 21.8816 | 22.1838 | 22.4624 | 22.6662 | 22.9569 | 23.122 | 23.3868 | 23.6613 | 23.8313 |  | 7.391 | 7.4716 | 17.4629 | 17.5648 | 17.842 | 18.1503 | 18.4864 | 18.8517 | 19.2406 | 19.6475 | 20.0788 | 20.541 | 21.0238 | 21.5258 | 22.0522 | 22.5946 | 23.1594 | 23.6992 | 24.2654 | 24.858 | 25.4764 | 26.1129 | 26.6685 | 27.2671 | 27.8594 | 28.4204 | 28.8989 | 29.4577 | 29.8854 | 30.4088 | 30.9357 | 31.2868 |  | 7.391 | 7.4825 | 17.5096 | 17.6755 | 18.0568 | 18.5225 | 19.0723 | 19.7183 | 20.4557 | 21.2537 | 22.1241 | 23.0827 | 24.0796 | 25.0995 | 26.1425 | 27.1956 | 28.2626 | 29.2894 | 30.322 | 31.3542 | 32.3789 | 33.3865 | 34.2687 | 35.1594 | 36.0102 | 36.7983 | 37.475 | 38.204 | 38.7765 | 39.4242 | 40.0534 | 40.4668 |  | 7.3899 | 7.4671 | 17.4552 | 17.5541 | 17.9055 | 18.2857 | 18.6904 | 19.1219 | 19.5755 | 20.0469 | 20.5422 | 21.0679 | 21.6159 | 22.1832 | 22.7748 | 23.3809 | 24.0107 | 24.6626 | 25.3423 | 26.0486 | 26.7787 | 27.5266 | 28.0907 | 28.6957 | 29.2908 | 29.8351 | 30.3325 | 30.9182 | 31.3666 | 31.9046 | 32.4429 | 32.8021
Agecroft |  | 3.7951 | 3.8666 | 25.967 | 26.0993 | 26.3661 | 26.6997 | 27.1019 | 27.5836 | 28.143 | 28.7538 | 29.4258 | 30.1734 | 30.9532 | 31.5546 | 32.2492 | 32.873 | 33.3887 | 33.6745 | 33.6952 | 33.3598 | 32.602 | 31.434 | 29.9195 | 28.4141 | 27.1272 | 26.1847 | 25.6025 | 25.4036 | 25.3178 | 25.4768 | 25.7417 | 25.915 |  | 3.7951 | 3.8243 | 25.8586 | 25.8974 | 25.9772 | 26.0674 | 26.1659 | 26.2734 | 26.3887 | 26.5091 | 26.6344 | 26.7715 | 26.8999 | 26.8857 | 26.937 | 26.938 | 26.8555 | 26.642 | 26.2323 | 25.554 | 24.5611 | 23.2664 | 21.709 | 20.1959 | 18.8848 | 17.8713 | 17.16 | 16.7866 | 16.5034 | 16.4483 | 16.5002 | 16.5276 |  | 3.7951 | 3.8578 | 25.929 | 26.0091 | 26.1947 | 26.4028 | 26.6317 | 26.8833 | 27.1545 | 27.4407 | 27.7469 | 28.0793 | 28.429 | 28.5972 | 28.8598 | 29.056 | 29.1528 | 29.0349 | 28.6714 | 27.976 | 26.8859 | 25.4167 | 23.6336 | 21.8888 | 20.3917 | 19.2666 | 18.5271 | 18.1953 | 17.9989 | 18.065 | 18.2566 | 18.3873 |  | 3.7951 | 3.8666 | 25.967 | 26.0994 | 26.3735 | 26.7151 | 27.1253 | 27.6153 | 28.1831 | 28.8026 | 29.4834 | 30.2397 | 31.0284 | 31.6385 | 32.3421 | 32.9731 | 33.4975 | 33.794 | 33.825 | 33.5005 | 32.7515 | 31.5927 | 30.079 | 28.5732 | 27.2856 | 26.3421 | 25.7588 | 25.5584 | 25.4711 | 25.6296 | 25.8943 | 26.0673 |  | 3.7943 | 3.8541 | 25.9227 | 26.0002 | 26.2487 | 26.5194 | 26.8096 | 27.1222 | 27.4538 | 27.8007 | 28.1676 | 28.5608 | 28.9731 | 29.1573 | 29.4517 | 29.6624 | 29.7442 | 29.6142 | 29.1787 | 28.325 | 26.9749 | 25.1508 | 22.8464 | 20.5793 | 18.6194 | 17.1287 | 16.1211 | 15.6051 | 15.2888 | 15.2804 | 15.4264 | 15.2867
Altrincham |  | 3.8045 | 3.8522 | 3.9169 | 4 | 4.2136 | 4.4654 | 4.7558 | 5.0899 | 5.4656 | 5.8676 | 6.3012 | 6.7752 | 7.2658 | 7.7662 | 8.2779 | 8.794 | 9.3187 | 9.784 | 10.2521 | 10.7208 | 11.1871 | 11.6448 | 12.0443 | 12.4361 | 12.7787 | 13.0374 | 13.1894 | 13.3701 | 13.5327 | 13.8916 | 14.2855 | 14.5597 |  | 3.8043 | 3.8252 | 3.8495 | 3.8768 | 3.9474 | 4.0257 | 4.1103 | 4.2005 | 4.2949 | 4.391 | 4.4879 | 4.5922 | 4.6804 | 4.7765 | 4.8768 | 4.9834 | 5.0957 | 5.2175 | 5.3473 | 5.4852 | 5.6312 | 5.7817 | 5.8918 | 6.013 | 6.1088 | 6.1497 | 6.1119 | 6.1177 | 6.106 | 6.1848 | 6.2905 | 6.3618 |  | 3.8045 | 3.847 | 3.8945 | 3.947 | 4.1137 | 4.2942 | 4.4879 | 4.695 | 4.9131 | 5.1386 | 5.374 | 5.6243 | 5.8831 | 6.1498 | 6.4282 | 6.7127 | 7.0098 | 7.2548 | 7.5123 | 7.782 | 8.0631 | 8.351 | 8.5965 | 8.8488 | 9.0662 | 9.2133 | 9.2661 | 9.3596 | 9.446 | 9.7374 | 10.0735 | 10.3106 |  | 3.8045 | 3.8522 | 3.9169 | 4 | 4.2265 | 4.4921 | 4.7964 | 5.1444 | 5.5343 | 5.9519 | 6.4017 | 6.8923 | 7.3995 | 7.9161 | 8.4452 | 8.9773 | 9.5198 | 10.0056 | 10.71 | 11.4462 | 12.1812 | 12.9108 | 13.575 | 14.2328 | 14.8435 | 15.3724 | 15.7965 | 16.2509 | 16.6891 | 17.2212 | 17.7764 | 18.1725 |  | 3.8036 | 3.8429 | 3.8875 | 3.9373 | 4.1812 | 4.4392 | 4.7091 | 4.9922 | 5.286 | 5.5885 | 5.9016 | 6.23 | 6.5689 | 6.9154 | 7.2748 | 7.6388 | 8.0172 | 8.3973 | 9.0021 | 9.6476 | 10.3018 | 10.9607 | 11.4447 | 11.925 | 12.341 | 12.4915 | 12.9134 | 13.462 | 13.9425 | 14.4656 | 14.9887 | 15.3637
Atherton |  | 13.4192 | 13.5603 | 18.7591 | 19.0219 | 19.783 | 20.683 | 21.7367 | 22.9651 | 24.3536 | 25.8254 | 27.4137 | 29.1567 | 30.9705 | 32.8289 | 34.7101 | 36.603 | 38.5198 | 40.3722 | 42.2265 | 44.0722 | 45.8965 | 47.672 | 49.2157 | 50.7055 | 51.9594 | 52.5832 | 53.4239 | 54.4028 | 55.2289 | 56.2035 | 57.2096 | 57.8665 |  | 13.4192 | 13.4771 | 18.5448 | 18.6213 | 18.8924 | 19.2097 | 19.5649 | 19.9439 | 20.336 | 20.7169 | 21.0874 | 21.4813 | 21.8786 | 22.3119 | 22.7331 | 23.1679 | 23.6098 | 24.0949 | 24.6064 | 25.1453 | 25.711 | 26.2895 | 26.7195 | 27.1862 | 27.5504 | 27.6769 | 27.5319 | 27.4935 | 27.4212 | 27.7174 | 28.1437 | 28.4161 |  | 13.4192 | 13.5425 | 18.6829 | 18.8409 | 19.4388 | 20.0854 | 20.7885 | 21.5499 | 22.3527 | 23.1641 | 24.0076 | 24.9048 | 25.8419 | 26.8176 | 27.8191 | 28.8413 | 29.9058 | 30.9373 | 32.0115 | 33.1267 | 34.2781 | 35.4451 | 36.4473 | 37.4564 | 38.2902 | 38.5507 | 39.0806 | 39.799 | 40.4109 | 41.208 | 42.077 | 42.6568 |  | 13.4192 | 13.5603 | 18.7591 | 19.0219 | 19.9383 | 21.0063 | 22.2237 | 23.6134 | 25.1705 | 26.842 | 28.645 | 30.6114 | 32.6508 | 34.7244 | 36.8499 | 38.9914 | 41.1683 | 43.2883 | 45.1851 | 47.0472 | 48.8851 | 50.6779 | 52.2259 | 53.7191 | 54.9776 | 55.6073 | 56.4555 | 57.4429 | 58.2792 | 59.3809 | 60.5313 | 61.297 |  | 13.4173 | 13.5344 | 18.6691 | 18.8216 | 19.6604 | 20.5587 | 21.506 | 22.5076 | 23.5564 | 24.6451 | 25.7806 | 26.9783 | 28.2222 | 29.501 | 30.8146 | 32.1477 | 33.5253 | 34.9136 | 36.0758 | 37.154 | 37.877 | 39.0468 | 40.0494 | 41.0687 | 41.9352 | 42.147 | 43.0089 | 44.1689 | 45.0746 | 46.1393 | 47.2151 | 47.943
Barrow & Sandgate |  | 9.3209 | 9.3724 | 9.4411 | 21.529 | 22.1449 | 22.8245 | 23.5625 | 24.3581 | 25.1983 | 26.0646 | 26.96 | 27.898 | 28.85 | 29.7927 | 30.7485 | 31.6987 | 32.6569 | 33.5671 | 34.4704 | 35.3607 | 36.225 | 37.0326 | 37.671 | 38.0457 | 37.7642 | 36.0374 | 33.6449 | 31.4468 | 30.277 | 30.0978 | 30.4245 | 30.6793 |  | 9.321 | 9.3457 | 9.3734 | 21.4042 | 21.6894 | 21.9908 | 22.3047 | 22.628 | 22.9383 | 23.2297 | 23.5042 | 23.8061 | 24.1176 | 24.4615 | 24.7909 | 25.1171 | 25.4304 | 25.7641 | 26.1008 | 26.4389 | 26.7717 | 27.0784 | 27.2651 | 27.2725 | 26.8084 | 25.4622 | 23.0075 | 20.6587 | 19.2527 | 18.7472 | 18.7089 | 18.7615 |  | 9.3209 | 9.3669 | 9.4178 | 9.4738 | 10.0408 | 10.6459 | 11.2827 | 11.9452 | 12.6204 | 13.3015 | 13.989 | 14.6922 | 15.4009 | 16.0984 | 16.8095 | 17.5168 | 18.2367 | 18.9168 | 19.6019 | 20.2908 | 20.98 | 21.6607 | 22.2739 | 22.8565 | 23.3062 | 23.2603 | 23.5378 | 24.0223 | 24.571 | 25.184 | 25.8051 | 26.2381 |  | 9.3209 | 9.3724 | 9.4411 | 21.529 | 22.1632 | 22.8629 | 23.6212 | 24.4376 | 25.2991 | 26.1888 | 27.1075 | 28.0696 | 29.0455 | 30.0119 | 30.9927 | 31.9631 | 32.9462 | 33.8807 | 34.827 | 35.7638 | 36.6695 | 37.5201 | 38.1902 | 38.5936 | 38.3403 | 36.641 | 34.2761 | 32.1048 | 30.9619 | 30.8038 | 31.1511 | 31.4213 |  | 9.3193 | 9.3599 | 9.4059 | 9.4573 | 10.1781 | 10.9278 | 11.6957 | 12.4779 | 13.2685 | 14.0649 | 14.8656 | 15.6804 | 16.5014 | 17.3185 | 18.1275 | 18.9216 | 19.7222 | 20.502 | 21.2631 | 21.9239 | 22.1399 | 22.8553 | 23.5989 | 24.349 | 25.0649 | 25.6546 | 26.1462 | 26.7706 | 27.4348 | 28.1339 | 28.8278 | 29.3138
Barton |  | 31.091 | 47.1482 | 63.5835 | 88.6873 | 88.9064 | 89.176 | 89.4972 | 89.8778 | 90.3164 | 90.7936 | 91.3164 | 91.8956 | 92.4987 | 92.5994 | 92.906 | 93.013 | 92.8197 | 92.0987 | 90.6862 | 88.3516 | 84.9206 | 80.4147 | 75.0756 | 69.4441 | 63.7223 | 57.4584 | 51.5649 | 46.7089 | 43.5812 | 42.0932 | 41.5119 | 41.1622 |  | 31.0909 | 47.1148 | 63.1427 | 88.1742 | 88.2402 | 88.3141 | 88.3944 | 88.4816 | 88.5749 | 88.6724 | 88.7735 | 88.8836 | 88.9816 | 88.6899 | 88.5487 | 88.2571 | 87.7295 | 86.8359 | 85.4106 | 83.2628 | 80.2653 | 76.4393 | 71.9639 | 67.2989 | 62.6149 | 57.7495 | 52.693 | 48.4071 | 45.5908 | 44.1859 | 43.5664 | 43.2574 |  | 31.091 | 47.1414 | 63.5543 | 88.6179 | 88.7749 | 88.9491 | 89.1391 | 89.3462 | 89.568 | 89.8013 | 90.0496 | 90.3178 | 90.5985 | 90.3746 | 90.3574 | 90.1435 | 89.6356 | 88.611 | 86.9094 | 84.303 | 80.6206 | 75.8861 | 70.342 | 64.527 | 58.643 | 52.2371 | 46.22 | 41.2582 | 38.041 | 36.4765 | 35.8329 | 35.4458 |  | 31.091 | 47.1482 | 63.5835 | 88.6873 | 88.9121 | 89.1879 | 89.5152 | 89.9023 | 90.3473 | 90.831 | 91.3601 | 91.9457 | 92.5551 | 92.6622 | 92.9751 | 93.0869 | 92.8996 | 92.1868 | 90.7843 | 88.46 | 85.0378 | 80.5409 | 75.2025 | 69.5706 | 63.8481 | 57.5834 | 51.6889 | 46.8316 | 43.7026 | 42.2132 | 41.6304 | 41.2797 |  | 31.0902 | 47.1379 | 47.5483 | 47.6095 | 47.8287 | 48.0648 | 48.3158 | 48.5836 | 48.8658 | 49.1595 | 49.4682 | 49.7967 | 50.1395 | 50.3161 | 50.5545 | 50.7254 | 50.7929 | 50.5654 | 50.0145 | 49.0061 | 47.1551 | 45.2704 | 42.9178 | 40.1159 | 36.3419 | 28.1342 | 25.8547 | 25.4986 | 25.2814 | 25.2883 | 25.4053 | 25.3133
Belfield |  | 39.564 | 39.6176 | 39.6924 | 44.1907 | 44.3979 | 44.6556 | 44.9648 | 45.3333 | 45.7591 | 46.2229 | 46.7305 | 47.2946 | 47.8819 | 48.4765 | 49.0889 | 49.7042 | 50.3286 | 50.9249 | 51.5185 | 52.1045 | 52.6782 | 53.2314 | 53.7036 | 54.1716 | 54.5949 | 54.94 | 55.1893 | 55.4672 | 55.6948 | 56.0183 | 56.3586 | 56.5789 |  | 39.5639 | 39.5864 | 39.6125 | 44.0419 | 44.1086 | 44.1831 | 44.264 | 44.3515 | 44.4438 | 44.5389 | 44.6355 | 44.7425 | 44.8461 | 44.9566 | 45.0753 | 45.2015 | 45.3342 | 45.4763 | 45.6251 | 45.7799 | 45.9397 | 46.1007 | 46.2077 | 46.3369 | 46.4518 | 46.522 | 46.5283 | 46.5842 | 46.5991 | 46.7155 | 46.8615 | 46.9528 |  | 39.564 | 39.611 | 39.6643 | 44.124 | 44.2712 | 44.4361 | 44.6174 | 44.8157 | 45.0284 | 45.2523 | 45.4895 | 45.7467 | 46.016 | 46.2902 | 46.5834 | 46.8825 | 47.1972 | 47.4951 | 47.8048 | 48.1247 | 48.4527 | 48.7834 | 49.0569 | 49.348 | 49.6161 | 49.8263 | 49.9594 | 50.139 | 50.285 | 50.54 | 50.8262 | 51.0151 |  | 39.564 | 39.6176 | 39.6924 | 44.1907 | 44.4043 | 44.6692 | 44.9857 | 45.362 | 45.7957 | 46.2675 | 46.7828 | 47.3547 | 47.9495 | 48.5518 | 49.1718 | 49.7916 | 50.423 | 51.0261 | 51.6299 | 52.227 | 52.8085 | 53.3702 | 53.8436 | 54.3108 | 54.7328 | 55.0762 | 55.3234 | 55.5986 | 55.8235 | 56.1441 | 56.4816 | 56.6996 |  | 39.5631 | 39.6072 | 39.6579 | 44.1151 | 44.305 | 44.5122 | 44.7343 | 44.973 | 45.2255 | 45.4892 | 45.7657 | 46.0624 | 46.3725 | 46.6869 | 47.0204 | 47.3565 | 47.7101 | 48.0677 | 48.4365 | 48.8126 | 49.1888 | 49.5622 | 49.8084 | 50.0606 | 50.2645 | 50.2514 | 50.4587 | 50.782 | 51.0216 | 51.322 | 51.6275 | 51.8239
Bispham |  | 16.0305 | 76.1345 | 76.2804 | 96.4724 | 96.9713 | 97.5723 | 98.2764 | 99.0972 | 100.028 | 101.0297 | 102.1092 | 103.3001 | 104.5362 | 105.1111 | 105.941 | 106.5628 | 106.9165 | 106.7575 | 105.9478 | 104.2636 | 101.4946 | 97.5461 | 92.3433 | 85.9471 | 76.999 | 56.9415 | 52.1191 | 50.8671 | 50.1726 | 50.1251 | 50.4071 | 50.6068 |  | 16.0305 | 76.0717 | 76.1208 | 96.1765 | 96.3507 | 96.544 | 96.7521 | 96.974 | 97.2023 | 97.4315 | 97.6547 | 97.9037 | 98.1464 | 98.0878 | 98.1547 | 98.1081 | 97.8768 | 97.3654 | 96.4331 | 94.919 | 92.7046 | 89.7607 | 86.0491 | 81.7326 | 76.2642 | 68.5431 | 58.4132 | 48.9681 | 42.8216 | 39.97 | 38.8973 | 38.2502 |  | 16.0305 | 76.1216 | 76.2254 | 96.342 | 96.724 | 97.1448 | 97.5899 | 98.0784 | 98.5942 | 99.1288 | 99.6822 | 100.2765 | 100.8935 | 100.8434 | 101.0482 | 101.0484 | 100.7895 | 100.0351 | 98.6522 | 96.421 | 93.134 | 88.6974 | 83.0323 | 76.1847 | 66.7439 | 45.7214 | 41.0121 | 40.0254 | 39.4649 | 39.4202 | 39.6477 | 39.8158 |  | 16.0305 | 76.1345 | 76.2804 | 96.4724 | 97.0054 | 97.6444 | 98.3869 | 99.2479 | 100.2196 | 101.2652 | 102.3883 | 103.6239 | 104.9041 | 105.5231 | 106.3988 | 107.0544 | 107.4528 | 107.335 | 106.5548 | 104.9005 | 102.1485 | 98.2197 | 93.013 | 86.6052 | 77.6431 | 57.5696 | 52.7306 | 51.4594 | 50.7456 | 50.6908 | 50.9678 | 51.163 |  | 16.03 | 76.1185 | 76.2198 | 81.334 | 81.8489 | 82.4029 | 82.9766 | 83.5916 | 84.2328 | 84.8952 | 85.5753 | 86.2968 | 87.0417 | 87.2533 | 87.3793 | 87.1784 | 86.5275 | 85.0784 | 82.295 | 76.9512 | 63.8753 | 57.182 | 52.1431 | 47.0725 | 42.4313 | 37.9569 | 35.511 | 34.2367 | 33.4855 | 33.3193 | 33.4684 | 33.0852
Blackburn |  | 29.6676 | 36.7627 | 36.8958 | 65.2705 | 66.4777 | 67.7828 | 69.226 | 70.8155 | 72.5112 | 74.1975 | 75.9356 | 77.7722 | 79.6689 | 81.4301 | 83.2086 | 84.9355 | 86.6146 | 88.1475 | 89.5417 | 90.7423 | 91.6803 | 92.2777 | 92.325 | 91.6961 | 89.3801 | 80.2402 | 79.8033 | 81.1548 | 82.4065 | 83.3966 | 84.3536 | 85.0151 |  | 29.6684 | 36.7083 | 36.7546 | 56.8062 | 57.3145 | 57.925 | 58.6203 | 59.3477 | 60.0782 | 60.7425 | 61.3463 | 61.9627 | 62.6107 | 63.2633 | 63.8339 | 64.3654 | 64.8247 | 65.2975 | 65.7116 | 66.0392 | 66.2538 | 66.3217 | 66.0887 | 65.5275 | 64.1469 | 61.223 | 56.6611 | 52.2605 | 49.4512 | 48.4005 | 48.2626 | 48.2052 |  | 29.6676 | 36.7511 | 36.8458 | 65.1521 | 66.2531 | 67.3945 | 68.6124 | 69.9032 | 71.2253 | 72.4913 | 73.7559 | 75.0557 | 76.3961 | 77.597 | 78.8167 | 79.9901 | 81.1269 | 82.1366 | 83.0328 | 83.7658 | 84.2718 | 84.4769 | 84.1731 | 83.2306 | 80.6383 | 71.2572 | 70.6113 | 71.7848 | 72.887 | 73.7504 | 74.6055 | 75.2064 |  | 29.6676 | 36.7627 | 36.8958 | 65.2705 | 66.9785 | 68.8255 | 70.7947 | 72.9 | 75.1363 | 77.4696 | 79.9075 | 82.4731 | 85.1074 | 87.5695 | 90.1493 | 92.705 | 95.242 | 97.6551 | 99.1265 | 100.3082 | 101.2306 | 101.8227 | 101.8592 | 101.2239 | 98.9081 | 89.7748 | 89.351 | 90.7208 | 91.9969 | 93.4216 | 94.8725 | 95.9072 |  | 29.6667 | 29.7467 | 29.8384 | 38.1417 | 39.8087 | 41.5557 | 43.3611 | 45.2278 | 47.1497 | 49.1216 | 51.1448 | 53.2323 | 55.371 | 57.5495 | 59.7752 | 62.028 | 64.3361 | 66.6786 | 68.2252 | 69.6514 | 70.8954 | 72.4054 | 73.8005 | 75.2469 | 76.6887 | 78.0744 | 79.4525 | 80.9195 | 82.2292 | 83.6433 | 85.0654 | 86.0861
Blackpool |  | 10.4089 | 10.4804 | 10.5769 | 10.7006 | 11.06 | 11.476 | 11.9488 | 12.4854 | 13.0824 | 13.7177 | 14.4004 | 15.1409 | 15.9058 | 16.6254 | 17.3829 | 18.1238 | 18.8368 | 19.3688 | 19.8199 | 20.1578 | 20.3556 | 20.4022 | 20.2461 | 19.9788 | 19.4865 | 18.5696 | 17.1775 | 15.9451 | 15.2174 | 15.0997 | 15.2813 | 15.4175 |  | 10.4084 | 10.4392 | 10.4749 | 10.515 | 10.6339 | 10.7643 | 10.9039 | 11.0521 | 11.2063 | 11.3625 | 11.5212 | 11.6907 | 11.8278 | 11.9288 | 12.0526 | 12.1656 | 12.2561 | 12.3138 | 12.316 | 12.239 | 12.065 | 11.7874 | 11.3567 | 10.8642 | 10.2137 | 9.2448 | 7.9075 | 6.7272 | 5.9417 | 5.6709 | 5.6518 | 5.6792 |  | 10.4089 | 10.4727 | 10.5437 | 10.6223 | 10.9126 | 11.224 | 11.555 | 11.906 | 12.2732 | 12.6511 | 13.0451 | 13.46 | 13.8876 | 14.2672 | 14.685 | 15.0886 | 15.4697 | 15.6805 | 15.824 | 15.8711 | 15.7978 | 15.5951 | 15.2125 | 14.7395 | 14.0618 | 12.9789 | 11.4385 | 10.075 | 9.2319 | 9.0114 | 9.1039 | 9.1823 |  | 10.4089 | 10.4804 | 10.5769 | 10.7006 | 11.0784 | 11.5137 | 12.0055 | 12.5612 | 13.1777 | 13.8345 | 14.5395 | 15.3029 | 16.0908 | 16.8327 | 17.6143 | 18.3789 | 19.1168 | 19.6808 | 20.1447 | 20.4932 | 20.7007 | 20.7571 | 20.5944 | 20.3201 | 19.8206 | 18.8964 | 17.497 | 16.2572 | 15.522 | 15.407 | 15.5927 | 15.732 |  | 10.4075 | 10.4667 | 10.5336 | 10.6082 | 11.0463 | 11.5051 | 11.9813 | 12.4765 | 12.9875 | 13.5111 | 14.0517 | 14.6136 | 15.1911 | 15.7053 | 16.2644 | 16.804 | 17.3126 | 17.7031 | 17.9587 | 18.0646 | 17.9848 | 17.7006 | 16.901 | 15.9102 | 14.463 | 10.9557 | 10.1326 | 10.2332 | 10.3379 | 10.5747 | 10.8556 | 10.9735
Bloom St |  | 4.7918 | 4.8359 | 4.9669 | 5.0463 | 5.3117 | 5.6178 | 5.9634 | 6.3537 | 6.7848 | 7.243 | 7.7342 | 8.2646 | 8.8132 | 9.3727 | 9.9421 | 10.5174 | 11.0979 | 11.6032 | 12.1103 | 12.6164 | 13.1174 | 13.6032 | 14.0141 | 14.3748 | 14.5898 | 14.5425 | 14.1809 | 13.8553 | 13.7119 | 13.8364 | 14.0781 | 14.2459 |  | 4.7919 | 4.8088 | 4.8989 | 4.9215 | 5.0136 | 5.113 | 5.2177 | 5.3286 | 5.4413 | 5.5543 | 5.6691 | 5.7932 | 5.9038 | 6.0256 | 6.15 | 6.2796 | 6.4127 | 6.5555 | 6.7056 | 6.8626 | 7.0253 | 7.1874 | 7.2964 | 7.3834 | 7.3688 | 7.1581 | 6.7004 | 6.2937 | 6.0307 | 5.9968 | 6.0654 | 6.1267 |  | 4.7918 | 4.8307 | 4.9448 | 4.994 | 5.2131 | 5.4488 | 5.6989 | 5.9636 | 6.2392 | 6.523 | 6.8184 | 7.1277 | 7.4472 | 7.7759 | 8.1148 | 8.4612 | 8.8169 | 9.1045 | 9.4035 | 9.7132 | 10.0312 | 10.3492 | 10.6081 | 10.8311 | 10.9226 | 10.765 | 10.3055 | 9.8939 | 9.6753 | 9.7334 | 9.9181 | 10.0494 |  | 4.7918 | 4.8359 | 4.9669 | 5.0463 | 5.3171 | 5.6286 | 5.9797 | 6.3754 | 6.812 | 7.2757 | 7.7724 | 8.3082 | 8.8622 | 9.4272 | 10.0021 | 10.5826 | 11.1685 | 11.6834 | 12.2005 | 12.7167 | 13.2274 | 13.723 | 14.134 | 14.4947 | 14.7096 | 14.6621 | 14.3003 | 13.9745 | 13.8308 | 13.9551 | 14.1965 | 14.3642 |  | 4.7918 | 4.8306 | 4.9446 | 4.9937 | 5.3104 | 5.6418 | 5.985 | 6.3405 | 6.706 | 7.0793 | 7.4637 | 7.8616 | 8.2693 | 8.6861 | 9.1132 | 9.5475 | 9.9913 | 10.4164 | 10.8396 | 11.2626 | 11.6785 | 12.0736 | 12.2257 | 12.2955 | 12.109 | 10.8966 | 10.816 | 11.1153 | 11.3601 | 11.6445 | 11.9267 | 12.1185
Bolton |  | 9.5646 | 9.7174 | 15.9267 | 16.1977 | 16.7927 | 17.5154 | 18.3682 | 19.3696 | 20.5129 | 21.7469 | 23.0903 | 24.5718 | 26.1119 | 27.6162 | 29.1831 | 30.739 | 32.281 | 33.6539 | 34.9453 | 36.1184 | 37.1427 | 38.0031 | 38.5803 | 39.1297 | 39.5883 | 39.7278 | 40.136 | 40.8093 | 41.3773 | 42.1842 | 43.0389 | 43.6072 |  | 9.5647 | 9.6304 | 15.7064 | 15.7917 | 15.9836 | 16.2003 | 16.4368 | 16.6918 | 16.9617 | 17.238 | 17.5192 | 17.8238 | 18.1045 | 18.3598 | 18.6482 | 18.9376 | 19.2159 | 19.478 | 19.698 | 19.8533 | 19.9282 | 19.9172 | 19.7078 | 19.5443 | 19.3767 | 19.1528 | 18.8189 | 18.7106 | 18.5781 | 18.7746 | 19.0826 | 19.2812 |  | 9.5646 | 9.7 | 15.852 | 16.021 | 16.4589 | 16.9419 | 17.4676 | 18.0383 | 18.6459 | 19.2786 | 19.9462 | 20.6638 | 21.4123 | 22.1189 | 22.8897 | 23.6557 | 24.4224 | 25.0457 | 25.6213 | 26.12 | 26.5178 | 26.8057 | 26.8662 | 26.9496 | 26.9926 | 26.7638 | 26.8474 | 27.2382 | 27.5624 | 28.1561 | 28.8314 | 29.2869 |  | 9.5646 | 9.7174 | 15.9267 | 16.1977 | 16.8296 | 17.5921 | 18.4844 | 19.5257 | 20.71 | 21.9899 | 23.3808 | 24.9115 | 26.5008 | 28.053 | 29.6719 | 31.276 | 32.8717 | 34.3028 | 35.6233 | 36.8228 | 37.8685 | 38.7518 | 39.3313 | 39.8802 | 40.3377 | 40.4755 | 40.8819 | 41.5527 | 42.1185 | 42.9404 | 43.8129 | 44.3945 |  | 9.5622 | 9.6895 | 9.8343 | 9.9963 | 10.5983 | 11.2464 | 11.9339 | 12.6654 | 13.4336 | 14.2317 | 15.0667 | 15.953 | 16.8756 | 17.8106 | 18.7806 | 19.7587 | 20.7667 | 21.7725 | 22.7402 | 23.6486 | 24.2782 | 25.2118 | 25.8456 | 26.5109 | 27.0965 | 27.31 | 27.8902 | 28.7377 | 29.3621 | 30.1403 | 30.9252 | 31.4381
Burnley |  | 31.3972 | 37.4722 | 37.5741 | 65.2055 | 65.4926 | 65.8425 | 66.2552 | 66.7388 | 67.2905 | 67.8871 | 68.5338 | 69.2484 | 69.9892 | 70.3395 | 70.8409 | 71.2252 | 71.4536 | 71.3781 | 70.9288 | 69.9764 | 68.3962 | 66.1261 | 63.0982 | 59.3193 | 53.8985 | 41.3475 | 38.6007 | 38.0965 | 37.8309 | 37.8911 | 38.1066 | 38.2582 |  | 31.397 | 37.4299 | 37.4674 | 57.5092 | 57.605 | 57.7112 | 57.8256 | 57.9483 | 58.0769 | 58.2087 | 58.3403 | 58.4857 | 58.6216 | 58.5869 | 58.6264 | 58.6041 | 58.4805 | 58.1987 | 57.6806 | 56.8347 | 55.5926 | 53.934 | 51.8197 | 49.3274 | 46.091 | 41.4124 | 35.1961 | 29.3779 | 25.581 | 23.8225 | 23.1593 | 22.7569 |  | 31.3972 | 37.4638 | 37.5382 | 65.1206 | 65.3323 | 65.5669 | 65.8224 | 66.0988 | 66.3929 | 66.7003 | 67.022 | 67.3691 | 67.7291 | 67.6957 | 67.8141 | 67.8186 | 67.674 | 67.238 | 66.4446 | 65.1678 | 63.2865 | 60.7412 | 57.465 | 53.4622 | 47.8418 | 35.114 | 32.2115 | 31.5718 | 31.1894 | 31.1476 | 31.2772 | 31.375 |  | 31.3972 | 37.4722 | 37.5741 | 65.2055 | 65.5044 | 65.8674 | 66.2936 | 66.7917 | 67.3579 | 67.9694 | 68.6302 | 69.3591 | 70.1138 | 70.4784 | 70.9939 | 71.3863 | 71.6276 | 71.5642 | 71.1335 | 70.2013 | 68.6353 | 66.3806 | 63.355 | 59.5747 | 54.1515 | 41.597 | 38.8464 | 38.3371 | 38.0664 | 38.1211 | 38.3312 | 38.4786 |  | 31.3954 | 31.4565 | 31.5258 | 39.1035 | 39.3849 | 39.6893 | 40.0125 | 40.3566 | 40.7173 | 41.0917 | 41.4796 | 41.893 | 42.3222 | 42.7224 | 42.7992 | 42.7418 | 42.5006 | 41.8926 | 40.5591 | 37.3692 | 26.6944 | 24.3484 | 24.7296 | 25.1188 | 25.4451 | 25.5175 | 25.8107 | 26.2425 | 26.5648 | 26.9538 | 27.3417 | 27.6006
Bury |  | 53.7997 | 53.8815 | 57.4578 | 57.6036 | 58.3265 | 59.124 | 60.0157 | 61.0093 | 62.0843 | 63.1742 | 64.3128 | 65.5279 | 66.7833 | 67.7259 | 68.7882 | 69.7083 | 70.4248 | 70.7438 | 70.5767 | 69.7611 | 68.1784 | 65.8571 | 62.9731 | 60.0754 | 57.5431 | 55.5756 | 54.193 | 53.5023 | 53.2497 | 53.3096 | 53.6047 | 53.8286 |  | 53.7998 | 53.8356 | 57.341 | 57.3874 | 57.6785 | 58.0242 | 58.4153 | 58.8256 | 59.2412 | 59.6266 | 59.9843 | 60.3526 | 60.7239 | 60.8428 | 61.0186 | 61.0765 | 60.9445 | 60.5814 | 59.8442 | 58.5998 | 56.7631 | 54.3599 | 51.5148 | 48.6927 | 46.185 | 44.1467 | 42.581 | 41.5952 | 40.955 | 40.7441 | 40.7588 | 40.786 |  | 53.7997 | 53.872 | 57.4173 | 57.5079 | 58.1454 | 58.8119 | 59.5245 | 60.2815 | 61.0616 | 61.8203 | 62.5863 | 63.3796 | 64.1981 | 64.7004 | 65.3234 | 65.8079 | 66.0972 | 66.0035 | 65.4427 | 64.2568 | 62.3308 | 59.6965 | 56.5311 | 53.3803 | 50.6235 | 48.458 | 46.9022 | 46.0619 | 45.6814 | 45.6307 | 45.8342 | 46.0016 |  | 53.7997 | 53.8815 | 57.4578 | 57.6036 | 58.5744 | 59.6399 | 60.7919 | 62.0409 | 63.3835 | 64.7929 | 66.2766 | 67.8512 | 69.4703 | 70.7586 | 72.2156 | 73.5432 | 74.682 | 75.4361 | 75.3213 | 74.5127 | 72.938 | 70.6299 | 67.751 | 64.8601 | 62.3379 | 60.3836 | 59.0174 | 58.3456 | 58.115 | 58.3928 | 58.9344 | 59.3446 |  | 53.7983 | 53.8656 | 56.2064 | 56.2926 | 57.2495 | 58.2545 | 59.2961 | 60.3766 | 61.4915 | 62.6368 | 63.8153 | 65.0355 | 66.2881 | 67.1216 | 68.1532 | 69.0308 | 69.6711 | 69.9178 | 69.2047 | 67.663 | 65.2004 | 61.8628 | 57.7549 | 53.683 | 50.1622 | 47.4694 | 45.7358 | 44.8906 | 44.5159 | 44.6427 | 45.0477 | 44.9307
Buxton |  | 31.0659 | 31.0904 | 31.1243 | 91.1687 | 91.3028 | 91.461 | 91.6436 | 91.8524 | 92.0856 | 92.3339 | 92.5914 | 92.8781 | 93.1727 | 92.7776 | 92.5712 | 92.245 | 91.8085 | 91.174 | 90.2888 | 89.0535 | 87.2772 | 84.6413 | 80.4739 | 73.3157 | 58.6369 | 13.9464 | 7.0063 | 7.2081 | 7.3753 | 7.5733 | 7.7695 | 7.9 |  | 31.066 | 31.0763 | 31.0882 | 91.1016 | 91.1503 | 91.2039 | 91.2613 | 91.321 | 91.3808 | 91.4395 | 91.4877 | 91.5458 | 91.5982 | 91.6508 | 91.7072 | 91.769 | 91.8356 | 91.9029 | 91.9659 | 91.9989 | 91.9475 | 91.666 | 90.7246 | 88.1662 | 81.7897 | 68.391 | 47.6374 | 26.908 | 13.478 | 7.0903 | 4.524 | 2.9537 |  | 31.0659 | 31.0874 | 31.1117 | 91.1389 | 91.2463 | 91.3635 | 91.4895 | 91.6235 | 91.7633 | 91.9066 | 92.0456 | 92.1982 | 92.3539 | 91.8188 | 91.4728 | 91.0082 | 90.436 | 89.6707 | 88.6609 | 87.3086 | 85.4239 | 82.6896 | 78.4341 | 71.197 | 56.4486 | 11.6971 | 4.7041 | 4.8606 | 4.9896 | 5.155 | 5.3249 | 5.4395 |  | 31.0659 | 31.0904 | 31.1243 | 91.1688 | 91.3277 | 91.5141 | 91.7255 | 91.9651 | 92.2294 | 92.5107 | 92.7998 | 93.1192 | 93.4455 | 93.0827 | 92.909 | 92.6028 | 92.197 | 91.5867 | 90.7511 | 89.5709 | 87.8367 | 85.2459 | 81.106 | 73.9675 | 59.3063 | 14.6316 | 7.7066 | 7.9211 | 8.1011 | 8.3058 | 8.5087 | 8.6435 |  | 31.0656 | 31.086 | 31.1093 | 31.1355 | 31.2978 | 31.4722 | 31.6549 | 31.8465 | 32.0437 | 32.246 | 32.4427 | 32.6538 | 32.8675 | 33.018 | 32.725 | 32.2289 | 31.4858 | 30.2424 | 28.0325 | 23.3343 | 8.6345 | 5.0392 | 5.2397 | 5.4467 | 5.6423 | 5.7982 | 5.9632 | 6.1572 | 6.3164 | 6.499 | 6.6821 | 6.8056
Carlisle |  | 127.2324 | 127.4379 | 127.7232 | 193.0953 | 196.4454 | 200.0763 | 204.0165 | 208.2582 | 212.7059 | 217.1801 | 221.6925 | 226.4371 | 231.2696 | 235.6323 | 240.1703 | 244.4632 | 248.7659 | 252.7006 | 256.2556 | 259.2968 | 261.6755 | 263.2741 | 263.808 | 263.2536 | 260.0581 | 247.1973 | 243.8959 | 243.4143 | 244.4109 | 247.3521 | 251.0366 | 253.7112 |  | 127.2354 | 127.3224 | 127.4227 | 172.5345 | 174.0641 | 175.7675 | 177.6093 | 179.5091 | 181.3516 | 183.0374 | 184.5175 | 186.1324 | 187.843 | 189.5113 | 191.0778 | 192.5404 | 193.8021 | 195.0464 | 196.065 | 196.7739 | 197.0962 | 196.9777 | 196.175 | 194.7793 | 191.9833 | 186.5013 | 177.5423 | 169.299 | 164.4526 | 162.8939 | 163.0421 | 163.2789 |  | 127.2324 | 127.4136 | 127.6188 | 192.8482 | 195.9786 | 199.2738 | 202.756 | 206.3942 | 210.0911 | 213.7224 | 217.2875 | 220.9608 | 224.6835 | 227.9277 | 231.3496 | 234.5352 | 237.751 | 240.6351 | 243.1871 | 245.2833 | 246.7847 | 247.5816 | 247.3924 | 246.1861 | 242.4095 | 229.0343 | 225.2801 | 224.4046 | 225.0617 | 227.7066 | 231.1423 | 233.6608 |  | 127.2324 | 127.4379 | 127.7234 | 193.0956 | 197.236 | 201.7334 | 206.525 | 211.621 | 216.9555 | 222.4592 | 228.0567 | 233.9289 | 239.8933 | 245.3469 | 251.1012 | 256.5494 | 262.1231 | 267.3001 | 273.2512 | 278.8906 | 283.7993 | 287.9854 | 291.0041 | 292.9029 | 292.1722 | 281.789 | 280.9862 | 283.0083 | 286.5313 | 291.5238 | 297.2194 | 301.4095 |  | 127.2318 | 127.4093 | 127.6112 | 147.8373 | 152.2288 | 156.8209 | 161.5371 | 166.3664 | 171.2709 | 176.2437 | 181.1973 | 186.2926 | 191.435 | 196.4673 | 201.5709 | 206.4608 | 211.6101 | 216.5514 | 222.4117 | 227.9316 | 231.1965 | 236.7976 | 242.4798 | 247.7758 | 251.8493 | 251.0358 | 255.0612 | 261.0422 | 267.1114 | 273.3619 | 279.6163 | 284.1681
Carlisle North |  | 9.3679 | 9.3793 | 9.3948 | 9.4147 | 9.4877 | 9.5714 | 9.6652 | 9.7692 | 9.8822 | 10.0009 | 10.1231 | 10.2558 | 10.3911 | 10.4534 | 10.547 | 10.6098 | 10.6416 | 10.6028 | 10.474 | 10.2259 | 9.8368 | 9.3128 | 8.6936 | 8.0762 | 7.5352 | 7.115 | 6.8068 | 6.6316 | 6.5404 | 6.5247 | 6.5501 | 6.5718 |  | 9.3679 | 9.3725 | 9.378 | 9.384 | 9.4129 | 9.444 | 9.4765 | 9.5102 | 9.5432 | 9.575 | 9.6026 | 9.6346 | 9.6647 | 9.6431 | 9.6408 | 9.6199 | 9.5681 | 9.4717 | 9.3058 | 9.0463 | 8.6773 | 8.204 | 7.6544 | 7.1093 | 6.628 | 6.2455 | 5.9498 | 5.7652 | 5.6493 | 5.5968 | 5.5794 | 5.5699 |  | 9.3679 | 9.378 | 9.3894 | 9.402 | 9.464 | 9.531 | 9.6022 | 9.6771 | 9.754 | 9.8324 | 9.9094 | 9.9914 | 10.0741 | 10.0834 | 10.124 | 10.1341 | 10.114 | 10.0248 | 9.8476 | 9.5537 | 9.1217 | 8.5581 | 7.9026 | 7.252 | 6.6809 | 6.2334 | 5.9005 | 5.7032 | 5.5923 | 5.5588 | 5.5684 | 5.5795 |  | 9.3679 | 9.3793 | 9.3948 | 9.4147 | 9.4954 | 9.5878 | 9.6906 | 9.8045 | 9.9273 | 10.0562 | 10.1878 | 10.3302 | 10.4749 | 10.5469 | 10.65 | 10.7175 | 10.7579 | 10.7252 | 10.6078 | 10.3725 | 9.9913 | 9.4762 | 8.8589 | 8.2403 | 7.6973 | 7.2743 | 6.963 | 6.7837 | 6.6883 | 6.6682 | 6.6893 | 6.7074 |  | 9.3678 | 9.3778 | 9.389 | 9.4015 | 9.4892 | 9.5823 | 9.6788 | 9.7787 | 9.8804 | 9.9837 | 10.0847 | 10.1907 | 10.2971 | 10.3146 | 10.3684 | 10.3816 | 10.3581 | 10.257 | 10.0525 | 9.7031 | 9.1766 | 8.4867 | 7.656 | 6.826 | 6.0918 | 5.4942 | 5.0794 | 4.8357 | 4.6941 | 4.6386 | 4.633 | 4.5523
Carrington BSP |  | 40.3038 | 80.3271 | 81.3602 | 81.4039 | 81.4893 | 81.5969 | 81.7273 | 81.8842 | 82.0672 | 82.2675 | 82.4885 | 82.7347 | 82.992 | 82.6149 | 82.4466 | 82.0961 | 81.4839 | 80.4601 | 78.8647 | 76.5035 | 73.1842 | 68.8001 | 63.2841 | 56.4284 | 46.6252 | 24.0421 | 19.0915 | 17.9544 | 17.2183 | 16.8214 | 16.6283 | 16.5093 |  | 40.3038 | 80.3131 | 81.3243 | 81.3369 | 81.3615 | 81.3896 | 81.4202 | 81.4539 | 81.4903 | 81.5286 | 81.5686 | 81.6126 | 81.6535 | 81.4323 | 81.3099 | 81.085 | 80.7008 | 80.0669 | 79.0728 | 77.5813 | 75.4886 | 72.7589 | 69.3798 | 65.2889 | 59.828 | 51.7565 | 40.9608 | 30.6659 | 23.9764 | 20.7065 | 19.3169 | 18.4617 |  | 40.3038 | 80.3242 | 81.3475 | 81.3738 | 81.4321 | 81.4978 | 81.5702 | 81.6502 | 81.7367 | 81.8283 | 81.9266 | 82.0338 | 82.1468 | 81.6246 | 81.3115 | 80.8178 | 80.0653 | 78.9063 | 77.1823 | 74.7006 | 71.2701 | 66.7854 | 61.1797 | 54.2442 | 44.3709 | 21.7272 | 16.7244 | 15.5432 | 14.7706 | 14.3433 | 14.1262 | 13.9935 |  | 40.3038 | 80.3271 | 81.3602 | 81.4039 | 81.4913 | 81.6011 | 81.7337 | 81.893 | 82.0783 | 82.281 | 82.5042 | 82.7527 | 83.0123 | 82.6375 | 82.4715 | 82.1227 | 81.5126 | 80.4916 | 78.8996 | 76.5421 | 73.2257 | 68.8447 | 63.3291 | 56.4732 | 46.6697 | 24.0863 | 19.1352 | 17.9976 | 17.2609 | 16.8634 | 16.6697 | 16.5503 |  | 40.3036 | 80.3234 | 81.3462 | 81.3718 | 81.4506 | 81.5366 | 81.6291 | 81.729 | 81.8352 | 81.9466 | 82.0646 | 82.1915 | 82.3247 | 81.9808 | 81.175 | 79.9677 | 78.1264 | 75.2227 | 70.4221 | 61.5101 | 38.2832 | 29.1381 | 24.617 | 20.1084 | 16.1278 | 12.98 | 10.7079 | 9.2079 | 8.2267 | 7.6667 | 7.3664 | 6.7665
Castleton |  | 4.6485 | 4.7287 | 21.3407 | 41.4877 | 41.8135 | 42.2152 | 42.6936 | 43.26 | 43.9111 | 44.6183 | 45.3907 | 46.2461 | 47.1362 | 47.7182 | 48.4445 | 49.0465 | 49.4672 | 49.5444 | 49.1831 | 48.2362 | 46.5962 | 44.2872 | 41.456 | 38.6191 | 36.1196 | 34.1428 | 32.698 | 31.8784 | 31.4123 | 31.387 | 31.5819 | 31.717 |  | 4.6484 | 4.6814 | 21.22 | 41.2635 | 41.3706 | 41.4898 | 41.6185 | 41.7574 | 41.903 | 42.0522 | 42.2038 | 42.3711 | 42.5335 | 42.4558 | 42.4794 | 42.4132 | 42.2014 | 41.767 | 41.0013 | 39.7848 | 38.0407 | 35.7919 | 33.1399 | 30.5244 | 28.2081 | 26.3337 | 24.8942 | 23.9885 | 23.3678 | 23.1318 | 23.0955 | 23.0737 |  | 4.6485 | 4.7189 | 21.2988 | 41.3882 | 41.6247 | 41.8884 | 42.1769 | 42.4913 | 42.8271 | 43.1793 | 43.5518 | 43.9537 | 44.3738 | 44.4824 | 44.7366 | 44.8712 | 44.8339 | 44.4694 | 43.6877 | 42.3464 | 40.3421 | 37.7025 | 34.5759 | 31.4753 | 28.7438 | 26.5647 | 24.945 | 23.9769 | 23.3866 | 23.2562 | 23.3673 | 23.453 |  | 4.6485 | 4.7287 | 21.3407 | 41.4877 | 41.8225 | 42.234 | 42.7226 | 43.2998 | 43.9617 | 44.68 | 45.4629 | 46.329 | 47.2296 | 47.8222 | 48.559 | 49.1674 | 49.5979 | 49.685 | 49.338 | 48.4067 | 46.778 | 44.4812 | 41.6516 | 38.8138 | 36.3126 | 34.3334 | 32.8859 | 32.0628 | 31.5932 | 31.5641 | 31.7554 | 31.8875 |  | 4.6474 | 4.7142 | 21.2907 | 21.377 | 21.6834 | 22.0161 | 22.3709 | 22.7503 | 23.1502 | 23.5665 | 24.0021 | 24.4672 | 24.9522 | 25.2693 | 25.6775 | 26.0223 | 26.2835 | 26.3853 | 26.2678 | 25.8443 | 25.0509 | 23.9019 | 22.3361 | 20.7802 | 19.3764 | 18.0142 | 17.328 | 17.1309 | 17.0486 | 17.2211 | 17.5086 | 17.5245
Chadderton |  | 31.5297 | 31.6588 | 40.8403 | 41.0796 | 41.5438 | 42.1298 | 42.8404 | 43.6958 | 44.6921 | 45.7816 | 46.9809 | 48.318 | 49.7141 | 50.8741 | 52.1714 | 53.3745 | 54.4392 | 55.1974 | 55.5974 | 55.5144 | 54.8556 | 53.6324 | 51.8914 | 50.1579 | 48.684 | 47.6134 | 46.9591 | 46.8364 | 46.8418 | 47.2814 | 47.8842 | 48.2806 |  | 31.5297 | 31.5821 | 40.644 | 40.714 | 40.8543 | 41.0138 | 41.1885 | 41.3796 | 41.5846 | 41.7984 | 42.0193 | 42.2626 | 42.498 | 42.5454 | 42.6866 | 42.765 | 42.7355 | 42.5359 | 42.0771 | 41.2611 | 40.0256 | 38.3851 | 36.3565 | 34.4 | 32.7016 | 31.3667 | 30.3928 | 29.9031 | 29.5142 | 29.5048 | 29.6623 | 29.7547 |  | 31.5297 | 31.6427 | 40.7713 | 40.9159 | 41.2329 | 41.5911 | 41.9874 | 42.4251 | 42.8983 | 43.3986 | 43.9336 | 44.5172 | 45.1322 | 45.5057 | 46.0189 | 46.4456 | 46.75 | 46.7752 | 46.4782 | 45.7415 | 44.4798 | 42.7102 | 40.4816 | 38.314 | 36.4591 | 35.0575 | 34.1181 | 33.7546 | 33.5598 | 33.8316 | 34.302 | 34.6217 |  | 31.5297 | 31.6588 | 40.8403 | 41.0796 | 41.559 | 42.1617 | 42.8892 | 43.7623 | 44.7764 | 45.8848 | 47.1026 | 48.4587 | 49.8734 | 51.0521 | 52.3686 | 53.5858 | 54.6691 | 55.4466 | 55.939 | 55.9596 | 55.4001 | 54.2781 | 52.6247 | 50.9762 | 49.5873 | 48.6015 | 48.0323 | 47.9945 | 48.0851 | 48.5777 | 49.2298 | 49.6632 |  | 31.5285 | 31.6367 | 40.761 | 40.9014 | 41.3116 | 41.7628 | 42.2498 | 42.7775 | 43.3397 | 43.93 | 44.5546 | 45.228 | 45.9358 | 46.3389 | 46.9033 | 47.3551 | 47.6469 | 47.6564 | 47.3331 | 46.4623 | 44.9242 | 42.7474 | 39.8811 | 37.0653 | 34.6217 | 32.6284 | 31.4789 | 31.0767 | 30.888 | 31.1523 | 31.6283 | 31.6299
Droylsden |  | 5.7919 | 5.9244 | 6.114 | 26.3671 | 26.9841 | 27.7453 | 28.6531 | 29.7299 | 30.9688 | 32.3149 | 33.7895 | 35.4205 | 37.1189 | 38.706 | 40.369 | 42.0252 | 43.6698 | 45.2286 | 46.7339 | 48.1542 | 49.438 | 50.4934 | 51.0064 | 50.8602 | 48.9641 | 40.2606 | 39.7474 | 40.8693 | 41.7588 | 42.8017 | 43.8336 | 44.4937 |  | 5.792 | 5.8445 | 5.9067 | 25.9771 | 26.19 | 26.4253 | 26.6782 | 26.9502 | 27.2313 | 27.5158 | 27.8063 | 28.1266 | 28.4544 | 28.8168 | 29.193 | 29.5892 | 30.0023 | 30.4476 | 30.9188 | 31.4115 | 31.9145 | 32.3854 | 32.583 | 32.5001 | 31.5662 | 29.0099 | 24.6921 | 20.491 | 17.7393 | 16.7409 | 16.6309 | 16.5579 |  | 5.7919 | 5.9069 | 6.0389 | 26.1884 | 26.6431 | 27.1509 | 27.7064 | 28.3119 | 28.9577 | 29.6345 | 30.3528 | 31.1238 | 31.9307 | 32.6204 | 33.3894 | 34.1616 | 34.9418 | 35.6692 | 36.3856 | 37.0689 | 37.6757 | 38.1215 | 38.0948 | 37.4727 | 35.1636 | 26.1067 | 25.2948 | 26.1706 | 26.8622 | 27.7456 | 28.66 | 29.2589 |  | 5.7919 | 5.9244 | 6.114 | 26.3672 | 26.9915 | 27.7606 | 28.6765 | 29.7619 | 31.0093 | 32.3641 | 33.8471 | 35.4865 | 37.1932 | 38.7887 | 40.4601 | 42.122 | 43.7745 | 45.3428 | 46.8603 | 48.2937 | 49.5878 | 50.6541 | 51.1681 | 51.0214 | 49.1241 | 40.4192 | 39.9043 | 41.024 | 41.9112 | 42.9517 | 43.9813 | 44.6395 |  | 5.7907 | 5.9011 | 6.0289 | 6.1744 | 6.7351 | 7.3439 | 7.9935 | 8.6879 | 9.4199 | 10.1821 | 10.9845 | 11.8387 | 12.7307 | 13.6554 | 14.6215 | 15.6122 | 16.643 | 17.7106 | 18.8241 | 19.9817 | 21.178 | 22.4008 | 23.3651 | 24.3918 | 25.3815 | 26.1776 | 27.0221 | 28.0165 | 28.7919 | 29.7254 | 30.6719 | 31.2927
Egremont |  | 11.1827 | 11.2576 | 11.364 | 42.5051 | 43.0193 | 43.619 | 44.3045 | 45.0829 | 45.9453 | 46.8593 | 47.8139 | 48.8633 | 49.9436 | 50.9596 | 52.0314 | 53.0689 | 54.16 | 55.2019 | 56.2325 | 57.2439 | 58.2205 | 59.1343 | 59.869 | 60.4654 | 60.628 | 59.149 | 59.5063 | 60.2909 | 60.9656 | 61.7194 | 62.4572 | 62.9478 |  | 11.186 | 11.2216 | 11.2616 | 11.3058 | 11.5115 | 11.7355 | 11.9737 | 12.2214 | 12.4666 | 12.7034 | 12.9105 | 13.151 | 13.3896 | 13.6418 | 13.8989 | 14.1681 | 14.445 | 14.7514 | 15.0718 | 15.4077 | 15.7559 | 16.1032 | 16.3471 | 16.5496 | 16.553 | 16.162 | 15.27 | 14.4656 | 13.9686 | 13.9292 | 14.1015 | 14.2092 |  | 11.1827 | 11.248 | 11.3229 | 42.4073 | 42.8336 | 43.2969 | 43.794 | 44.3218 | 44.8701 | 45.4302 | 45.9857 | 46.5822 | 47.1931 | 47.7363 | 48.3369 | 48.908 | 49.5423 | 50.1441 | 50.7562 | 51.3756 | 51.9907 | 52.5772 | 53.0203 | 53.3572 | 53.2927 | 51.6167 | 51.8049 | 52.4471 | 53.0039 | 53.6595 | 54.3204 | 54.7671 |  | 11.1827 | 11.2576 | 11.364 | 42.5052 | 43.0888 | 43.7672 | 44.5324 | 45.3954 | 46.3436 | 47.3495 | 48.3941 | 49.5363 | 50.7074 | 51.8149 | 52.9809 | 54.0823 | 55.2639 | 56.3802 | 57.5538 | 58.723 | 59.8261 | 60.8737 | 61.7003 | 62.3698 | 62.6006 | 61.1857 | 61.6058 | 62.4477 | 63.1798 | 63.974 | 64.7519 | 65.271 |  | 11.1827 | 11.2467 | 11.3203 | 42.4035 | 42.9975 | 43.6321 | 44.2944 | 44.9859 | 45.6965 | 46.4239 | 47.1435 | 47.9057 | 48.6804 | 49.4159 | 50.1296 | 50.7607 | 51.444 | 52.0559 | 52.6021 | 52.7938 | 51.4004 | 51.7819 | 52.5713 | 53.3931 | 54.2016 | 54.9625 | 55.6159 | 56.3469 | 56.9896 | 57.7108 | 58.4355 | 58.9281
Frederick Rd |  | 8.1199 | 8.2 | 8.3325 | 8.4804 | 8.7993 | 9.192 | 9.6594 | 10.2139 | 10.8525 | 11.5474 | 12.3096 | 13.1535 | 14.0338 | 14.9244 | 15.84 | 16.764 | 17.6969 | 18.5505 | 19.4006 | 20.2393 | 21.0564 | 21.8321 | 22.455 | 22.9902 | 23.2628 | 22.8737 | 22.5738 | 22.3967 | 22.3422 | 22.6277 | 23.044 | 23.3176 |  | 8.1201 | 8.152 | 8.2095 | 8.2517 | 8.3456 | 8.4508 | 8.5648 | 8.6889 | 8.8215 | 8.9601 | 9.1051 | 9.2631 | 9.4068 | 9.562 | 9.7293 | 9.9088 | 10.0998 | 10.3051 | 10.5227 | 10.7511 | 10.988 | 11.222 | 11.3563 | 11.4678 | 11.4262 | 11.0783 | 10.3919 | 9.7772 | 9.3386 | 9.2864 | 9.4043 | 9.494 |  | 8.1199 | 8.1901 | 8.2901 | 8.3799 | 8.6088 | 8.8629 | 9.1398 | 9.4419 | 9.7653 | 10.1055 | 10.4683 | 10.8596 | 11.2709 | 11.6892 | 12.1336 | 12.5908 | 13.0661 | 13.4782 | 13.9078 | 14.3515 | 14.8034 | 15.2472 | 15.5726 | 15.8418 | 15.8796 | 15.285 | 14.8065 | 14.477 | 14.2938 | 14.4696 | 14.7971 | 15.0175 |  | 8.1199 | 8.2 | 8.3325 | 8.4804 | 8.8068 | 9.2072 | 9.6825 | 10.2451 | 10.8919 | 11.595 | 12.3652 | 13.2172 | 14.1055 | 15.0043 | 15.9278 | 16.8583 | 17.799 | 18.6639 | 19.5271 | 20.3793 | 21.2083 | 21.9963 | 22.6198 | 23.1547 | 23.4266 | 23.0366 | 22.7357 | 22.5573 | 22.5014 | 22.7854 | 23.2003 | 23.4728 |  | 8.1195 | 8.1881 | 8.2866 | 8.3749 | 8.6966 | 9.0428 | 9.4105 | 9.8026 | 10.2155 | 10.6451 | 11.097 | 11.5774 | 12.0786 | 12.5922 | 13.1143 | 13.6425 | 14.1812 | 14.689 | 15.1679 | 15.5651 | 15.6113 | 16.0171 | 16.2578 | 16.4229 | 16.3004 | 15.0013 | 15.0287 | 15.5047 | 15.8445 | 16.272 | 16.704 | 16.9846
Golborne |  | 49.7084 | 49.8246 | 83.9884 | 84.2049 | 85.1624 | 86.2476 | 87.4743 | 88.8547 | 90.3659 | 91.9332 | 93.5808 | 95.3588 | 97.1946 | 98.4457 | 99.9364 | 101.1819 | 102.1135 | 102.4535 | 102.0063 | 100.51 | 97.765 | 93.7965 | 88.8474 | 83.7068 | 78.7039 | 72.7007 | 70.1815 | 69.2394 | 68.9148 | 69.2609 | 69.9526 | 70.4533 |  | 49.7089 | 49.7563 | 83.8121 | 83.8752 | 84.2654 | 84.7101 | 85.1987 | 85.7108 | 86.2229 | 86.7052 | 87.1521 | 87.6327 | 88.1308 | 88.2244 | 88.4456 | 88.4911 | 88.2524 | 87.6403 | 86.4396 | 84.4399 | 81.5035 | 77.6633 | 73.0933 | 68.479 | 64.1628 | 60.2106 | 56.5385 | 53.8002 | 52.057 | 51.3666 | 51.2426 | 51.1746 |  | 49.7084 | 49.81 | 83.9258 | 84.0562 | 84.8798 | 85.7578 | 86.6983 | 87.6981 | 88.7325 | 89.7628 | 90.8048 | 91.8956 | 93.0191 | 93.553 | 94.3287 | 94.8664 | 95.1048 | 94.7768 | 93.6944 | 91.6027 | 88.3085 | 83.8427 | 78.4502 | 72.915 | 67.5662 | 61.2627 | 58.4854 | 57.3257 | 56.8207 | 57.0158 | 57.5891 | 58.0217 |  | 49.7084 | 49.8246 | 83.9884 | 84.2049 | 85.3729 | 86.6874 | 88.1382 | 89.7415 | 91.4848 | 93.3248 | 95.2627 | 97.3426 | 99.4824 | 101.0249 | 102.8437 | 104.4127 | 105.6907 | 106.3783 | 106.3 | 105.1845 | 102.8102 | 99.2228 | 94.6343 | 89.8499 | 85.2061 | 79.5648 | 77.4117 | 76.8373 | 76.8848 | 77.6092 | 78.6843 | 79.474 |  | 49.7075 | 49.8053 | 77.9177 | 78.0447 | 79.1965 | 80.4143 | 81.6806 | 82.9972 | 84.3544 | 85.7466 | 87.1668 | 88.646 | 90.1613 | 91.0413 | 92.1168 | 92.902 | 93.3142 | 93.0524 | 91.7883 | 88.918 | 82.7215 | 77.4943 | 71.9861 | 66.5224 | 61.8146 | 58.1614 | 55.9211 | 55.0084 | 54.8062 | 55.3326 | 56.2609 | 56.3355
Greenhill |  | 4.4503 | 34.5507 | 47.9734 | 68.1489 | 68.5078 | 68.9465 | 69.4647 | 70.0734 | 70.7689 | 71.5218 | 72.3418 | 73.2468 | 74.187 | 74.6613 | 75.2973 | 75.8388 | 76.2573 | 76.4078 | 76.2755 | 75.7529 | 74.6953 | 72.9281 | 70.0712 | 65.5476 | 56.9217 | 31.7393 | 27.6265 | 27.7336 | 27.8825 | 28.2699 | 28.7366 | 29.0539 |  | 4.4503 | 34.4934 | 47.4434 | 67.4992 | 67.6131 | 67.7406 | 67.8788 | 68.0282 | 68.187 | 68.3517 | 68.5205 | 68.7048 | 68.8732 | 68.9701 | 69.1102 | 69.2304 | 69.3119 | 69.3262 | 69.2356 | 68.9854 | 68.5195 | 67.7618 | 66.4576 | 64.2841 | 60.073 | 52.0736 | 40.0756 | 28.3264 | 20.6749 | 17.1427 | 15.8144 | 15.0093 |  | 4.4503 | 34.5396 | 47.9259 | 68.0366 | 68.2963 | 68.5845 | 68.8986 | 69.2398 | 69.6037 | 69.9851 | 70.3884 | 70.823 | 71.2759 | 71.2591 | 71.4046 | 71.4589 | 71.3986 | 71.0855 | 70.5096 | 69.568 | 68.1199 | 65.9941 | 62.8118 | 57.9928 | 49.1015 | 23.6817 | 19.3575 | 19.2782 | 19.2635 | 19.5058 | 19.8473 | 20.0837 |  | 4.4503 | 34.5507 | 47.9735 | 68.1489 | 68.5186 | 68.9691 | 69.4994 | 70.1208 | 70.829 | 71.5949 | 72.4273 | 73.3449 | 74.2975 | 74.7844 | 75.4329 | 75.9828 | 76.4131 | 76.577 | 76.4655 | 75.9655 | 74.9262 | 73.1782 | 70.3266 | 65.8058 | 57.182 | 32.001 | 27.8895 | 27.997 | 28.1462 | 28.5325 | 28.9979 | 29.314 |  | 4.4487 | 34.5328 | 47.3144 | 47.4206 | 47.7712 | 48.1501 | 48.553 | 48.9828 | 49.4345 | 49.9039 | 50.3947 | 50.9169 | 51.4606 | 51.8358 | 51.8248 | 51.5901 | 51.0167 | 49.8326 | 47.4999 | 42.4473 | 27.132 | 22.659 | 21.6529 | 20.6799 | 19.8525 | 19.1946 | 18.8551 | 18.873 | 18.9226 | 19.1863 | 19.5295 | 19.6323
Hartshead-Heyrod |  | 13.6185 | 13.7874 | 16.5273 | 36.8461 | 37.8796 | 39.0947 | 40.5033 | 42.1303 | 43.9563 | 45.8934 | 47.9797 | 50.2567 | 52.6204 | 54.8692 | 57.1934 | 59.5019 | 61.7907 | 63.944 | 66.013 | 67.9538 | 69.704 | 71.1663 | 71.9959 | 72.1344 | 70.4471 | 61.6991 | 61.3194 | 62.6916 | 63.8785 | 65.478 | 67.1269 | 68.2324 |  | 13.6204 | 13.6914 | 16.2738 | 36.3662 | 36.7566 | 37.1982 | 37.6811 | 38.1931 | 38.7136 | 39.2181 | 39.7117 | 40.2424 | 40.7873 | 41.3686 | 41.9426 | 42.525 | 43.1016 | 43.7133 | 44.3309 | 44.9421 | 45.5297 | 46.0491 | 46.2307 | 46.1251 | 45.1337 | 42.4426 | 37.8742 | 33.493 | 30.649 | 29.7112 | 29.7285 | 29.7471 |  | 13.6185 | 13.7655 | 16.4338 | 36.6238 | 37.4563 | 38.3587 | 39.3339 | 40.3827 | 41.4825 | 42.6006 | 43.7624 | 44.9892 | 46.2642 | 47.4169 | 48.6489 | 49.8768 | 51.1084 | 52.2438 | 53.346 | 54.3824 | 55.3003 | 56.0112 | 56.1735 | 55.721 | 53.5187 | 44.327 | 43.5694 | 44.6268 | 45.557 | 46.9458 | 48.4347 | 49.4524 |  | 13.6185 | 13.7874 | 16.5273 | 36.8461 | 38.0177 | 39.3821 | 40.9361 | 42.7063 | 44.6821 | 46.7964 | 49.0734 | 51.5487 | 54.1128 | 56.5525 | 59.0937 | 61.6234 | 64.1433 | 66.5359 | 69.1497 | 71.6843 | 74.0328 | 76.1028 | 77.5327 | 78.2764 | 77.2008 | 69.0706 | 69.3149 | 71.3162 | 73.1379 | 75.2335 | 77.3645 | 78.8345 |  | 13.617 | 13.7584 | 16.4214 | 16.6063 | 17.7209 | 18.9091 | 20.1567 | 21.4679 | 22.8331 | 24.2428 | 25.7083 | 27.245 | 28.8345 | 30.4405 | 32.1049 | 33.7889 | 35.5078 | 37.2331 | 39.2553 | 41.2748 | 43.0797 | 45.0925 | 46.791 | 48.5464 | 50.2315 | 51.482 | 53.1396 | 55.1359 | 56.9118 | 58.911 | 60.9443 | 62.341
Hazel Grove |  | 7.1427 | 7.257 | 7.4175 | 7.6288 | 8.0956 | 8.6711 | 9.3589 | 10.1749 | 11.1132 | 12.1289 | 13.2298 | 14.4555 | 15.732 | 17.0203 | 18.3499 | 19.6776 | 21.0447 | 22.3687 | 23.6976 | 25.0251 | 26.3421 | 27.6287 | 28.7463 | 29.8378 | 30.7744 | 31.4384 | 31.79 | 32.1904 | 32.563 | 33.4904 | 34.5326 | 35.2447 |  | 7.1433 | 7.1903 | 7.2454 | 7.3074 | 7.4605 | 7.6348 | 7.826 | 8.0318 | 8.2477 | 8.4666 | 8.679 | 8.9166 | 9.1506 | 9.4026 | 9.6679 | 9.9516 | 10.2524 | 10.5823 | 10.9345 | 11.3107 | 11.7099 | 12.1212 | 12.4179 | 12.7446 | 12.9934 | 13.0627 | 12.9111 | 12.8558 | 12.7738 | 12.9749 | 13.273 | 13.4681 |  | 7.1427 | 7.2428 | 7.3568 | 7.4848 | 7.8223 | 8.1984 | 8.6114 | 9.0627 | 9.545 | 10.0472 | 10.5696 | 11.1392 | 11.7359 | 12.3394 | 12.9863 | 13.6378 | 14.3424 | 15.0274 | 15.7483 | 16.5051 | 17.2951 | 18.1036 | 18.7936 | 19.5036 | 20.1045 | 20.4758 | 20.5743 | 20.7598 | 20.9525 | 21.7278 | 22.6485 | 23.289 |  | 7.1427 | 7.257 | 7.4175 | 7.6289 | 8.1456 | 8.7767 | 9.5202 | 10.3939 | 11.3913 | 12.4721 | 13.6386 | 14.9321 | 16.2757 | 17.6304 | 19.0306 | 20.415 | 21.8526 | 23.2415 | 25.1992 | 27.2389 | 29.2601 | 31.2615 | 33.0761 | 34.8617 | 36.4958 | 37.861 | 38.9182 | 40.0265 | 41.1117 | 42.4898 | 43.9525 | 44.9818 |  | 7.1419 | 7.2386 | 7.3494 | 7.4743 | 7.9311 | 8.43 | 8.963 | 9.5344 | 10.1368 | 10.7651 | 11.4137 | 12.1115 | 12.8379 | 13.5704 | 14.3504 | 15.1212 | 15.9588 | 16.8016 | 18.2326 | 19.7741 | 21.3283 | 22.8942 | 24.1945 | 25.4737 | 26.5442 | 26.7469 | 27.8658 | 29.3482 | 30.6382 | 32.0529 | 33.4764 | 34.4854
Huncoat |  | 50.2845 | 67.4018 | 67.5607 | 87.7649 | 88.3389 | 89.0161 | 89.7945 | 90.6844 | 91.6777 | 92.7385 | 93.8758 | 95.1146 | 96.3931 | 97.1441 | 98.1107 | 98.8999 | 99.4451 | 99.5173 | 99.0041 | 97.7062 | 95.452 | 92.2029 | 87.9919 | 83.1282 | 77.0438 | 65.0043 | 62.0133 | 61.408 | 61.1784 | 61.7789 | 62.647 | 63.2813 |  | 50.2843 | 67.3362 | 67.3954 | 87.4615 | 87.6792 | 87.9158 | 88.1671 | 88.4327 | 88.7021 | 88.97 | 89.234 | 89.5248 | 89.8085 | 89.8095 | 89.9286 | 89.9371 | 89.7649 | 89.3259 | 88.4838 | 87.0882 | 85.0347 | 82.3204 | 78.9754 | 75.3259 | 71.2185 | 66.1461 | 59.9601 | 54.4636 | 50.9032 | 49.3041 | 48.7539 | 48.421 |  | 50.2845 | 67.389 | 67.5054 | 87.6342 | 88.0923 | 88.5933 | 89.1319 | 89.7067 | 90.3089 | 90.931 | 91.5757 | 92.258 | 92.96 | 93.1299 | 93.5165 | 93.7299 | 93.7094 | 93.2345 | 92.1983 | 90.407 | 87.6937 | 84.0242 | 79.4326 | 74.2247 | 67.8321 | 55.5184 | 52.2844 | 51.4662 | 51.0514 | 51.4887 | 52.2179 | 52.7634 |  | 50.2845 | 67.4019 | 67.5607 | 87.765 | 88.3549 | 89.0501 | 89.8468 | 90.7563 | 91.7693 | 92.8503 | 94.0066 | 95.2649 | 96.5623 | 97.3326 | 98.3183 | 99.1188 | 99.6815 | 99.7708 | 100.0523 | 99.6611 | 98.3156 | 95.9859 | 92.6848 | 88.7347 | 83.5701 | 72.4568 | 70.3983 | 70.7305 | 71.4444 | 72.6195 | 74.0182 | 75.0533 |  | 50.2818 | 50.3778 | 50.4866 | 50.6083 | 51.1987 | 51.8284 | 52.4886 | 53.1808 | 53.8975 | 54.6338 | 55.3909 | 56.1852 | 57.0027 | 57.5326 | 58.2038 | 58.7604 | 59.1731 | 59.3235 | 59.8783 | 60.0335 | 59.5855 | 58.567 | 56.924 | 55.3327 | 54.1099 | 53.4294 | 53.2823 | 53.8125 | 54.6204 | 55.8152 | 57.1953 | 57.9228
Hyde |  | 54.3268 | 54.4309 | 54.5792 | 54.7768 | 55.4325 | 56.2097 | 57.1081 | 58.141 | 59.299 | 60.5388 | 61.8619 | 63.3138 | 64.8139 | 65.9147 | 67.2092 | 68.3327 | 69.2607 | 69.7751 | 69.7542 | 69.0192 | 67.4373 | 65.0337 | 61.9693 | 58.8989 | 56.2126 | 54.0216 | 52.6363 | 52.0643 | 51.8855 | 52.1973 | 52.7436 | 53.1094 |  | 54.3276 | 54.3712 | 54.4218 | 54.4788 | 54.735 | 55.0118 | 55.3045 | 55.612 | 55.9186 | 56.219 | 56.5023 | 56.8238 | 57.1517 | 57.1995 | 57.3658 | 57.4229 | 57.2991 | 56.9177 | 56.137 | 54.8137 | 52.8548 | 50.2862 | 47.2136 | 44.1978 | 41.5481 | 39.4243 | 37.7409 | 36.7336 | 36.1003 | 35.9495 | 36.0461 | 36.1007 |  | 54.3268 | 54.4173 | 54.521 | 54.6381 | 55.168 | 55.749 | 56.3744 | 57.0425 | 57.7415 | 58.4634 | 59.2013 | 59.9879 | 60.7983 | 61.2049 | 61.8078 | 62.2473 | 62.5065 | 62.3773 | 61.7459 | 60.4403 | 58.3342 | 55.4583 | 51.9756 | 48.536 | 45.5292 | 43.0636 | 41.446 | 40.6822 | 40.3488 | 40.5357 | 40.9895 | 41.3066 |  | 54.3268 | 54.4309 | 54.5792 | 54.7769 | 55.4658 | 56.2812 | 57.2189 | 58.2946 | 59.4954 | 60.7793 | 62.1436 | 63.6377 | 65.1786 | 66.3216 | 67.6573 | 68.8014 | 69.7666 | 70.3084 | 70.3376 | 69.6586 | 68.1115 | 65.7468 | 62.6905 | 59.6153 | 56.9204 | 54.7173 | 53.3187 | 52.7291 | 52.5324 | 52.8251 | 53.3528 | 53.7036 |  | 54.3256 | 54.4116 | 54.5112 | 54.6245 | 55.3094 | 56.042 | 56.8102 | 57.6154 | 58.448 | 59.303 | 60.1698 | 61.0846 | 62.0231 | 62.4689 | 63.1324 | 63.5788 | 63.7957 | 63.5622 | 62.7129 | 60.9822 | 58.0668 | 54.3811 | 49.9021 | 45.464 | 41.5995 | 38.5333 | 36.4827 | 35.4525 | 34.949 | 35.0224 | 35.4043 | 35.194
Kendal (Parkside Rd) |  | 50.4226 | 50.5851 | 50.8146 | 51.1175 | 53.1637 | 55.4302 | 57.9189 | 60.6339 | 63.5266 | 66.5015 | 69.552 | 72.7966 | 76.109 | 79.3753 | 82.7086 | 85.9746 | 89.3592 | 92.6138 | 95.8657 | 99.1075 | 102.3224 | 105.4744 | 108.3551 | 111.1324 | 113.4965 | 115.1015 | 115.504 | 116.1294 | 117.3159 | 119.3538 | 121.6815 | 123.3066 |  | 50.4289 | 50.504 | 50.5885 | 50.6816 | 51.592 | 52.5812 | 53.6318 | 54.7156 | 55.7646 | 56.7423 | 57.6171 | 58.5896 | 59.5968 | 60.6857 | 61.7186 | 62.75 | 63.7491 | 64.8394 | 65.9504 | 67.0873 | 68.2456 | 69.404 | 70.3638 | 71.3011 | 71.9774 | 72.1128 | 71.2173 | 70.6126 | 70.5116 | 71.0483 | 71.8516 | 72.4131 |  | 50.4226 | 50.5647 | 50.7271 | 50.91 | 52.77 | 54.7493 | 56.8428 | 59.0335 | 61.2706 | 63.5076 | 65.7269 | 68.029 | 70.3647 | 72.6474 | 74.9997 | 77.2941 | 79.7266 | 82.063 | 84.4407 | 86.862 | 89.3189 | 91.7827 | 94.0477 | 96.2754 | 98.1553 | 99.3377 | 99.3743 | 99.6885 | 100.6139 | 102.4305 | 104.5808 | 106.1007 |  | 50.4226 | 50.5851 | 50.8147 | 51.1177 | 53.4578 | 56.0493 | 58.8604 | 61.9041 | 65.1355 | 68.4941 | 71.9406 | 75.5957 | 79.3175 | 82.9831 | 86.752 | 90.4016 | 94.2319 | 97.9085 | 101.9677 | 106.0877 | 110.1259 | 114.125 | 117.7695 | 121.2805 | 124.3753 | 126.7094 | 127.8451 | 129.1985 | 131.1193 | 133.7458 | 136.6512 | 138.7097 |  | 50.4227 | 50.5627 | 50.7231 | 50.9039 | 53.4463 | 56.11 | 58.851 | 61.6628 | 64.5193 | 67.4144 | 70.2977 | 73.272 | 76.2744 | 79.2129 | 82.2567 | 85.1905 | 88.3242 | 91.4081 | 94.8828 | 98.4397 | 101.9187 | 105.4004 | 108.2605 | 110.94 | 112.9637 | 112.3769 | 114.1878 | 117.0917 | 119.9975 | 123.0586 | 126.1216 | 128.2948
Lancaster |  | 58.6712 | 58.8451 | 59.0826 | 59.3887 | 60.3058 | 61.3802 | 62.6059 | 63.9971 | 65.5384 | 67.1779 | 68.9204 | 70.8157 | 72.7714 | 74.6677 | 76.643 | 78.5932 | 80.5674 | 82.3968 | 84.1683 | 85.8531 | 87.4207 | 88.8424 | 89.9483 | 90.9273 | 91.5188 | 90.8819 | 91.0165 | 91.6175 | 92.3107 | 93.5356 | 94.8899 | 95.8278 |  | 58.6731 | 58.7483 | 58.8348 | 58.931 | 59.2838 | 59.6664 | 60.0711 | 60.4975 | 60.9263 | 61.3501 | 61.7586 | 62.2145 | 62.6653 | 63.1211 | 63.6002 | 64.086 | 64.5644 | 65.0541 | 65.5251 | 65.9628 | 66.3541 | 66.6851 | 66.7996 | 66.8958 | 66.8037 | 66.324 | 65.2382 | 64.4253 | 63.9295 | 64.0382 | 64.3954 | 64.6467 |  | 58.6712 | 58.8257 | 58.9992 | 59.1919 | 59.9355 | 60.7473 | 61.6177 | 62.5441 | 63.5102 | 64.5057 | 65.5262 | 66.6072 | 67.7194 | 68.7653 | 69.891 | 70.9974 | 72.1415 | 73.1667 | 74.1683 | 75.1248 | 76.013 | 76.8098 | 77.3471 | 77.809 | 77.9342 | 76.8791 | 76.6398 | 76.9093 | 77.3102 | 78.274 | 79.4015 | 80.1913 |  | 58.6712 | 58.8451 | 59.0826 | 59.3888 | 60.3447 | 61.4631 | 62.7341 | 64.1742 | 65.7645 | 67.4541 | 69.244 | 71.1876 | 73.1901 | 75.1347 | 77.1572 | 79.1328 | 81.1501 | 83.0154 | 85.1276 | 87.1994 | 89.1354 | 90.933 | 92.3784 | 93.6866 | 94.6059 | 94.296 | 94.7588 | 95.6859 | 96.7071 | 98.1241 | 99.6551 | 100.7255 |  | 58.67 | 58.8196 | 58.9886 | 59.1769 | 60.1534 | 61.1933 | 62.2808 | 63.417 | 64.5887 | 65.789 | 67.0096 | 68.2896 | 69.6008 | 70.854 | 72.1388 | 73.3651 | 74.6167 | 75.7694 | 77.0869 | 78.143 | 78.1167 | 79.0755 | 79.9043 | 80.6972 | 81.2814 | 80.8842 | 81.5661 | 82.8816 | 84.0905 | 85.4927 | 86.9171 | 87.8654
Leyland |  | 18.398 | 24.5276 | 24.7098 | 24.9497 | 25.4542 | 26.0821 | 26.8346 | 27.7307 | 28.7642 | 29.8886 | 31.1164 | 32.481 | 33.9038 | 35.2896 | 36.739 | 38.1737 | 39.6069 | 40.9404 | 42.2048 | 43.3681 | 44.4017 | 45.2862 | 45.8949 | 46.4387 | 46.7947 | 46.6655 | 46.5721 | 46.6982 | 46.9031 | 47.5125 | 48.2607 | 48.7524 |  | 18.3997 | 24.4535 | 24.5161 | 24.5861 | 24.7489 | 24.9315 | 25.1293 | 25.3435 | 25.5689 | 25.8005 | 26.0338 | 26.2937 | 26.5524 | 26.792 | 27.0639 | 27.3402 | 27.6105 | 27.8715 | 28.1008 | 28.2796 | 28.3938 | 28.4343 | 28.2835 | 28.1476 | 27.9312 | 27.5132 | 26.8356 | 26.35 | 25.9852 | 26.0628 | 26.321 | 26.4948 |  | 18.398 | 24.5115 | 24.6409 | 24.7862 | 25.1442 | 25.5463 | 25.9884 | 26.4729 | 26.9921 | 27.5378 | 28.1138 | 28.7396 | 29.3969 | 30.0116 | 30.6919 | 31.3648 | 32.0514 | 32.6645 | 33.2431 | 33.7623 | 34.2006 | 34.5443 | 34.6687 | 34.7796 | 34.7538 | 34.2909 | 33.908 | 33.7872 | 33.7844 | 34.2172 | 34.8228 | 35.2294 |  | 18.398 | 24.5276 | 24.7098 | 24.9498 | 25.4755 | 26.1272 | 26.9041 | 27.8261 | 28.8857 | 30.0374 | 31.2914 | 32.6829 | 34.132 | 35.5445 | 37.0207 | 38.4723 | 39.9308 | 41.2868 | 42.5783 | 43.7708 | 44.8235 | 45.7289 | 46.3394 | 46.8786 | 47.2283 | 47.0911 | 46.989 | 47.1045 | 47.2986 | 47.8998 | 48.6406 | 49.1261 |  | 18.3976 | 18.5087 | 18.6358 | 18.7789 | 19.2412 | 19.7474 | 20.2901 | 20.8738 | 21.491 | 22.1353 | 22.8084 | 23.5314 | 24.2865 | 25.0573 | 25.861 | 26.6653 | 27.5178 | 28.3625 | 29.212 | 30.0282 | 30.6013 | 31.4547 | 32.1003 | 32.7022 | 33.0292 | 32.238 | 32.6188 | 33.4561 | 34.0767 | 34.8328 | 35.5924 | 36.0939
Longsight |  | 3.0921 | 8.5592 | 17.2643 | 17.3886 | 17.6586 | 17.9933 | 18.3948 | 18.8737 | 19.4279 | 20.0311 | 20.6942 | 21.4296 | 22.1959 | 22.9143 | 23.675 | 24.4177 | 25.1275 | 25.7315 | 26.2442 | 26.6298 | 26.8589 | 26.9198 | 26.7588 | 26.5006 | 26.0552 | 25.2482 | 24.0575 | 23.0127 | 22.388 | 22.3953 | 22.6829 | 22.8806 |  | 3.0922 | 8.5207 | 17.1648 | 17.202 | 17.2876 | 17.3839 | 17.4889 | 17.6026 | 17.7232 | 17.8473 | 17.9756 | 18.1151 | 18.2478 | 18.3403 | 18.4597 | 18.568 | 18.653 | 18.7018 | 18.6907 | 18.5938 | 18.3927 | 18.0811 | 17.6077 | 17.0932 | 16.4594 | 15.5634 | 14.3821 | 13.3501 | 12.649 | 12.4326 | 12.4534 | 12.493 |  | 3.0921 | 8.5508 | 17.2285 | 17.3034 | 17.4964 | 17.7114 | 17.9473 | 18.2054 | 18.4825 | 18.7733 | 19.0839 | 19.4191 | 19.7704 | 20.0709 | 20.4153 | 20.746 | 21.0525 | 21.2682 | 21.4119 | 21.4522 | 21.3633 | 21.137 | 20.7204 | 20.2357 | 19.5925 | 18.6148 | 17.2783 | 16.1116 | 15.387 | 15.3119 | 15.5363 | 15.6988 |  | 3.0921 | 8.5592 | 17.2643 | 17.3886 | 17.6679 | 18.0125 | 18.4237 | 18.9124 | 19.4765 | 20.0909 | 20.7658 | 21.5133 | 22.2917 | 23.0218 | 23.7955 | 24.5508 | 25.274 | 25.8939 | 26.5474 | 27.092 | 27.4813 | 27.7043 | 27.7005 | 27.6007 | 27.3151 | 26.6691 | 25.6407 | 24.7593 | 24.2991 | 24.4116 | 24.7974 | 25.0693 |  | 3.0908 | 8.5456 | 10.1086 | 10.1801 | 10.4344 | 10.7103 | 11.005 | 11.3211 | 11.6557 | 12.0052 | 12.375 | 12.7695 | 13.1828 | 13.5484 | 13.9572 | 14.3544 | 14.7296 | 15.0584 | 15.4445 | 15.7511 | 15.9398 | 16.0105 | 15.8361 | 15.6844 | 15.5783 | 15.4331 | 15.5673 | 15.9151 | 16.2326 | 16.6871 | 17.1876 | 17.4693
Lower Darwen |  | 31.2253 | 43.2911 | 43.4965 | 43.7682 | 44.2927 | 44.9585 | 45.7691 | 46.7477 | 47.8902 | 49.1416 | 50.519 | 52.0577 | 53.6643 | 54.9987 | 56.4919 | 57.876 | 59.1073 | 60.0085 | 60.5049 | 60.4546 | 59.7509 | 58.4004 | 56.439 | 54.4333 | 52.5898 | 50.8695 | 49.6559 | 49.075 | 48.7984 | 49.1342 | 49.7343 | 50.124 |  | 31.2253 | 42.7845 | 42.8536 | 42.9313 | 43.0905 | 43.2709 | 43.4678 | 43.6831 | 43.913 | 44.1526 | 44.3987 | 44.6722 | 44.9443 | 45.0056 | 45.1733 | 45.2713 | 45.2485 | 45.0357 | 44.532 | 43.6272 | 42.2497 | 40.412 | 38.1201 | 35.8745 | 33.8316 | 32.0317 | 30.4636 | 29.4385 | 28.6962 | 28.5494 | 28.6822 | 28.7675 |  | 31.2253 | 43.2727 | 43.4178 | 43.5809 | 43.9364 | 44.34 | 44.7878 | 45.2833 | 45.8195 | 46.3876 | 46.9942 | 47.6576 | 48.357 | 48.778 | 49.3607 | 49.8438 | 50.1932 | 50.2448 | 49.9339 | 49.1277 | 47.7276 | 45.7474 | 43.2257 | 40.7226 | 38.4444 | 36.3482 | 34.8129 | 33.9625 | 33.4642 | 33.6163 | 34.0746 | 34.3844 |  | 31.2253 | 43.2911 | 43.4965 | 43.7682 | 44.3085 | 44.992 | 45.8208 | 46.819 | 47.9811 | 49.2524 | 50.6489 | 52.2069 | 53.8323 | 55.1861 | 56.6983 | 58.0932 | 59.342 | 60.2592 | 60.7802 | 60.7569 | 60.0719 | 58.7416 | 56.7834 | 54.7758 | 52.9289 | 51.2039 | 49.985 | 49.3973 | 49.1136 | 49.4419 | 50.035 | 50.4188 |  | 31.2233 | 31.7644 | 31.9038 | 32.0616 | 32.5097 | 33.0056 | 33.5427 | 34.1267 | 34.7502 | 35.4058 | 36.0987 | 36.8486 | 37.6375 | 38.2069 | 38.9067 | 39.5223 | 40.0376 | 40.3306 | 40.3218 | 39.8679 | 38.7513 | 37.3367 | 35.3619 | 33.3775 | 31.4823 | 29.1611 | 28.3034 | 28.2743 | 28.3122 | 28.7443 | 29.3377 | 29.4875
Lytham |  | 2.7503 | 2.8119 | 2.8983 | 23.0119 | 23.2564 | 23.5592 | 23.9209 | 24.3502 | 24.8446 | 25.3822 | 25.9656 | 26.6159 | 27.2928 | 27.9725 | 28.677 | 29.38 | 30.1049 | 30.7945 | 31.4866 | 32.1781 | 32.8646 | 33.5372 | 34.1262 | 34.7194 | 35.2711 | 35.7339 | 36.1693 | 36.6408 | 37.0017 | 37.4244 | 37.8391 | 38.1082 |  | 2.7501 | 2.7743 | 2.8028 | 2.835 | 2.9113 | 2.9967 | 3.0892 | 3.189 | 3.2942 | 3.4026 | 3.5089 | 3.6293 | 3.7441 | 3.8676 | 4.001 | 4.1453 | 4.3002 | 4.47 | 4.6522 | 4.8477 | 5.0567 | 5.2746 | 5.4372 | 5.631 | 5.8185 | 5.9749 | 6.0784 | 6.2351 | 6.3111 | 6.4737 | 6.653 | 6.7626 |  | 2.7503 | 2.8043 | 2.8657 | 22.9346 | 23.1099 | 23.3058 | 23.5204 | 23.7545 | 24.0049 | 24.2679 | 24.5419 | 24.8414 | 25.1548 | 25.4685 | 25.8079 | 26.1493 | 26.5199 | 26.8677 | 27.2345 | 27.6206 | 28.025 | 28.4414 | 28.8012 | 29.1898 | 29.5613 | 29.8667 | 30.1659 | 30.5215 | 30.7852 | 31.1255 | 31.4741 | 31.704 |  | 2.7503 | 2.8119 | 2.8983 | 23.0119 | 23.2718 | 23.5921 | 23.9718 | 24.4205 | 24.9344 | 25.492 | 26.0942 | 26.7637 | 27.4591 | 28.1581 | 28.8813 | 29.5944 | 30.3363 | 31.0398 | 31.7555 | 32.4732 | 33.1768 | 33.8683 | 34.4607 | 35.0518 | 35.5998 | 36.0574 | 36.4871 | 36.9511 | 37.3043 | 37.7189 | 38.1257 | 38.3884 |  | 2.7498 | 2.8019 | 2.8616 | 22.9289 | 23.1693 | 23.4312 | 23.7106 | 24.0098 | 24.3247 | 24.6526 | 24.9901 | 25.3533 | 25.7309 | 26.1099 | 26.5123 | 26.9075 | 27.338 | 27.7782 | 28.2431 | 28.7207 | 29.1715 | 29.6759 | 30.0436 | 30.4358 | 30.8119 | 31.1172 | 31.443 | 31.8316 | 32.1155 | 32.4636 | 32.8137 | 33.0435
Moss Nook |  | 10.7547 | 10.8555 | 12.7828 | 12.9705 | 13.5361 | 14.2063 | 14.9832 | 15.8778 | 16.881 | 17.9508 | 19.0794 | 20.3275 | 21.6174 | 22.8549 | 24.1556 | 25.4214 | 26.7428 | 27.994 | 29.2223 | 30.4138 | 31.5497 | 32.6035 | 33.445 | 34.1675 | 34.52 | 33.892 | 33.4761 | 33.2822 | 33.3206 | 34.0759 | 35.0509 | 35.7277 |  | 10.7549 | 10.7949 | 12.6272 | 12.6807 | 12.8888 | 13.1199 | 13.3686 | 13.6302 | 13.894 | 14.1527 | 14.3836 | 14.6499 | 14.9112 | 15.174 | 15.4504 | 15.739 | 16.0334 | 16.3506 | 16.6698 | 16.987 | 17.2947 | 17.5782 | 17.7166 | 17.8144 | 17.7007 | 17.16 | 16.0988 | 15.1627 | 14.5521 | 14.4928 | 14.6844 | 14.8288 |  | 10.7547 | 10.8429 | 12.7286 | 12.842 | 13.2921 | 13.784 | 14.3154 | 14.8841 | 15.4794 | 16.0902 | 16.7014 | 17.3629 | 18.0448 | 18.67 | 19.3602 | 20.0213 | 20.7503 | 21.4302 | 22.1149 | 22.7964 | 23.4613 | 24.0878 | 24.5473 | 24.9292 | 24.9819 | 24.0927 | 23.4512 | 23.0657 | 22.9439 | 23.564 | 24.4311 | 25.0444 |  | 10.7547 | 10.8556 | 12.7829 | 12.9707 | 13.6187 | 14.3819 | 15.2527 | 16.2462 | 17.3499 | 18.5285 | 19.7646 | 21.1237 | 22.5227 | 23.8694 | 25.2838 | 26.6316 | 28.0638 | 29.4096 | 31.2821 | 33.202 | 35.0394 | 36.8086 | 38.325 | 39.7081 | 40.721 | 40.7537 | 41.002 | 41.4705 | 42.1757 | 43.3515 | 44.7193 | 45.6914 |  | 10.7542 | 10.8403 | 12.3041 | 12.4156 | 13.0517 | 13.7355 | 14.4537 | 15.2091 | 15.9907 | 16.7951 | 17.5978 | 18.4532 | 19.3279 | 20.152 | 21.0175 | 21.8129 | 22.6888 | 23.4958 | 24.7808 | 25.989 | 26.5682 | 27.7314 | 28.7653 | 29.7052 | 30.3015 | 29.4505 | 30.2327 | 31.6171 | 32.8861 | 34.2817 | 35.6968 | 36.683
Moss Nook Primary |  | 11.6082 | 11.625 | 11.6489 | 11.6804 | 11.7623 | 11.8616 | 11.9783 | 12.1147 | 12.2697 | 12.4371 | 12.6193 | 12.8194 | 13.0274 | 13.24 | 13.4571 | 13.6763 | 13.8977 | 14.1106 | 14.3231 | 14.5312 | 14.7275 | 14.8918 | 14.9579 | 14.8351 | 14.2595 | 12.8517 | 10.5643 | 8.2867 | 6.8345 | 6.2161 | 6.0389 | 5.9362 |  | 11.6082 | 11.6147 | 11.6225 | 11.6314 | 11.6605 | 11.6926 | 11.7269 | 11.7636 | 11.8013 | 11.8391 | 11.8776 | 11.92 | 11.963 | 12.0105 | 12.0594 | 12.1106 | 12.1635 | 12.2196 | 12.2782 | 12.3372 | 12.3916 | 12.4264 | 12.3871 | 12.2072 | 11.6768 | 10.4952 | 8.6218 | 6.7656 | 5.561 | 5.0227 | 4.8376 | 4.7802 |  | 11.6082 | 11.6229 | 11.6397 | 11.6587 | 11.7211 | 11.7903 | 11.8654 | 11.9467 | 12.0326 | 12.1222 | 12.2168 | 12.3175 | 12.4225 | 12.5313 | 12.6449 | 12.7617 | 12.8827 | 12.9989 | 13.1193 | 13.2411 | 13.3577 | 13.4498 | 13.4513 | 13.271 | 12.6448 | 11.1931 | 8.8677 | 6.558 | 5.0791 | 4.4381 | 4.243 | 4.1299 |  | 11.6082 | 11.625 | 11.6489 | 11.6804 | 11.7633 | 11.8636 | 11.9813 | 12.1188 | 12.2749 | 12.4434 | 12.6266 | 12.8278 | 13.0369 | 13.2506 | 13.4687 | 13.6886 | 13.9111 | 14.1253 | 14.3394 | 14.5493 | 14.7469 | 14.9127 | 14.979 | 14.8561 | 14.2803 | 12.8724 | 10.5848 | 8.307 | 6.8546 | 6.2359 | 6.0584 | 5.9556 |  | 11.6081 | 11.6226 | 11.6392 | 11.6579 | 11.7362 | 11.8205 | 11.9098 | 12.0043 | 12.1033 | 12.2058 | 12.3129 | 12.4261 | 12.5437 | 12.6651 | 12.7912 | 12.9202 | 13.0538 | 13.1025 | 13.1085 | 13.0782 | 12.9901 | 12.8055 | 12.4119 | 11.6766 | 10.0643 | 4.9405 | 3.9001 | 4.0233 | 4.122 | 4.2387 | 4.3561 | 4.4342
Nelson |  | 10.3991 | 17.4782 | 17.5871 | 17.7292 | 18.3407 | 19.0411 | 19.8275 | 20.7056 | 21.6653 | 22.6774 | 23.7441 | 24.8928 | 26.0701 | 27.1802 | 28.3423 | 29.4725 | 30.5894 | 31.5936 | 32.5115 | 33.3112 | 33.9667 | 34.472 | 34.7826 | 35.0777 | 35.3496 | 35.4491 | 35.7208 | 36.231 | 36.7774 | 37.4788 | 38.2123 | 38.7073 |  | 10.3994 | 17.4352 | 17.4758 | 17.5211 | 17.7797 | 18.0554 | 18.3442 | 18.6445 | 18.9387 | 19.2218 | 19.4897 | 19.7884 | 20.0898 | 20.3709 | 20.6676 | 20.9508 | 21.2033 | 21.4358 | 21.6141 | 21.7166 | 21.7282 | 21.6481 | 21.4299 | 21.2394 | 21.0761 | 20.919 | 20.6237 | 20.5257 | 20.5264 | 20.7206 | 20.9897 | 21.1597 |  | 10.3991 | 17.4689 | 17.5472 | 17.6345 | 18.1609 | 18.7298 | 19.3349 | 19.9723 | 20.6306 | 21.3034 | 21.9876 | 22.7025 | 23.4303 | 24.0876 | 24.7983 | 25.4814 | 26.1605 | 26.7425 | 27.2587 | 27.6817 | 27.9895 | 28.1794 | 28.2084 | 28.2524 | 28.3038 | 28.2113 | 28.3173 | 28.6872 | 29.1166 | 29.7195 | 30.3748 | 30.8242 |  | 10.3991 | 17.4782 | 17.5871 | 17.7292 | 18.3615 | 19.0856 | 19.8964 | 20.8008 | 21.7869 | 22.826 | 23.9181 | 25.0928 | 26.2953 | 27.4314 | 28.6189 | 29.7626 | 30.9027 | 31.9259 | 32.9154 | 33.7959 | 34.5205 | 35.0976 | 35.4597 | 35.7992 | 36.1137 | 36.2542 | 36.5665 | 37.1152 | 37.7003 | 38.4206 | 39.1712 | 39.6785 |  | 10.397 | 10.4601 | 10.5324 | 10.6141 | 11.2913 | 12.0049 | 12.7441 | 13.5079 | 14.2888 | 15.0831 | 15.8857 | 16.7178 | 17.5641 | 18.4064 | 19.2675 | 20.1115 | 20.9936 | 21.8749 | 22.8069 | 23.7149 | 24.4168 | 25.3692 | 26.1986 | 27.0533 | 27.8773 | 28.5762 | 29.1995 | 29.9504 | 30.6557 | 31.4346 | 32.2142 | 32.747
New Mills |  | 2.3184 | 2.3444 | 2.3816 | 2.431 | 2.6249 | 2.8477 | 3.1022 | 3.3904 | 3.7087 | 4.0419 | 4.383 | 4.7612 | 5.1498 | 5.5195 | 5.91 | 6.2818 | 6.6873 | 7.0717 | 7.4572 | 7.8434 | 8.2278 | 8.6064 | 8.9521 | 9.3079 | 9.6505 | 9.9721 | 10.2579 | 10.5548 | 10.8006 | 11.1017 | 11.4005 | 11.6028 |  | 2.3228 | 2.342 | 2.3616 | 2.3823 | 2.4616 | 2.5502 | 2.6467 | 2.7459 | 2.8447 | 2.9384 | 3.0134 | 3.1008 | 3.1808 | 3.2618 | 3.3429 | 3.429 | 3.5184 | 3.6211 | 3.7291 | 3.8439 | 3.9652 | 4.0909 | 4.1922 | 4.3095 | 4.4281 | 4.5392 | 4.6275 | 4.7395 | 4.8121 | 4.9161 | 5.0239 | 5.0906 |  | 2.3184 | 2.341 | 2.3671 | 2.3966 | 2.5592 | 2.7337 | 2.921 | 3.1197 | 3.3256 | 3.5322 | 3.7302 | 3.9459 | 4.1661 | 4.3663 | 4.5879 | 4.7925 | 5.0344 | 5.2613 | 5.4971 | 5.7433 | 5.9989 | 6.2611 | 6.5034 | 6.7676 | 7.0303 | 7.2829 | 7.5101 | 7.758 | 7.9638 | 8.2319 | 8.5056 | 8.6941 |  | 2.3184 | 2.3444 | 2.3816 | 2.4311 | 2.6822 | 2.969 | 3.2875 | 3.6421 | 4.0284 | 4.4369 | 4.8541 | 5.311 | 5.7776 | 6.2243 | 6.6969 | 7.1346 | 7.6222 | 8.08 | 8.6286 | 9.1941 | 9.7414 | 10.2882 | 10.7795 | 11.2712 | 11.748 | 12.2024 | 12.6213 | 13.049 | 13.4265 | 13.8263 | 14.2211 | 14.4951 |  | 2.3187 | 2.3407 | 2.3661 | 2.3949 | 2.6496 | 2.9216 | 3.2052 | 3.5013 | 3.8056 | 4.1177 | 4.4218 | 4.7461 | 5.0748 | 5.3824 | 5.7166 | 6.0175 | 6.3721 | 6.7277 | 7.1819 | 7.6627 | 8.1363 | 8.6221 | 9.0142 | 9.4188 | 9.82 | 10.2098 | 10.5744 | 10.9574 | 11.2992 | 11.6703 | 12.0443 | 12.3076
Orrell |  | 17.732 | 17.7916 | 17.8763 | 17.989 | 18.8999 | 19.8795 | 20.9594 | 22.1447 | 23.4041 | 24.65 | 25.9289 | 27.2762 | 28.6667 | 30.0652 | 31.4452 | 32.8002 | 34.1367 | 35.4068 | 36.6058 | 37.7067 | 38.6886 | 39.5486 | 40.2543 | 40.9681 | 41.7214 | 42.5354 | 43.3968 | 44.3777 | 45.3066 | 45.7919 | 46.224 | 46.5074 |  | 17.7323 | 17.7566 | 17.7852 | 17.8175 | 18.2098 | 18.681 | 19.2178 | 19.7785 | 20.3396 | 20.8469 | 21.3051 | 21.7726 | 22.2715 | 22.7703 | 23.2036 | 23.6024 | 23.9394 | 24.2831 | 24.5753 | 24.7972 | 24.9366 | 24.9942 | 24.9355 | 24.9085 | 24.9331 | 25.021 | 25.1547 | 25.4095 | 25.6187 | 25.9343 | 26.2804 | 26.5116 |  | 17.732 | 17.7839 | 17.8434 | 17.9105 | 18.7506 | 19.6201 | 20.5475 | 21.5295 | 22.5336 | 23.4917 | 24.4458 | 25.4242 | 26.4324 | 27.4459 | 28.4422 | 29.4175 | 30.3825 | 31.2949 | 32.1541 | 32.9369 | 33.626 | 34.2214 | 34.692 | 35.1973 | 35.7688 | 36.4259 | 37.1534 | 38.0224 | 38.8597 | 39.2697 | 39.6441 | 39.8954 |  | 17.732 | 17.7916 | 17.8763 | 17.989 | 19.2906 | 20.6932 | 22.1835 | 23.7712 | 25.4525 | 27.2035 | 29.0291 | 30.9458 | 32.9126 | 34.8586 | 36.8648 | 38.8677 | 40.8747 | 42.8318 | 43.6188 | 44.1654 | 44.5897 | 44.8944 | 45.0382 | 45.1885 | 45.3788 | 45.6302 | 45.9298 | 46.3491 | 46.7173 | 47.1884 | 47.6798 | 48.0078 |  | 17.7316 | 17.7818 | 17.8397 | 17.9053 | 19.1708 | 20.4962 | 21.8647 | 23.2781 | 24.7322 | 26.2232 | 27.7516 | 29.3267 | 30.9394 | 32.5159 | 34.1583 | 35.7971 | 37.4399 | 39.054 | 39.4998 | 39.7035 | 39.7831 | 39.7457 | 39.519 | 39.3255 | 39.2148 | 39.2165 | 39.3158 | 39.5797 | 39.8302 | 40.2116 | 40.6388 | 40.866
Padiham |  | 10.4262 | 11.4563 | 11.6236 | 51.8425 | 52.4574 | 53.1904 | 54.0393 | 55.0167 | 56.1132 | 57.288 | 58.5359 | 59.911 | 61.3325 | 62.3662 | 63.5922 | 64.6539 | 65.5571 | 66.0652 | 66.0885 | 65.4636 | 64.066 | 61.911 | 59.1185 | 56.2609 | 53.5791 | 50.7262 | 49.2863 | 48.7488 | 48.5743 | 48.9238 | 49.5046 | 49.9081 |  | 10.4297 | 10.4842 | 10.5457 | 50.6135 | 50.8429 | 51.0925 | 51.3572 | 51.636 | 51.9171 | 52.1961 | 52.4551 | 52.7519 | 53.0443 | 53.0767 | 53.2232 | 53.2769 | 53.174 | 52.842 | 52.1517 | 50.9733 | 49.221 | 46.9144 | 44.1256 | 41.3521 | 38.8138 | 36.5845 | 34.5753 | 33.2062 | 32.3141 | 32.0364 | 32.0664 | 32.0905 |  | 10.4262 | 11.4419 | 11.5618 | 51.696 | 52.1802 | 52.7129 | 53.2877 | 53.903 | 54.5482 | 55.216 | 55.8935 | 56.623 | 57.3755 | 57.7352 | 58.2888 | 58.6838 | 58.933 | 58.8094 | 58.2302 | 57.0385 | 55.1155 | 52.4817 | 49.2584 | 46.0137 | 42.9883 | 39.8329 | 38.128 | 37.3617 | 36.9918 | 37.1725 | 37.6135 | 37.9307 |  | 10.4262 | 11.4563 | 11.6237 | 51.8426 | 52.5034 | 53.289 | 54.1923 | 55.2288 | 56.3845 | 57.6201 | 58.9249 | 60.3584 | 61.8361 | 62.928 | 64.211 | 65.301 | 66.2557 | 66.8014 | 66.9507 | 66.4684 | 65.1847 | 63.15 | 60.436 | 57.6398 | 55.0145 | 52.2141 | 50.8253 | 50.3335 | 50.2048 | 50.571 | 51.1661 | 51.5789 |  | 10.4258 | 11.4388 | 11.5562 | 11.6879 | 12.3406 | 13.0424 | 13.7804 | 14.5569 | 15.3608 | 16.1875 | 17.019 | 17.9027 | 18.8081 | 19.6912 | 20.5972 | 21.4495 | 22.3777 | 23.2797 | 24.2276 | 25.0424 | 25.129 | 26.0465 | 26.951 | 27.8759 | 28.7119 | 29.1999 | 29.8956 | 30.8074 | 31.5648 | 32.4361 | 33.3065 | 33.8953
Peel |  | 51.0756 | 51.1115 | 51.162 | 61.2282 | 61.737 | 62.2996 | 62.9116 | 63.573 | 64.2724 | 64.9948 | 65.7423 | 66.5265 | 67.3248 | 68.1229 | 68.93 | 69.7332 | 70.5445 | 71.3244 | 72.0999 | 72.8634 | 73.5983 | 74.2614 | 74.7106 | 74.7447 | 73.7834 | 70.9906 | 66.1316 | 61.3417 | 58.4519 | 57.3742 | 57.259 | 57.2305 |  | 51.0764 | 51.0922 | 51.1104 | 61.1308 | 61.3665 | 61.6154 | 61.8741 | 62.1407 | 62.3955 | 62.6342 | 62.8587 | 63.107 | 63.3693 | 63.6592 | 63.9366 | 64.2111 | 64.4745 | 64.7539 | 65.0351 | 65.314 | 65.5797 | 65.7995 | 65.856 | 65.6011 | 64.5742 | 62.1117 | 57.9944 | 53.962 | 51.4493 | 50.3874 | 50.0966 | 50.0485 |  | 51.0756 | 51.1071 | 51.1431 | 51.1835 | 51.6522 | 52.1533 | 52.6808 | 53.2304 | 53.7904 | 54.3559 | 54.9268 | 55.511 | 56.1019 | 56.6913 | 57.2902 | 57.887 | 58.4963 | 59.0816 | 59.6731 | 60.2674 | 60.8561 | 61.414 | 61.844 | 62.0542 | 61.7059 | 60.3186 | 57.6902 | 55.1422 | 53.6917 | 53.282 | 53.4206 | 53.5473 |  | 51.0756 | 51.1115 | 51.162 | 61.2282 | 61.7503 | 62.3278 | 62.9547 | 63.6317 | 64.347 | 65.0865 | 65.8511 | 66.6529 | 67.4684 | 68.2838 | 69.109 | 69.9258 | 70.7548 | 71.5513 | 72.3377 | 73.1121 | 73.8531 | 74.5233 | 74.9706 | 75 | 74.0331 | 71.234 | 66.3683 | 61.5709 | 58.6736 | 57.5935 | 57.4768 | 57.447 |  | 51.0755 | 51.1064 | 51.1416 | 51.1813 | 51.7744 | 52.3916 | 53.0239 | 53.6681 | 54.3189 | 54.9745 | 55.6333 | 56.3037 | 56.9791 | 57.6525 | 58.3363 | 59.0138 | 59.7078 | 60.2946 | 60.8233 | 61.3078 | 61.7172 | 62.0075 | 61.9801 | 61.532 | 59.9903 | 54.08 | 53.0718 | 53.5661 | 54.0977 | 54.6589 | 55.2172 | 55.605
Penrith & Shap |  | 21.5564 | 21.7882 | 22.1057 | 42.5145 | 44.2231 | 46.1722 | 48.3456 | 50.7478 | 53.3414 | 56.0555 | 58.823 | 61.8286 | 64.8994 | 67.6392 | 70.6079 | 73.381 | 76.2716 | 78.9396 | 81.3761 | 83.5016 | 85.2458 | 86.6038 | 87.512 | 88.4887 | 89.5863 | 90.8875 | 91.9351 | 93.5949 | 95.3472 | 97.4224 | 99.5408 | 101.0118 |  | 21.5586 | 21.6529 | 21.7622 | 41.8835 | 42.612 | 43.3938 | 44.2132 | 45.0601 | 45.881 | 46.6647 | 47.3307 | 48.1205 | 48.9386 | 49.6578 | 50.4385 | 51.193 | 51.8731 | 52.5142 | 52.9991 | 53.2722 | 53.2888 | 53.052 | 52.4546 | 51.9569 | 51.6214 | 51.5 | 51.1242 | 51.3693 | 51.7299 | 52.4206 | 53.1944 | 53.7039 |  | 21.5564 | 21.7623 | 21.9942 | 42.2517 | 43.7296 | 45.3313 | 47.0366 | 48.8282 | 50.6684 | 52.54 | 54.3642 | 56.3074 | 58.2778 | 59.9078 | 61.7676 | 63.4382 | 65.2432 | 66.8585 | 68.2854 | 69.4543 | 70.3036 | 70.8359 | 70.99 | 71.2775 | 71.7506 | 72.488 | 73.0278 | 74.2339 | 75.5822 | 77.2928 | 79.0903 | 80.3486 |  | 21.5564 | 21.7883 | 22.1058 | 42.5148 | 44.4211 | 46.5984 | 49.0064 | 51.663 | 54.5125 | 57.4925 | 60.5113 | 63.7754 | 67.096 | 70.0927 | 73.3158 | 76.2224 | 79.3459 | 82.176 | 84.9343 | 87.4213 | 89.403 | 91.0232 | 92.0399 | 93.0502 | 94.159 | 95.4523 | 96.4846 | 98.105 | 99.8166 | 101.8317 | 103.8933 | 105.3146 |  | 21.5564 | 21.7613 | 21.9924 | 22.2491 | 24.241 | 26.3615 | 28.5616 | 30.8385 | 33.1554 | 35.5079 | 37.7929 | 40.1981 | 42.6169 | 44.8797 | 47.3039 | 49.4901 | 52.0185 | 54.5423 | 57.2788 | 60.1165 | 62.8858 | 65.7179 | 68.0539 | 70.4466 | 72.7732 | 74.9602 | 76.6207 | 78.614 | 80.5001 | 82.5517 | 84.5779 | 85.9772
Preston East |  | 64.7969 | 64.8927 | 65.0257 | 85.199 | 85.7281 | 86.3502 | 87.0635 | 87.8782 | 88.7864 | 89.7558 | 90.7921 | 91.9223 | 93.0902 | 93.7238 | 94.5723 | 95.2388 | 95.664 | 95.6066 | 94.9626 | 93.5312 | 91.1364 | 87.7268 | 83.3127 | 78.0985 | 71.3252 | 57.971 | 53.0283 | 50.4528 | 48.9261 | 48.475 | 48.5875 | 48.6921 |  | 64.7981 | 64.8392 | 64.8866 | 84.9395 | 85.1369 | 85.351 | 85.5778 | 85.8172 | 86.0587 | 86.2983 | 86.5317 | 86.7906 | 87.0415 | 87.006 | 87.0875 | 87.0577 | 86.8468 | 86.3673 | 85.4826 | 84.0412 | 81.9346 | 79.1497 | 75.6996 | 71.8247 | 67.223 | 61.1606 | 53.4839 | 46.476 | 41.9367 | 39.8449 | 39.0735 | 38.6454 |  | 64.7969 | 64.8814 | 64.977 | 85.0838 | 85.5103 | 85.9754 | 86.4742 | 87.0059 | 87.5616 | 88.1352 | 88.7264 | 89.353 | 89.9991 | 90.1071 | 90.431 | 90.5772 | 90.4918 | 89.9413 | 88.8266 | 86.9521 | 84.1461 | 80.3615 | 75.6094 | 70.0912 | 63.0475 | 49.4544 | 44.3021 | 41.545 | 39.8624 | 39.2759 | 39.2757 | 39.31 |  | 64.7969 | 64.8927 | 65.0257 | 85.199 | 85.7493 | 86.3952 | 87.1328 | 87.9735 | 88.9077 | 89.904 | 90.966 | 92.1224 | 93.3158 | 93.9756 | 94.85 | 95.5323 | 95.9816 | 95.9468 | 95.3344 | 93.9374 | 91.5665 | 88.183 | 83.7728 | 78.5562 | 71.7787 | 58.4186 | 53.4693 | 50.8853 | 49.3498 | 48.8903 | 48.995 | 49.0931 |  | 64.7963 | 64.8781 | 64.9712 | 65.0757 | 65.6481 | 66.2564 | 66.8923 | 67.557 | 68.2436 | 68.9477 | 69.6674 | 70.4218 | 71.1959 | 71.4896 | 71.992 | 72.2998 | 72.3525 | 71.8943 | 70.7813 | 68.7877 | 65.7332 | 61.6462 | 56.5482 | 51.2197 | 45.8161 | 38.6336 | 35.5371 | 34.3091 | 33.6191 | 33.477 | 33.633 | 33.2806
Radcliffe |  | 1.4081 | 1.4408 | 1.4865 | 1.5464 | 1.663 | 1.8094 | 1.9861 | 2.1981 | 2.4443 | 2.7134 | 3.009 | 3.3383 | 3.6815 | 4.032 | 4.3922 | 4.7556 | 5.1254 | 5.4776 | 5.8313 | 6.1847 | 6.5358 | 6.8802 | 7.1815 | 7.4871 | 7.7794 | 8.0507 | 8.2951 | 8.5523 | 8.7427 | 8.9594 | 9.1688 | 9.3039 |  | 1.4083 | 1.4225 | 1.439 | 1.4576 | 1.4935 | 1.534 | 1.5783 | 1.6266 | 1.6784 | 1.7324 | 1.788 | 1.8491 | 1.9061 | 1.9684 | 2.0356 | 2.1082 | 2.1861 | 2.271 | 2.3623 | 2.4604 | 2.5656 | 2.6756 | 2.7576 | 2.8581 | 2.9606 | 3.0564 | 3.1387 | 3.2472 | 3.301 | 3.391 | 3.4847 | 3.5414 |  | 1.4081 | 1.4369 | 1.4695 | 1.506 | 1.5863 | 1.6768 | 1.7766 | 1.8864 | 2.0048 | 2.1301 | 2.2636 | 2.4092 | 2.562 | 2.7207 | 2.8897 | 3.0637 | 3.2479 | 3.4211 | 3.6045 | 3.798 | 4.0014 | 4.2118 | 4.3932 | 4.5918 | 4.79 | 4.9791 | 5.1524 | 5.3492 | 5.4889 | 5.6628 | 5.8379 | 5.9527 |  | 1.4081 | 1.4409 | 1.4865 | 1.5464 | 1.6665 | 1.8167 | 1.9974 | 2.2136 | 2.464 | 2.7374 | 3.037 | 3.3704 | 3.7177 | 4.0723 | 4.4366 | 4.8026 | 5.1762 | 5.5324 | 5.8918 | 6.2513 | 6.6069 | 6.9562 | 7.2581 | 7.5634 | 7.8551 | 8.1255 | 8.3688 | 8.6248 | 8.8139 | 9.0292 | 9.2372 | 9.3712 |  | 1.4077 | 1.4349 | 1.466 | 1.5011 | 1.607 | 1.7229 | 1.8476 | 1.9823 | 2.1253 | 2.2752 | 2.4332 | 2.6033 | 2.7817 | 2.9661 | 3.1607 | 3.3588 | 3.5683 | 3.786 | 4.0154 | 4.2554 | 4.5037 | 4.7594 | 4.943 | 5.1429 | 5.342 | 5.5319 | 5.7057 | 5.9029 | 6.0429 | 6.217 | 6.3923 | 6.5072
Red Bank |  | 5.8843 | 5.9684 | 6.2215 | 6.3769 | 6.7572 | 7.2161 | 7.7551 | 8.3867 | 9.1069 | 9.8849 | 10.734 | 11.6684 | 12.6416 | 13.6392 | 14.6577 | 15.6882 | 16.7301 | 17.6804 | 18.6346 | 19.5876 | 20.5342 | 21.4621 | 22.2726 | 23.0818 | 23.8298 | 24.4744 | 24.9869 | 25.5396 | 25.9756 | 26.6012 | 27.2433 | 27.6707 |  | 5.8846 | 5.9178 | 6.0922 | 6.1366 | 6.2551 | 6.3873 | 6.5301 | 6.6842 | 6.8464 | 7.013 | 7.1853 | 7.3718 | 7.5412 | 7.7275 | 7.9229 | 8.1309 | 8.3506 | 8.5888 | 8.8434 | 9.115 | 9.404 | 9.704 | 9.9269 | 10.1885 | 10.4331 | 10.6214 | 10.7226 | 10.8976 | 10.9763 | 11.1868 | 11.4268 | 11.5768 |  | 5.8843 | 5.958 | 6.177 | 6.2713 | 6.557 | 6.8704 | 7.2093 | 7.576 | 7.9652 | 8.371 | 8.8007 | 9.2602 | 9.741 | 10.2427 | 10.7666 | 11.3071 | 11.8686 | 12.3554 | 12.8682 | 13.4066 | 13.9696 | 14.5489 | 15.047 | 15.5768 | 16.078 | 16.5066 | 16.8314 | 17.2237 | 17.5244 | 18.0345 | 18.5829 | 18.9542 |  | 5.8843 | 5.9684 | 6.2215 | 6.3769 | 6.7717 | 7.246 | 7.8 | 8.4467 | 9.1824 | 9.9775 | 10.8442 | 11.7969 | 12.7882 | 13.8036 | 14.8412 | 15.8906 | 16.9523 | 17.9279 | 19.0575 | 20.2077 | 21.3528 | 22.4815 | 23.4819 | 24.4824 | 25.4232 | 26.2622 | 26.9705 | 27.7204 | 28.355 | 29.1079 | 29.8689 | 30.3863 |  | 5.8839 | 5.9561 | 6.0387 | 6.1316 | 6.5384 | 6.972 | 7.4288 | 7.9118 | 8.4168 | 8.9398 | 9.4872 | 10.0643 | 10.6639 | 11.2839 | 11.9275 | 12.5873 | 13.2692 | 13.9671 | 14.8387 | 15.7561 | 16.6972 | 17.6537 | 18.3308 | 19.0359 | 19.6994 | 20.1759 | 20.7944 | 21.5357 | 22.1355 | 22.8244 | 23.5165 | 23.9937
Ribble |  | 24.841 | 25.0151 | 25.2594 | 25.5808 | 26.4038 | 27.3988 | 28.5661 | 29.9291 | 31.4764 | 33.1445 | 34.9512 | 36.94 | 39.0058 | 41.0451 | 43.156 | 45.2609 | 47.3817 | 49.3814 | 51.3371 | 53.2216 | 55.0054 | 56.6501 | 57.9406 | 59.0751 | 59.7304 | 58.8293 | 59.1145 | 59.8543 | 60.5635 | 61.6609 | 62.8575 | 63.6465 |  | 24.8419 | 24.9129 | 24.9962 | 25.0899 | 25.3803 | 25.7006 | 26.0439 | 26.4107 | 26.7875 | 27.1664 | 27.5437 | 27.9616 | 28.3777 | 28.8102 | 29.2673 | 29.7397 | 30.2182 | 30.718 | 31.2191 | 31.7115 | 32.1854 | 32.6222 | 32.8326 | 33.0314 | 33.0074 | 32.5116 | 31.4072 | 30.5169 | 29.9141 | 30.0007 | 30.379 | 30.6272 |  | 24.841 | 24.9936 | 25.1673 | 25.3624 | 25.9897 | 26.683 | 27.4354 | 28.2482 | 29.108 | 30.0025 | 30.9377 | 31.9388 | 32.981 | 33.9893 | 35.072 | 36.1583 | 37.2809 | 38.3176 | 39.3564 | 40.3801 | 41.3682 | 42.2902 | 42.9335 | 43.4898 | 43.6353 | 42.2887 | 42.1875 | 42.598 | 43.0303 | 43.8923 | 44.8992 | 45.5752 |  | 24.841 | 25.0151 | 25.2594 | 25.5808 | 26.4354 | 27.4655 | 28.6684 | 30.0687 | 31.6539 | 33.3622 | 35.2081 | 37.2373 | 39.3426 | 41.4218 | 43.5735 | 45.7075 | 47.8677 | 49.9051 | 51.8998 | 53.8254 | 55.6378 | 57.3137 | 58.6087 | 59.7403 | 60.3905 | 59.4825 | 59.7599 | 60.4897 | 61.1887 | 62.2814 | 63.4746 | 64.2604 |  | 24.8399 | 24.9881 | 25.1576 | 25.3487 | 26.1629 | 27.0396 | 27.967 | 28.9493 | 29.9758 | 31.0378 | 32.1387 | 33.305 | 34.5136 | 35.7039 | 36.9062 | 38.0799 | 39.2653 | 40.3693 | 41.3387 | 41.9697 | 41.2799 | 41.9341 | 42.6084 | 43.27 | 43.724 | 43.2153 | 43.753 | 44.8316 | 45.7026 | 46.7866 | 47.8968 | 48.6025
Risley |  | 6.0964 | 6.1182 | 12.1488 | 12.1891 | 12.4447 | 12.7279 | 13.04 | 13.3818 | 13.7468 | 14.1211 | 14.5063 | 14.9159 | 15.3352 | 15.7081 | 16.098 | 16.4744 | 16.8545 | 17.2119 | 17.5526 | 17.8692 | 18.1476 | 18.3639 | 18.4515 | 18.3436 | 17.7243 | 15.0876 | 14.8994 | 15.2132 | 15.5137 | 15.9143 | 16.3195 | 16.6048 |  | 6.0964 | 6.1048 | 12.1147 | 12.1259 | 12.2379 | 12.3618 | 12.4947 | 12.6326 | 12.7669 | 12.8918 | 13.0046 | 13.1283 | 13.2588 | 13.4 | 13.5324 | 13.6641 | 13.7913 | 13.9298 | 14.0706 | 14.2125 | 14.3519 | 14.4778 | 14.5406 | 14.5061 | 14.2163 | 13.4505 | 12.1346 | 10.8543 | 10.0575 | 9.7499 | 9.6978 | 9.6702 |  | 6.0964 | 6.1155 | 12.1372 | 12.1617 | 12.3927 | 12.6382 | 12.8985 | 13.1718 | 13.4513 | 13.7295 | 14.0065 | 14.2936 | 14.5859 | 14.8308 | 15.0931 | 15.343 | 15.5991 | 15.8368 | 16.0635 | 16.2729 | 16.4521 | 16.5781 | 16.5846 | 16.4041 | 15.7205 | 13.0274 | 12.7901 | 13.0617 | 13.3265 | 13.6964 | 14.0766 | 14.3467 |  | 6.0964 | 6.1182 | 12.1488 | 12.1892 | 12.4894 | 12.8217 | 13.1821 | 13.5725 | 13.9879 | 14.4204 | 14.8667 | 15.3397 | 15.8226 | 16.2569 | 16.715 | 17.1554 | 17.6065 | 18.0331 | 18.6261 | 19.2234 | 19.7793 | 20.2778 | 20.6416 | 20.8089 | 20.4664 | 18.1083 | 18.2008 | 18.7963 | 19.3808 | 19.9823 | 20.5794 | 21.0094 |  | 6.0964 | 6.1154 | 6.137 | 6.1614 | 6.4774 | 6.8091 | 7.151 | 7.5026 | 7.8609 | 8.2249 | 8.5899 | 8.9666 | 9.3482 | 9.725 | 10.1146 | 10.4948 | 10.8973 | 11.3037 | 11.899 | 12.5287 | 13.161 | 13.8019 | 14.3926 | 14.9949 | 15.5963 | 16.1891 | 16.7203 | 17.2863 | 17.8477 | 18.431 | 19.0155 | 19.4397
Rochdale Central |  | 5.1117 | 5.1682 | 13.0465 | 13.1489 | 13.4226 | 13.7501 | 14.1312 | 14.5729 | 15.0714 | 15.6074 | 16.1868 | 16.8219 | 17.4801 | 18.0791 | 18.72 | 19.3371 | 19.9234 | 20.4079 | 20.8002 | 21.067 | 21.183 | 21.1484 | 20.9527 | 20.7606 | 20.6242 | 20.5739 | 20.5772 | 20.7415 | 20.9215 | 21.2252 | 21.5664 | 21.7939 |  | 5.1119 | 5.1355 | 12.9631 | 12.9939 | 13.0917 | 13.1987 | 13.3128 | 13.4342 | 13.5585 | 13.6833 | 13.8081 | 13.9455 | 14.0789 | 14.1704 | 14.2864 | 14.3882 | 14.4625 | 14.499 | 14.4716 | 14.3553 | 14.1339 | 13.8099 | 13.3666 | 12.9518 | 12.6015 | 12.3361 | 12.1189 | 12.058 | 12.0119 | 12.0884 | 12.2105 | 12.2868 |  | 5.1117 | 5.1614 | 13.0177 | 13.0805 | 13.2929 | 13.5265 | 13.7786 | 14.0495 | 14.335 | 14.6315 | 14.9413 | 15.2711 | 15.6128 | 15.8931 | 16.2161 | 16.5181 | 16.7953 | 16.9816 | 17.0897 | 17.0893 | 16.958 | 16.6984 | 16.3007 | 15.9276 | 15.6311 | 15.4402 | 15.321 | 15.3802 | 15.4711 | 15.6982 | 15.9769 | 16.1665 |  | 5.1117 | 5.1682 | 13.0465 | 13.1489 | 13.4297 | 13.7652 | 14.1544 | 14.6046 | 15.1118 | 15.6566 | 16.2444 | 16.888 | 17.5545 | 18.162 | 18.8113 | 19.4337 | 20.0277 | 20.5204 | 20.9244 | 21.2037 | 21.3289 | 21.3044 | 21.1098 | 20.917 | 20.7793 | 20.7272 | 20.7284 | 20.8901 | 21.0674 | 21.3682 | 21.7066 | 21.9319 |  | 5.111 | 5.1583 | 13.0124 | 13.0731 | 13.3519 | 13.65 | 13.9639 | 14.2947 | 14.6389 | 14.9939 | 15.3613 | 15.7485 | 16.1485 | 16.4709 | 16.8412 | 17.1821 | 17.4898 | 17.7272 | 17.8678 | 17.8698 | 17.7015 | 17.3707 | 16.7914 | 16.2318 | 15.7611 | 15.3793 | 15.1965 | 15.2428 | 15.3272 | 15.5478 | 15.8218 | 15.9237
Rossendale |  | 17.3183 | 24.406 | 24.5291 | 24.6915 | 25.1508 | 25.7013 | 26.3434 | 27.0883 | 27.9304 | 28.8364 | 29.8117 | 30.8848 | 31.9956 | 33.0476 | 34.1561 | 35.2379 | 36.3084 | 37.2687 | 38.1451 | 38.9049 | 39.5216 | 39.9877 | 40.2453 | 40.499 | 40.7484 | 40.8847 | 41.2368 | 41.7892 | 42.2741 | 43.2612 | 44.3158 | 45.0452 |  | 17.319 | 24.3571 | 24.4009 | 24.4498 | 24.6184 | 24.8021 | 24.9974 | 25.2042 | 25.414 | 25.623 | 25.8259 | 26.0529 | 26.2757 | 26.4695 | 26.6893 | 26.9025 | 27.0958 | 27.2674 | 27.3893 | 27.4401 | 27.4051 | 27.2829 | 27.0148 | 26.7904 | 26.6116 | 26.4679 | 26.2953 | 26.2979 | 26.2952 | 26.4793 | 26.7286 | 26.8792 |  | 17.3183 | 24.3951 | 24.4823 | 24.5803 | 24.9392 | 25.334 | 25.7607 | 26.2188 | 26.7011 | 27.2017 | 27.7195 | 28.2732 | 28.8456 | 29.3556 | 29.9238 | 30.4709 | 31.018 | 31.4742 | 31.8714 | 32.1825 | 32.3857 | 32.4781 | 32.4029 | 32.3612 | 32.3523 | 32.2652 | 32.4261 | 32.8181 | 33.1711 | 34.0488 | 35.0187 | 35.7004 |  | 17.3183 | 24.406 | 24.5291 | 24.6915 | 25.1703 | 25.743 | 26.4078 | 27.1772 | 28.044 | 28.9752 | 29.9742 | 31.0716 | 32.2059 | 33.2822 | 34.4144 | 35.509 | 36.6012 | 37.5796 | 39.2504 | 40.917 | 42.439 | 43.8218 | 44.9849 | 46.1456 | 47.3078 | 48.3625 | 49.6392 | 51.1205 | 52.5403 | 54.0955 | 55.6743 | 56.7998 |  | 17.3169 | 17.3889 | 17.4718 | 17.5656 | 18.0368 | 18.5419 | 19.0737 | 19.6341 | 20.2167 | 20.8173 | 21.4331 | 22.0845 | 22.7561 | 23.4311 | 24.1318 | 24.8234 | 25.5575 | 26.3021 | 27.8331 | 29.4617 | 30.945 | 32.6475 | 34.2127 | 35.8299 | 37.45 | 39.0442 | 40.5452 | 42.1283 | 43.595 | 45.1608 | 46.7364 | 47.8672
Royton |  | 22.6854 | 22.7344 | 22.8024 | 42.8912 | 43.0768 | 43.3064 | 43.5805 | 43.9058 | 44.2801 | 44.6864 | 45.1302 | 45.6221 | 46.1343 | 46.3288 | 46.6411 | 46.8617 | 46.954 | 46.8187 | 46.3877 | 45.5586 | 44.2305 | 42.3471 | 39.8435 | 36.6798 | 32.0511 | 21.0795 | 18.8344 | 18.5193 | 18.3522 | 18.4307 | 18.6144 | 18.7439 |  | 22.6854 | 22.7058 | 22.7299 | 42.757 | 42.8174 | 42.8855 | 42.9599 | 43.0403 | 43.1254 | 43.2127 | 43.3012 | 43.3985 | 43.4925 | 43.4551 | 43.4734 | 43.443 | 43.3335 | 43.1006 | 42.6849 | 42.015 | 41.037 | 39.7319 | 38.0636 | 36.0611 | 33.3893 | 29.4294 | 24.1096 | 19.0863 | 15.8096 | 14.2767 | 13.6853 | 13.322 |  | 22.6854 | 22.7286 | 22.7775 | 42.8321 | 42.9649 | 43.1133 | 43.2761 | 43.4541 | 43.6447 | 43.8445 | 44.0558 | 44.2844 | 44.5238 | 44.4435 | 44.4816 | 44.4305 | 44.2563 | 43.8637 | 43.1876 | 42.128 | 40.5866 | 38.509 | 35.8311 | 32.511 | 27.744 | 16.6508 | 14.2998 | 13.8937 | 13.6493 | 13.6615 | 13.7909 | 13.8873 |  | 22.6854 | 22.7344 | 22.8024 | 42.8912 | 43.0857 | 43.325 | 43.6089 | 43.9442 | 44.3288 | 44.7463 | 45.2013 | 45.7048 | 46.2285 | 46.4344 | 46.7587 | 46.9891 | 47.0933 | 46.9701 | 46.6299 | 45.9034 | 44.6764 | 42.8957 | 40.4897 | 37.4231 | 32.8918 | 22.0181 | 19.8715 | 19.6552 | 19.5875 | 19.7291 | 19.9716 | 20.1454 |  | 22.6848 | 22.7257 | 22.7725 | 22.8251 | 22.9979 | 23.1863 | 23.3879 | 23.6043 | 23.8329 | 24.0714 | 24.3216 | 24.5894 | 24.8692 | 24.9373 | 25.1004 | 25.182 | 25.1448 | 24.9111 | 24.4744 | 23.6658 | 22.4036 | 20.7107 | 18.6424 | 16.5968 | 14.825 | 13.4693 | 12.5652 | 12.1027 | 11.8572 | 11.8688 | 12.0177 | 11.9157
Sale |  | 4.919 | 4.9736 | 7.076 | 7.1762 | 7.3884 | 7.6508 | 7.9643 | 8.3369 | 8.7672 | 9.2356 | 9.7494 | 10.3192 | 10.9127 | 11.5109 | 12.1277 | 12.7475 | 13.3708 | 13.9428 | 14.5049 | 15.0492 | 15.5683 | 16.0517 | 16.4334 | 16.7773 | 17.0056 | 17.0237 | 16.8129 | 16.6407 | 16.5702 | 16.745 | 17.0176 | 17.1963 |  | 4.9188 | 4.9412 | 6.9937 | 7.0237 | 7.0886 | 7.1614 | 7.2404 | 7.3263 | 7.4179 | 7.5132 | 7.6119 | 7.7197 | 7.8181 | 7.919 | 8.0301 | 8.1472 | 8.2686 | 8.3946 | 8.5217 | 8.6465 | 8.7661 | 8.8745 | 8.9128 | 8.947 | 8.9108 | 8.7257 | 8.3725 | 8.0766 | 7.8584 | 7.8594 | 7.9537 | 8.0232 |  | 4.919 | 4.967 | 7.0474 | 7.1085 | 7.26 | 7.4286 | 7.613 | 7.8143 | 8.0302 | 8.2575 | 8.4995 | 8.7612 | 9.0353 | 9.3119 | 9.608 | 9.9101 | 10.2221 | 10.494 | 10.7704 | 11.0467 | 11.3181 | 11.5767 | 11.7575 | 11.922 | 11.9924 | 11.8728 | 11.5429 | 11.2694 | 11.1142 | 11.2173 | 11.4325 | 11.5773 |  | 4.919 | 4.9736 | 7.076 | 7.1762 | 7.3937 | 7.6617 | 7.981 | 8.3596 | 8.7958 | 9.2704 | 9.79 | 10.3658 | 10.9651 | 11.5693 | 12.192 | 12.816 | 13.4449 | 14.0242 | 14.5953 | 15.1491 | 15.676 | 16.1676 | 16.55 | 16.8935 | 17.1211 | 17.1383 | 16.9265 | 16.7529 | 16.6811 | 16.8544 | 17.1256 | 17.3032 |  | 4.9183 | 4.9638 | 7.042 | 7.1008 | 7.3077 | 7.5313 | 7.7696 | 8.0245 | 8.2934 | 8.5738 | 8.8687 | 9.1832 | 9.5119 | 9.8409 | 10.1901 | 10.5431 | 10.9058 | 11.2504 | 11.5874 | 11.9119 | 12.2132 | 12.4807 | 12.5478 | 12.5602 | 12.3796 | 11.3824 | 11.3434 | 11.634 | 11.8449 | 12.1234 | 12.4108 | 12.5888
Skelmersdale |  | 56.2035 | 64.3144 | 70.0348 | 70.3217 | 72.6017 | 75.0494 | 77.7307 | 80.6512 | 83.7317 | 86.7743 | 89.87 | 93.121 | 96.4669 | 99.6339 | 102.8336 | 105.895 | 108.8592 | 111.5466 | 113.8787 | 115.7285 | 116.9897 | 117.6371 | 117.6152 | 117.2539 | 116.2728 | 113.4171 | 111.3381 | 110.149 | 110.1607 | 110.3232 | 111.0038 | 111.5046 |  | 56.2043 | 64.2191 | 69.7929 | 69.8754 | 70.8691 | 72.0491 | 73.382 | 74.7715 | 76.1543 | 77.4063 | 78.5259 | 79.6827 | 80.9234 | 82.0589 | 83.0798 | 83.9789 | 84.6677 | 85.2785 | 85.6241 | 85.6085 | 85.1621 | 84.2754 | 82.8808 | 81.2939 | 79.3443 | 76.6388 | 72.9936 | 69.887 | 68.0285 | 67.6187 | 67.9352 | 68.2595 |  | 56.2035 | 64.2957 | 69.9546 | 70.132 | 72.2438 | 74.4356 | 76.7687 | 79.2316 | 81.7438 | 84.1491 | 86.5293 | 88.9718 | 91.4801 | 93.803 | 96.16 | 98.3849 | 100.5274 | 102.42 | 103.9924 | 105.1256 | 105.7201 | 105.757 | 105.1827 | 104.3217 | 102.8933 | 99.6397 | 97.2083 | 95.7105 | 95.4538 | 95.3799 | 95.8592 | 96.2318 |  | 56.2035 | 64.3144 | 70.0349 | 70.3218 | 73.5233 | 76.9705 | 80.6238 | 84.5011 | 88.583 | 92.8187 | 97.2002 | 101.7903 | 106.4893 | 110.9449 | 115.6126 | 120.1732 | 124.7035 | 128.9827 | 130.409 | 131.0326 | 131.0412 | 130.4449 | 129.143 | 127.4866 | 125.2078 | 121.0523 | 117.6745 | 115.1831 | 113.8945 | 114.0071 | 114.8069 | 115.3964 |  | 56.2033 | 56.3425 | 58.0004 | 58.1769 | 61.3234 | 64.6198 | 68.0205 | 71.5266 | 75.1234 | 78.8032 | 82.5488 | 86.4084 | 90.3469 | 94.0838 | 97.9582 | 101.7277 | 105.4652 | 108.9094 | 109.4194 | 108.8849 | 106.5736 | 105.1296 | 103.4662 | 101.5551 | 99.1369 | 93.9957 | 92.8144 | 93.2475 | 93.7986 | 94.7118 | 95.7629 | 96.2752
Spadeadam 11/33kV |  | 5.9623 | 5.9686 | 5.977 | 5.9878 | 6.0294 | 6.0767 | 6.1291 | 6.1869 | 6.2491 | 6.3141 | 6.3809 | 6.4529 | 6.5261 | 6.5963 | 6.6694 | 6.741 | 6.8173 | 6.8883 | 6.9597 | 7.0317 | 7.1037 | 7.1752 | 7.2409 | 7.3073 | 7.3692 | 7.4243 | 7.4622 | 7.5073 | 7.5511 | 7.6025 | 7.6541 | 7.6901 |  | 5.9624 | 5.9651 | 5.9682 | 5.9716 | 5.9881 | 6.006 | 6.0246 | 6.0439 | 6.0627 | 6.0808 | 6.0967 | 6.1149 | 6.1316 | 6.1488 | 6.166 | 6.1844 | 6.2036 | 6.2256 | 6.2485 | 6.2727 | 6.298 | 6.3241 | 6.3456 | 6.3688 | 6.3899 | 6.4067 | 6.4089 | 6.42 | 6.4304 | 6.4486 | 6.4679 | 6.4811 |  | 5.9623 | 5.9679 | 5.9742 | 5.9811 | 6.0168 | 6.0553 | 6.0961 | 6.1388 | 6.1826 | 6.227 | 6.2708 | 6.317 | 6.3634 | 6.4067 | 6.4528 | 6.4975 | 6.5474 | 6.5925 | 6.6391 | 6.6874 | 6.7373 | 6.7881 | 6.8347 | 6.8835 | 6.9293 | 6.9696 | 6.9939 | 7.0268 | 7.0593 | 7.1005 | 7.1428 | 7.1724 |  | 5.9623 | 5.9686 | 5.977 | 5.9878 | 6.0336 | 6.0856 | 6.1429 | 6.2059 | 6.2733 | 6.3438 | 6.4159 | 6.4932 | 6.5715 | 6.647 | 6.7255 | 6.8001 | 6.8814 | 6.9563 | 7.0348 | 7.1146 | 7.1923 | 7.2699 | 7.3382 | 7.4057 | 7.4685 | 7.524 | 7.5622 | 7.6072 | 7.6509 | 7.7016 | 7.7527 | 7.7882 |  | 5.9623 | 5.9679 | 5.9741 | 5.981 | 6.0319 | 6.0856 | 6.1412 | 6.1985 | 6.2566 | 6.3155 | 6.3735 | 6.4338 | 6.4942 | 6.5515 | 6.6117 | 6.6682 | 6.7317 | 6.7956 | 6.8639 | 6.9345 | 7.004 | 7.0747 | 7.1239 | 7.1732 | 7.217 | 7.2422 | 7.2748 | 7.321 | 7.3628 | 7.4088 | 7.4539 | 7.4853
Spadeadam 132/11kV |  | 0.035541 | 0.036417 | 0.037579 | 0.039038 | 0.044816 | 0.051299 | 0.058415 | 0.066157 | 0.074391 | 0.082944 | 0.091732 | 0.10106 | 0.11049 | 0.11958 | 0.12894 | 0.13824 | 0.14807 | 0.15698 | 0.16596 | 0.17505 | 0.18419 | 0.19332 | 0.20181 | 0.21048 | 0.21888 | 0.22696 | 0.23319 | 0.24057 | 0.24739 | 0.2546 | 0.26153 | 0.26643 |  | 0.035594 | 0.036057 | 0.036557 | 0.037095 | 0.039454 | 0.041966 | 0.044585 | 0.047272 | 0.049874 | 0.052372 | 0.054644 | 0.057147 | 0.059333 | 0.061566 | 0.063746 | 0.066112 | 0.068581 | 0.071458 | 0.074455 | 0.07762 | 0.080938 | 0.084376 | 0.08728 | 0.090455 | 0.093549 | 0.09651 | 0.097777 | 0.10038 | 0.10257 | 0.10528 | 0.10786 | 0.10963 |  | 0.035541 | 0.03633 | 0.037207 | 0.038169 | 0.043202 | 0.048597 | 0.054285 | 0.060208 | 0.066239 | 0.072349 | 0.078428 | 0.084737 | 0.091032 | 0.096963 | 0.10316 | 0.10929 | 0.11598 | 0.12182 | 0.12783 | 0.13406 | 0.14048 | 0.14706 | 0.15314 | 0.15956 | 0.16585 | 0.17196 | 0.17634 | 0.182 | 0.1872 | 0.19288 | 0.19839 | 0.20229 |  | 0.035541 | 0.036417 | 0.037579 | 0.039039 | 0.045212 | 0.052142 | 0.059718 | 0.067957 | 0.076689 | 0.085751 | 0.09502 | 0.10484 | 0.11474 | 0.12432 | 0.13417 | 0.14373 | 0.15399 | 0.16326 | 0.17286 | 0.18262 | 0.1922 | 0.20182 | 0.2104 | 0.21902 | 0.22732 | 0.23528 | 0.24136 | 0.24856 | 0.25518 | 0.26218 | 0.26891 | 0.27365 |  | 0.035545 | 0.036327 | 0.037196 | 0.03815 | 0.045293 | 0.052782 | 0.060497 | 0.068407 | 0.076399 | 0.084467 | 0.09246 | 0.10068 | 0.10886 | 0.1167 | 0.12479 | 0.13259 | 0.14113 | 0.14983 | 0.15895 | 0.16836 | 0.17773 | 0.18729 | 0.19373 | 0.20036 | 0.20682 | 0.21307 | 0.21756 | 0.2233 | 0.22857 | 0.23431 | 0.23988 | 0.24381
Stainburn & Siddick |  | 186.729 | 186.9188 | 187.1822 | 187.5255 | 191.6824 | 196.1512 | 200.9526 | 206.0681 | 211.3778 | 216.6948 | 222.0682 | 227.6361 | 233.2906 | 238.829 | 244.3944 | 249.8254 | 255.2799 | 260.5234 | 265.583 | 270.3972 | 274.9116 | 279.1097 | 282.8746 | 286.5951 | 290.1866 | 293.2539 | 295.8812 | 299.283 | 303.2252 | 308.0058 | 312.9157 | 316.4261 |  | 186.7355 | 186.8232 | 186.9218 | 187.0303 | 188.9995 | 191.164 | 193.4834 | 195.8717 | 198.1698 | 200.2654 | 202.1556 | 204.1965 | 206.3964 | 208.7036 | 210.8184 | 212.8263 | 214.6265 | 216.4969 | 218.2383 | 219.8109 | 221.1842 | 222.3545 | 223.1943 | 224.066 | 224.9252 | 225.6717 | 225.2957 | 225.6031 | 226.5791 | 227.9842 | 229.5424 | 230.5941 |  | 186.729 | 186.8964 | 187.0861 | 187.298 | 191.2528 | 195.4134 | 199.7946 | 204.357 | 208.979 | 213.5241 | 218.0305 | 222.6181 | 227.257 | 231.7719 | 236.3158 | 240.7332 | 245.1925 | 249.4739 | 253.6145 | 257.5625 | 261.2721 | 264.7344 | 267.8348 | 270.9555 | 274.0117 | 276.6043 | 278.8127 | 281.8492 | 285.4757 | 289.9798 | 294.6564 | 298.0196 |  | 186.729 | 186.9188 | 187.1823 | 187.5257 | 192.4546 | 197.7649 | 203.3888 | 209.3215 | 215.4829 | 221.802 | 228.2441 | 234.9237 | 241.6982 | 248.3091 | 255.084 | 261.7101 | 268.4426 | 274.9632 | 282.4821 | 289.9577 | 297.1127 | 304.0031 | 310.4148 | 316.7799 | 323.0381 | 328.7941 | 334.136 | 340.2681 | 346.9661 | 353.9956 | 361.1096 | 366.2837 |  | 186.7289 | 186.8935 | 187.0806 | 187.2899 | 192.6332 | 198.1911 | 203.8785 | 209.6726 | 215.5367 | 221.461 | 227.3997 | 233.449 | 239.5465 | 245.4498 | 251.5047 | 257.4027 | 263.3949 | 269.238 | 276.0359 | 282.6702 | 288.5069 | 294.6236 | 300.3063 | 306.0352 | 311.8258 | 317.3864 | 322.6498 | 328.8351 | 335.5709 | 342.6048 | 349.7292 | 354.7851
Stretford |  | 27.4214 | 27.4541 | 27.4985 | 27.5556 | 27.7326 | 27.9378 | 28.1707 | 28.434 | 28.7258 | 29.0361 | 29.3681 | 29.7276 | 30.0982 | 30.2801 | 30.5415 | 30.7282 | 30.8044 | 30.66 | 30.2572 | 29.5097 | 28.3524 | 26.7938 | 24.9197 | 22.9518 | 20.9793 | 18.8252 | 16.9536 | 15.5011 | 14.5991 | 14.2253 | 14.1386 | 14.0969 |  | 27.4213 | 27.4357 | 27.4524 | 27.4712 | 27.5359 | 27.6059 | 27.6801 | 27.7583 | 27.838 | 27.9176 | 27.997 | 28.0832 | 28.1596 | 28.0943 | 28.0843 | 28.0184 | 27.8635 | 27.5747 | 27.0883 | 26.3334 | 25.2627 | 23.8852 | 22.2629 | 20.5858 | 18.9306 | 17.2609 | 15.5503 | 14.1459 | 13.2325 | 12.7973 | 12.624 | 12.5406 |  | 27.4214 | 27.4506 | 27.4831 | 27.5192 | 27.6641 | 27.8206 | 27.9872 | 28.1637 | 28.3478 | 28.5375 | 28.7342 | 28.9409 | 29.1531 | 29.1754 | 29.2775 | 29.306 | 29.2267 | 28.9317 | 28.3849 | 27.5014 | 26.2174 | 24.5426 | 22.563 | 20.4995 | 18.4411 | 16.2103 | 14.2704 | 12.7577 | 11.8031 | 11.3827 | 11.2558 | 11.1883 |  | 27.4214 | 27.4541 | 27.4985 | 27.5556 | 27.7372 | 27.9474 | 28.1853 | 28.4539 | 28.7508 | 29.0664 | 29.4036 | 29.7683 | 30.1439 | 30.331 | 30.5976 | 30.7882 | 30.8692 | 30.7314 | 30.3366 | 29.5975 | 28.4473 | 26.896 | 25.0224 | 23.0542 | 21.0812 | 18.9264 | 17.0539 | 15.6003 | 14.6972 | 14.3223 | 14.2344 | 14.1918 |  | 27.4208 | 27.4479 | 27.4787 | 27.5129 | 27.7157 | 27.9289 | 28.1504 | 28.3807 | 28.6178 | 28.8603 | 29.1094 | 29.3685 | 29.6341 | 29.6689 | 29.7873 | 29.8129 | 29.6967 | 29.3174 | 28.5918 | 27.3808 | 25.4418 | 23.2346 | 20.6285 | 17.8952 | 15.1051 | 11.3751 | 9.7436 | 9.0288 | 8.5915 | 8.403 | 8.3577 | 8.1071
Stuart St |  | 5.2033 | 5.2689 | 26.8918 | 27.0147 | 27.3853 | 27.8235 | 28.331 | 28.9173 | 29.577 | 30.282 | 31.0446 | 31.8774 | 32.742 | 33.4518 | 34.2408 | 34.9674 | 35.595 | 36.0005 | 36.1681 | 36.0158 | 35.482 | 34.5722 | 33.3255 | 32.0305 | 30.7986 | 29.631 | 28.4999 | 27.7231 | 27.31 | 27.3783 | 27.6723 | 27.8775 |  | 5.2037 | 5.23 | 26.791 | 26.8261 | 26.9581 | 27.1047 | 27.2628 | 27.4309 | 27.6029 | 27.7734 | 27.9446 | 28.1297 | 28.3101 | 28.3704 | 28.4815 | 28.5448 | 28.528 | 28.3978 | 28.0918 | 27.5447 | 26.7138 | 25.6067 | 24.2438 | 22.8781 | 21.5897 | 20.3754 | 19.1997 | 18.3393 | 17.771 | 17.5969 | 17.6203 | 17.6495 |  | 5.2033 | 5.2606 | 26.8562 | 26.93 | 27.2245 | 27.5449 | 27.8898 | 28.26 | 28.6491 | 29.0493 | 29.4683 | 29.9112 | 30.3718 | 30.6747 | 31.0581 | 31.3831 | 31.6173 | 31.6437 | 31.4507 | 30.9603 | 30.1145 | 28.9221 | 27.4232 | 25.9037 | 24.4748 | 23.136 | 21.8575 | 20.9561 | 20.4396 | 20.4211 | 20.6467 | 20.8123 |  | 5.2033 | 5.2689 | 26.8918 | 27.0147 | 27.4096 | 27.8737 | 28.4064 | 29.0177 | 29.7033 | 30.4385 | 31.2334 | 32.0996 | 32.998 | 33.7401 | 34.5655 | 35.3293 | 35.9954 | 36.4436 | 36.7009 | 36.6457 | 36.21 | 35.3997 | 34.2456 | 33.0441 | 31.9067 | 30.8346 | 29.7998 | 29.1202 | 28.8053 | 28.9503 | 29.3189 | 29.5805 |  | 5.203 | 5.2589 | 18.8232 | 18.8958 | 19.297 | 19.7229 | 20.1693 | 20.6377 | 21.1246 | 21.6264 | 22.1486 | 22.6953 | 23.2604 | 23.7106 | 24.228 | 24.7075 | 25.123 | 25.4071 | 25.5683 | 25.5075 | 25.171 | 24.5577 | 23.5442 | 22.4723 | 21.3309 | 19.4912 | 18.9692 | 19.0538 | 19.2175 | 19.578 | 20.0235 | 20.2054
Thornton |  | 40.3577 | 40.4365 | 40.5462 | 60.6896 | 63.5882 | 66.5936 | 69.816 | 73.2466 | 76.7727 | 80.1319 | 83.4738 | 86.8938 | 90.3981 | 93.8546 | 97.1925 | 100.4445 | 103.6443 | 106.6829 | 109.5566 | 112.2021 | 114.5415 | 116.4884 | 117.8345 | 118.3572 | 116.8836 | 108.0984 | 107.0684 | 107.8425 | 109.3476 | 110.0834 | 111.0163 | 111.7095 |  | 40.359 | 40.3928 | 40.4316 | 60.475 | 61.7918 | 63.3779 | 65.188 | 67.0671 | 68.9296 | 70.5823 | 72.0434 | 73.5133 | 75.092 | 76.7348 | 78.0799 | 79.3088 | 80.3403 | 81.4482 | 82.4557 | 83.327 | 84.027 | 84.5145 | 84.6363 | 84.2825 | 82.8307 | 79.3389 | 73.6294 | 68.1067 | 64.7871 | 63.7114 | 63.8155 | 64.0131 |  | 40.3577 | 40.427 | 40.5057 | 60.5938 | 63.4072 | 66.2821 | 69.3261 | 72.5214 | 75.7543 | 78.7843 | 81.7561 | 84.7572 | 87.8276 | 90.8468 | 93.7485 | 96.5678 | 99.3429 | 101.9713 | 104.4536 | 106.7307 | 108.7283 | 110.3633 | 111.4285 | 111.6985 | 110.0001 | 101.0165 | 99.8124 | 100.4356 | 101.8114 | 102.4349 | 103.2741 | 103.9092 |  | 40.3577 | 40.4365 | 40.5462 | 60.6896 | 65.0127 | 69.5592 | 74.2767 | 79.1723 | 84.2346 | 89.4352 | 94.7715 | 100.2695 | 105.8769 | 111.3306 | 116.9549 | 122.578 | 128.2276 | 133.7781 | 135.9397 | 137.4659 | 138.6896 | 139.5383 | 139.7804 | 139.2055 | 136.6449 | 126.7832 | 124.6876 | 124.4046 | 124.8629 | 126.1666 | 127.8902 | 129.181 |  | 40.3575 | 40.4254 | 40.5028 | 40.5895 | 44.9197 | 49.423 | 54.0431 | 58.7789 | 63.6214 | 68.5652 | 73.6025 | 78.7519 | 83.9957 | 89.2142 | 94.5701 | 99.9453 | 105.3713 | 110.7031 | 112.6512 | 113.9851 | 115.0286 | 115.8729 | 116.2887 | 116.4494 | 115.9868 | 112.6952 | 113.0324 | 114.6307 | 116.283 | 118.1112 | 120.0071 | 121.3056
Trimpell |  | 8.1269 | 8.13 | 8.1343 | 8.1399 | 8.1519 | 8.1665 | 8.1838 | 8.204 | 8.2271 | 8.252 | 8.2788 | 8.3085 | 8.3395 | 8.3705 | 8.4027 | 8.4348 | 8.468 | 8.4996 | 8.5314 | 8.5632 | 8.595 | 8.6263 | 8.6541 | 8.6825 | 8.7097 | 8.7353 | 8.7576 | 8.782 | 8.801 | 8.8731 | 8.9513 | 9.0082 |  | 8.1269 | 8.1282 | 8.1296 | 8.1313 | 8.1352 | 8.1396 | 8.1443 | 8.1493 | 8.1546 | 8.1601 | 8.1654 | 8.1714 | 8.1772 | 8.1834 | 8.19 | 8.1971 | 8.2047 | 8.213 | 8.2218 | 8.2312 | 8.2412 | 8.2517 | 8.2597 | 8.2692 | 8.2788 | 8.2878 | 8.2946 | 8.3044 | 8.3099 | 8.3183 | 8.3267 | 8.3321 |  | 8.1269 | 8.1297 | 8.1328 | 8.1362 | 8.145 | 8.1548 | 8.1655 | 8.1771 | 8.1894 | 8.2022 | 8.2156 | 8.2301 | 8.2452 | 8.2603 | 8.2766 | 8.2929 | 8.3106 | 8.3272 | 8.3446 | 8.3629 | 8.382 | 8.4017 | 8.419 | 8.4378 | 8.4565 | 8.4744 | 8.4899 | 8.5082 | 8.522 | 8.5895 | 8.6636 | 8.718 |  | 8.1269 | 8.13 | 8.1343 | 8.1399 | 8.1526 | 8.1681 | 8.1862 | 8.2074 | 8.2313 | 8.2572 | 8.2849 | 8.3155 | 8.3473 | 8.3793 | 8.4123 | 8.4449 | 8.4789 | 8.5112 | 8.6489 | 8.8018 | 8.9555 | 9.1102 | 9.2618 | 9.4148 | 9.5677 | 9.7199 | 9.8697 | 10.0224 | 10.1706 | 10.3217 | 10.4727 | 10.5847 |  | 8.1269 | 8.1296 | 8.1327 | 8.1361 | 8.1481 | 8.1611 | 8.1749 | 8.1896 | 8.205 | 8.221 | 8.2374 | 8.2549 | 8.2731 | 8.2913 | 8.3107 | 8.3297 | 8.3503 | 8.3715 | 8.4989 | 8.6422 | 8.7873 | 8.9343 | 9.0757 | 9.2194 | 9.364 | 9.5088 | 9.652 | 9.799 | 9.9422 | 10.0889 | 10.2362 | 10.3458
Ulverston |  | 46.5976 | 46.6775 | 46.7908 | 46.9408 | 48.3141 | 49.8095 | 51.4355 | 53.191 | 55.0393 | 56.9113 | 58.8161 | 60.8194 | 62.861 | 64.8884 | 66.932 | 68.9361 | 70.9965 | 72.9974 | 74.9926 | 76.9769 | 78.94 | 80.8593 | 82.6202 | 84.2869 | 85.6444 | 86.3055 | 86.5123 | 86.9039 | 87.6965 | 89.0787 | 90.6583 | 91.7785 |  | 46.6034 | 46.6463 | 46.6928 | 46.7433 | 47.3764 | 48.0728 | 48.8197 | 49.5892 | 50.3335 | 51.017 | 51.6275 | 52.2931 | 52.995 | 53.7574 | 54.4578 | 55.1447 | 55.794 | 56.5013 | 57.2153 | 57.938 | 58.6665 | 59.3877 | 59.995 | 60.5628 | 60.9351 | 60.9151 | 60.1923 | 59.6328 | 59.4862 | 59.7704 | 60.2494 | 60.5913 |  | 46.5976 | 46.6673 | 46.7472 | 46.8372 | 48.1172 | 49.4682 | 50.8949 | 52.3853 | 53.9013 | 55.3992 | 56.882 | 58.4065 | 59.9518 | 61.4794 | 63.0248 | 64.5357 | 66.1132 | 67.6486 | 69.2012 | 70.7707 | 72.3512 | 73.924 | 75.3761 | 76.7679 | 77.8845 | 78.3365 | 78.3637 | 78.6038 | 79.2708 | 80.548 | 82.0452 | 83.1181 |  | 46.5976 | 46.6775 | 46.7908 | 46.9409 | 48.5772 | 50.3608 | 52.2698 | 54.3088 | 56.4515 | 58.6657 | 60.9316 | 63.3101 | 65.7285 | 68.1189 | 70.5675 | 72.9584 | 75.4426 | 77.8602 | 80.6565 | 83.509 | 86.3197 | 89.1054 | 91.6985 | 94.188 | 96.3727 | 97.8656 | 98.9114 | 100.1441 | 101.7855 | 103.8574 | 106.113 | 107.7428 |  | 46.5978 | 46.6659 | 46.7441 | 46.8325 | 48.5941 | 50.4333 | 52.321 | 54.252 | 56.2122 | 58.1979 | 60.1834 | 62.2207 | 64.2779 | 66.3072 | 68.384 | 70.4046 | 72.5231 | 74.6 | 77.0347 | 79.4782 | 81.6488 | 84.0756 | 86.2889 | 88.3849 | 90.0759 | 90.1371 | 91.7132 | 93.965 | 96.2647 | 98.6448 | 101.0297 | 102.7511
Vernon Park |  | 16.3244 | 16.488 | 28.2852 | 28.5842 | 29.1903 | 29.9455 | 30.8511 | 31.9306 | 33.1773 | 34.5348 | 36.0257 | 37.6784 | 39.4024 | 41.1181 | 42.8946 | 44.6738 | 46.4484 | 48.1077 | 49.7116 | 51.2294 | 52.6332 | 53.8972 | 54.8479 | 55.7144 | 56.3226 | 56.2972 | 56.2566 | 56.4489 | 56.7158 | 57.4968 | 58.4434 | 59.0698 |  | 16.3241 | 16.3892 | 26.4661 | 26.5527 | 26.7422 | 26.956 | 27.1883 | 27.4417 | 27.7107 | 27.9895 | 28.2796 | 28.5973 | 28.9097 | 29.2179 | 29.5589 | 29.9106 | 30.2646 | 30.6197 | 30.9582 | 31.2642 | 31.5256 | 31.7293 | 31.7192 | 31.7249 | 31.607 | 31.2046 | 30.4485 | 29.8999 | 29.4767 | 29.5843 | 29.9038 | 30.1209 |  | 16.3244 | 16.4682 | 28.2004 | 28.3831 | 28.8094 | 29.2882 | 29.8147 | 30.3924 | 31.0129 | 31.6664 | 32.3647 | 33.1196 | 33.9133 | 34.692 | 35.5337 | 36.3865 | 37.2527 | 38.0353 | 38.8036 | 39.5361 | 40.213 | 40.8156 | 41.1728 | 41.5074 | 41.6452 | 41.2069 | 40.8066 | 40.6903 | 40.6956 | 41.2522 | 42.0155 | 42.5306 |  | 16.3244 | 16.488 | 28.2852 | 28.5842 | 29.2021 | 29.9698 | 30.888 | 31.9806 | 33.2405 | 34.6119 | 36.1164 | 37.7831 | 39.5208 | 41.2504 | 43.041 | 44.8317 | 46.6202 | 48.2967 | 49.9705 | 51.5662 | 53.0458 | 54.3868 | 55.4014 | 56.3307 | 57.0018 | 57.0393 | 57.0619 | 57.3174 | 57.648 | 58.4686 | 59.4522 | 60.1065 |  | 16.323 | 16.4619 | 28.1896 | 28.3679 | 28.9116 | 29.5056 | 30.1432 | 30.8298 | 31.5575 | 32.3184 | 33.1238 | 33.9855 | 34.8889 | 35.7719 | 36.7062 | 37.6411 | 38.5776 | 39.4549 | 40.3113 | 41.0337 | 41.3598 | 41.9061 | 42.1101 | 42.2584 | 42.1309 | 40.7049 | 40.8896 | 41.7527 | 42.4192 | 43.3039 | 44.2256 | 44.7896
West Didsbury |  | 11.4417 | 11.6005 | 13.0806 | 13.3793 | 14.2536 | 15.2964 | 16.5128 | 17.9268 | 19.5256 | 21.2392 | 23.0977 | 25.1328 | 27.2461 | 29.4032 | 31.5983 | 33.811 | 36.037 | 38.1589 | 40.2721 | 42.3615 | 44.4127 | 46.3997 | 48.1261 | 49.8326 | 51.3913 | 52.6862 | 53.6142 | 54.6347 | 55.5356 | 57.1119 | 58.7927 | 59.9327 |  | 11.4417 | 11.5055 | 11.7457 | 11.8306 | 12.1474 | 12.4992 | 12.8788 | 13.2831 | 13.6962 | 14.105 | 14.5151 | 14.9601 | 15.4064 | 15.8922 | 16.3838 | 16.8914 | 17.4068 | 17.9591 | 18.5326 | 19.1255 | 19.7359 | 20.3508 | 20.7956 | 21.3099 | 21.7756 | 22.0867 | 22.1359 | 22.3468 | 22.4691 | 22.9127 | 23.4534 | 23.7925 |  | 11.4417 | 11.5801 | 12.9933 | 13.1717 | 13.8583 | 14.6093 | 15.4214 | 16.2961 | 17.2177 | 18.1677 | 19.1644 | 20.2205 | 21.3191 | 22.4544 | 23.6315 | 24.8368 | 26.077 | 27.2499 | 28.4616 | 29.7075 | 30.9823 | 32.2681 | 33.3716 | 34.5262 | 35.6036 | 36.4835 | 37.0578 | 37.7833 | 38.4432 | 39.8214 | 41.3511 | 42.4079 |  | 11.4417 | 11.6005 | 13.0806 | 13.3793 | 14.307 | 15.4071 | 16.6794 | 18.1485 | 19.8046 | 21.5853 | 23.5157 | 25.6253 | 27.8139 | 30.0429 | 32.3192 | 34.6147 | 36.9267 | 39.1422 | 42.1192 | 45.1843 | 48.2215 | 51.2057 | 53.9253 | 56.634 | 59.204 | 61.5187 | 63.4749 | 65.531 | 67.4747 | 69.7275 | 72.0416 | 73.6607 |  | 11.4399 | 11.5724 | 12.9151 | 13.0883 | 13.9892 | 14.9512 | 15.9636 | 17.0302 | 18.1427 | 19.292 | 20.4915 | 21.7517 | 23.0578 | 24.395 | 25.7837 | 27.2019 | 28.6569 | 30.1309 | 32.4027 | 34.8095 | 37.2413 | 39.6778 | 41.7065 | 43.7667 | 45.684 | 46.9222 | 48.7948 | 51.0436 | 53.0723 | 55.2973 | 57.5463 | 59.1273
Westhoughton |  | 16.4216 | 16.485 | 26.5731 | 66.6882 | 66.9872 | 67.3457 | 67.7647 | 68.2522 | 68.804 | 69.3963 | 70.0375 | 70.7413 | 71.4717 | 71.7506 | 72.181 | 72.5059 | 72.6883 | 72.6106 | 72.214 | 71.3832 | 69.9786 | 67.8608 | 64.7665 | 60.2705 | 52.4064 | 30.7109 | 26.9788 | 26.8985 | 26.9211 | 27.1371 | 27.4367 | 27.639 |  | 16.4231 | 16.4525 | 26.4859 | 66.523 | 66.6306 | 66.7503 | 66.8796 | 67.0173 | 67.1592 | 67.301 | 67.4423 | 67.5962 | 67.7457 | 67.7918 | 67.8837 | 67.9365 | 67.9235 | 67.8108 | 67.5457 | 67.0609 | 66.296 | 65.1927 | 63.5833 | 61.2427 | 57.2568 | 50.1923 | 39.8768 | 29.835 | 23.3153 | 20.2745 | 19.11 | 18.398 |  | 16.4216 | 16.4774 | 26.5406 | 66.6112 | 66.8414 | 67.094 | 67.3678 | 67.6631 | 67.9751 | 68.2977 | 68.6352 | 68.9951 | 69.3691 | 69.289 | 69.3613 | 69.3314 | 69.1658 | 68.7523 | 68.0356 | 66.904 | 65.221 | 62.8499 | 59.5284 | 54.8287 | 46.7846 | 24.9311 | 21.0613 | 20.8629 | 20.7854 | 20.9157 | 21.1453 | 21.3052 |  | 16.4216 | 16.485 | 26.5731 | 66.6882 | 67.0064 | 67.3856 | 67.8252 | 68.3335 | 68.9067 | 69.5232 | 70.1897 | 70.9196 | 71.6762 | 71.9805 | 72.4388 | 72.7896 | 73.0008 | 72.9532 | 72.5694 | 71.7497 | 70.3536 | 68.2451 | 65.1521 | 60.6558 | 52.7912 | 31.095 | 27.362 | 27.2805 | 27.302 | 27.5271 | 27.8374 | 28.0477 |  | 16.421 | 16.4742 | 16.5349 | 16.6031 | 16.9082 | 17.2353 | 17.5806 | 17.9456 | 18.3268 | 18.7211 | 19.1312 | 19.5641 | 20.0128 | 20.3945 | 20.7881 | 21.146 | 21.4577 | 21.6751 | 21.7176 | 21.4542 | 20.3004 | 19.8367 | 19.4229 | 19.0334 | 18.7208 | 18.48 | 18.412 | 18.5541 | 18.7033 | 18.9859 | 19.3156 | 19.466
Wigan |  | 10.4834 | 10.569 | 19.6783 | 49.9769 | 50.3435 | 50.7935 | 51.3277 | 51.9588 | 52.683 | 53.4688 | 54.3275 | 55.2767 | 56.2644 | 56.9608 | 57.7965 | 58.5168 | 59.0642 | 59.2733 | 59.066 | 58.3015 | 56.8759 | 54.8083 | 52.2191 | 49.6038 | 47.249 | 45.1661 | 43.8403 | 43.161 | 42.7961 | 42.8583 | 43.1269 | 43.3085 |  | 10.4834 | 10.5179 | 19.5475 | 49.7334 | 49.8541 | 49.988 | 50.1323 | 50.2878 | 50.4503 | 50.6164 | 50.7863 | 50.973 | 51.1542 | 51.1114 | 51.165 | 51.1351 | 50.9687 | 50.5942 | 49.9085 | 48.7982 | 47.1905 | 45.1053 | 42.6236 | 40.1719 | 37.9768 | 36.1464 | 34.6656 | 33.6996 | 33.0398 | 32.8077 | 32.794 | 32.7854 |  | 10.4834 | 10.5584 | 19.6327 | 49.8686 | 50.1378 | 50.4371 | 50.7636 | 51.1187 | 51.4973 | 51.8939 | 52.314 | 52.7655 | 53.2376 | 53.4145 | 53.7324 | 53.9399 | 53.9851 | 53.7102 | 53.0423 | 51.8459 | 50.0218 | 47.5929 | 44.6813 | 41.7787 | 39.1716 | 36.8693 | 35.3544 | 34.5152 | 34.0171 | 33.9674 | 34.1475 | 34.2777 |  | 10.4834 | 10.569 | 19.6784 | 49.977 | 50.3514 | 50.8099 | 51.3528 | 51.9931 | 52.7264 | 53.5215 | 54.3892 | 55.3475 | 56.3441 | 57.0495 | 57.8942 | 58.6206 | 59.1764 | 59.3954 | 59.2011 | 58.4505 | 57.0359 | 54.9798 | 52.3917 | 49.7757 | 47.4197 | 45.3352 | 44.0075 | 43.3257 | 42.9583 | 43.0178 | 43.2838 | 43.4634 |  | 10.4825 | 10.5544 | 10.7719 | 21.0051 | 21.3564 | 21.736 | 22.1399 | 22.5704 | 23.0231 | 23.4937 | 23.9871 | 24.5116 | 25.0581 | 25.5488 | 26.0815 | 26.5942 | 27.0838 | 27.5169 | 27.862 | 28.0514 | 27.8985 | 27.8567 | 27.6086 | 27.4046 | 27.289 | 27.2909 | 27.3801 | 27.6677 | 27.9127 | 28.3172 | 28.7698 | 28.9996
Wrightington |  | 36.5334 | 47.726 | 68.9962 | 69.3499 | 71.0634 | 72.9697 | 75.1071 | 77.4937 | 80.0793 | 82.7149 | 85.4644 | 88.4081 | 91.4508 | 94.4333 | 97.4587 | 100.42 | 103.3516 | 106.0786 | 108.6178 | 110.8916 | 112.8306 | 114.392 | 115.3829 | 116.0276 | 115.8954 | 114.3103 | 111.0941 | 108.2608 | 106.9706 | 107.0047 | 107.8799 | 108.5139 |  | 36.5383 | 47.6229 | 63.7206 | 63.8291 | 64.5339 | 65.3602 | 66.2858 | 67.2562 | 68.2314 | 69.1366 | 69.9696 | 70.8428 | 71.7553 | 72.6297 | 73.4502 | 74.219 | 74.8852 | 75.533 | 76.0529 | 76.3911 | 76.5039 | 76.3654 | 75.7935 | 75.0216 | 73.6975 | 71.2758 | 67.5819 | 64.2821 | 62.1941 | 61.6812 | 61.9376 | 62.2382 |  | 36.5334 | 47.7027 | 68.8962 | 69.1129 | 70.6151 | 72.1977 | 73.8924 | 75.6944 | 77.5518 | 79.3692 | 81.1986 | 83.1011 | 85.0648 | 86.9602 | 88.901 | 90.7867 | 92.6631 | 94.3708 | 95.9377 | 97.2964 | 98.387 | 99.1747 | 99.4693 | 99.488 | 98.7997 | 96.7243 | 93.0784 | 89.8735 | 88.2654 | 88.0243 | 88.6709 | 89.1635 |  | 36.5334 | 47.726 | 68.9963 | 69.35 | 71.6012 | 74.0908 | 76.7962 | 79.7428 | 82.914 | 86.245 | 89.7422 | 93.4644 | 97.2933 | 101.0253 | 104.9027 | 108.729 | 112.5676 | 116.2172 | 118.5467 | 120.4704 | 122.0432 | 123.2479 | 123.8513 | 124.1003 | 123.5729 | 121.5935 | 117.9859 | 114.7607 | 113.0819 | 113.3028 | 114.445 | 115.2798 |  | 36.5332 | 36.7005 | 57.8911 | 58.105 | 60.2891 | 62.5923 | 64.9834 | 67.4663 | 70.0271 | 72.6563 | 75.3485 | 78.143 | 81.0079 | 83.7337 | 86.6186 | 89.4504 | 92.2924 | 94.9495 | 96.2473 | 97.1028 | 97.564 | 97.6249 | 96.9332 | 96.0092 | 94.4887 | 90.0244 | 89.5459 | 90.632 | 91.6787 | 93.0834 | 94.5992 | 95.4875
Total installed distributed generation capacity (MW) per bulk supply point and primary substation
Click + to view
Click + to view
CLICK HERE TO
RETURN TO CONTENTS
Click + to view
Click + to view
Click + to view
Click + to view
Click + to view

## Electric Vehicle uptake
|  | 7 | 8 | 9 | 10 | 11 | 12 | 13 | 14 | 15 | 16 | 17 | 18 | 19 | 20 | 21 | 22 | 23 | 24 | 25 | 26 | 27 | 28 | 29 | 30 | 31 | 32 | 33 | 34 | 35 | 36 | 37 | 38 |  | 7 | 8 | 9 | 10 | 11 | 12 | 13 | 14 | 15 | 16 | 17 | 18 | 19 | 20 | 21 | 22 | 23 | 24 | 25 | 26 | 27 | 28 | 29 | 30 | 31 | 32 | 33 | 34 | 35 | 36 | 37 | 38 |  | 7 | 8 | 9 | 10 | 11 | 12 | 13 | 14 | 15 | 16 | 17 | 18 | 19 | 20 | 21 | 22 | 23 | 24 | 25 | 26 | 27 | 28 | 29 | 30 | 31 | 32 | 33 | 34 | 35 | 36 | 37 | 38 |  | 7 | 8 | 9 | 10 | 11 | 12 | 13 | 14 | 15 | 16 | 17 | 18 | 19 | 20 | 21 | 22 | 23 | 24 | 25 | 26 | 27 | 28 | 29 | 30 | 31 | 32 | 33 | 34 | 35 | 36 | 37 | 38 |  | 7 | 8 | 9 | 10 | 11 | 12 | 13 | 14 | 15 | 16 | 17 | 18 | 19 | 20 | 21 | 22 | 23 | 24 | 25 | 26 | 27 | 28 | 29 | 30 | 31 | 32 | 33 | 34 | 35 | 36 | 37 | 38
| Central Outlook | [32 empty] | Steady Progression | [32 empty] | System Transformation | [32 empty] | Consumer Transformation | [32 empty] | Leading the Way
Primary | (Years as financial years, ie 2051 is FY2050/51) | 2020 | 2021 | 2022 | 2023 | 2024 | 2025 | 2026 | 2027 | 2028 | 2029 | 2030 | 2031 | 2032 | 2033 | 2034 | 2035 | 2036 | 2037 | 2038 | 2039 | 2040 | 2041 | 2042 | 2043 | 2044 | 2045 | 2046 | 2047 | 2048 | 2049 | 2050 | 2051 | (Years as financial years, ie 2051 is FY2050/51) | 2020 | 2021 | 2022 | 2023 | 2024 | 2025 | 2026 | 2027 | 2028 | 2029 | 2030 | 2031 | 2032 | 2033 | 2034 | 2035 | 2036 | 2037 | 2038 | 2039 | 2040 | 2041 | 2042 | 2043 | 2044 | 2045 | 2046 | 2047 | 2048 | 2049 | 2050 | 2051 | (Years as financial years, ie 2051 is FY2050/51) | 2020 | 2021 | 2022 | 2023 | 2024 | 2025 | 2026 | 2027 | 2028 | 2029 | 2030 | 2031 | 2032 | 2033 | 2034 | 2035 | 2036 | 2037 | 2038 | 2039 | 2040 | 2041 | 2042 | 2043 | 2044 | 2045 | 2046 | 2047 | 2048 | 2049 | 2050 | 2051 | (Years as financial years, ie 2051 is FY2050/51) | 2020 | 2021 | 2022 | 2023 | 2024 | 2025 | 2026 | 2027 | 2028 | 2029 | 2030 | 2031 | 2032 | 2033 | 2034 | 2035 | 2036 | 2037 | 2038 | 2039 | 2040 | 2041 | 2042 | 2043 | 2044 | 2045 | 2046 | 2047 | 2048 | 2049 | 2050 | 2051 | (Years as financial years, ie 2051 is FY2050/51) | 2020 | 2021 | 2022 | 2023 | 2024 | 2025 | 2026 | 2027 | 2028 | 2029 | 2030 | 2031 | 2032 | 2033 | 2034 | 2035 | 2036 | 2037 | 2038 | 2039 | 2040 | 2041 | 2042 | 2043 | 2044 | 2045 | 2046 | 2047 | 2048 | 2049 | 2050 | 2051
Albion St |  | 31.7337 | 49.198 | 140.9802 | 336.3192 | 604.7829 | 950.545 | 1403.7323 | 1901.2916 | 2551.7334 | 3233.072 | 3991.1906 | 4938.7425 | 5864.5785 | 6702.5724 | 7575.3261 | 8346.4971 | 9043.9487 | 9696.59 | 10288.7279 | 10757.1972 | 11221.9635 | 11565.3678 | 11754.278 | 11906.1304 | 12018.7125 | 12049.5528 | 12128.8707 | 12140.5147 | 12159.6122 | 12187.2654 | 12220.9065 | 12207.7238 |  | 31.4822 | 45.8704 | 101.3112 | 210.4523 | 360.0204 | 550.2823 | 786.9925 | 1041.8162 | 1385.8132 | 1749.6398 | 2157.4403 | 2612.7749 | 3075.9102 | 3505.4102 | 3992.6115 | 4448.5175 | 4897.627 | 5381.3747 | 5877.6368 | 6346.5903 | 6869.1059 | 7453.2938 | 7913.0435 | 8353.1689 | 8762.7505 | 9095.9103 | 9465.085 | 9752.8623 | 10025.0819 | 10281.5083 | 10510.4148 | 10667.213 |  | 31.4822 | 46.09 | 105.1785 | 244.6113 | 449.9586 | 718.9843 | 1068.2335 | 1448.607 | 1945.6231 | 2476.3926 | 3075.3748 | 3760.8705 | 4424.1308 | 5032.4 | 5686.8182 | 6295.1269 | 7034.5984 | 7733.5223 | 8378.3936 | 8906.9748 | 9440.0711 | 9864.2392 | 10150.8916 | 10407.733 | 10627.0482 | 10766.9065 | 10943.074 | 11040.5065 | 11126.8671 | 11206.201 | 11268.0915 | 11271.9914 |  | 31.7337 | 49.198 | 140.9802 | 336.3192 | 604.7829 | 950.545 | 1403.7323 | 1901.2916 | 2551.7334 | 3233.072 | 3991.1906 | 4938.7425 | 5864.5785 | 6702.5724 | 7575.3261 | 8346.4971 | 9043.9487 | 9696.59 | 10288.7279 | 10757.1972 | 11221.9635 | 11565.3678 | 11754.278 | 11906.1304 | 12018.7125 | 12049.5528 | 12128.8707 | 12140.5147 | 12159.6122 | 12187.2654 | 12220.9065 | 12207.7238 |  | 31.7337 | 49.1879 | 140.9012 | 336.1155 | 604.4578 | 949.9722 | 1394.9569 | 1880.0801 | 2520.971 | 3190.8617 | 3942.8332 | 4863.9309 | 5762.9493 | 6576.5992 | 7426.0922 | 8175.927 | 8876.5599 | 9530.2922 | 10126.3046 | 10598.4581 | 11071.0184 | 11423.3234 | 11624.8353 | 11790.2882 | 11918.3213 | 11963.3405 | 12056.9585 | 12081.0154 | 12111.3455 | 12148.5851 | 12190.4288 | 12183.3718
Alderley & Chelford |  | 81.5084 | 120.77 | 300.1528 | 607.5338 | 944.348 | 1283.0317 | 1614.733 | 1980.6624 | 2459.7225 | 2960.7432 | 3518.3811 | 4225.8794 | 4914.3734 | 5535.834 | 6179.1583 | 6744.2595 | 7240.7863 | 7707.3729 | 8131.5849 | 8467.0907 | 8800.0554 | 9043.7512 | 9174.8281 | 9278.8563 | 9354.4914 | 9370.5662 | 9422.7838 | 9426.2091 | 9436.0373 | 9452.9064 | 9475.3349 | 9464.0631 |  | 80.8623 | 112.6529 | 216.5937 | 387.0824 | 576.921 | 766.1224 | 940.3464 | 1127.9022 | 1381.0916 | 1648.876 | 1949.0262 | 2284.1626 | 2625.0403 | 2941.1618 | 3299.7528 | 3635.3097 | 3965.8641 | 4321.9132 | 4687.1731 | 5032.3332 | 5416.9162 | 5846.8915 | 6185.2774 | 6509.2194 | 6810.6805 | 7055.8935 | 7327.6142 | 7539.4247 | 7739.7843 | 7928.5198 | 8097.0001 | 8212.407 |  | 80.8623 | 113.1813 | 224.3495 | 442.2098 | 702.8838 | 970.6896 | 1229.026 | 1508.9541 | 1873.5536 | 2263.6277 | 2704.5917 | 3208.9043 | 3698.7463 | 4148.4511 | 4631.5254 | 5080.2343 | 5630.2424 | 6148.1348 | 6624.9762 | 7015.4804 | 7408.3135 | 7717.6119 | 7926.2578 | 8113.0957 | 8272.5026 | 8373.5852 | 8501.3273 | 8571.2109 | 8632.9634 | 8689.5555 | 8733.4138 | 8734.7582 |  | 81.5084 | 120.77 | 300.1528 | 607.5338 | 944.348 | 1283.0317 | 1614.733 | 1980.6624 | 2459.7225 | 2960.7432 | 3518.3811 | 4225.8794 | 4914.3734 | 5535.834 | 6179.1583 | 6744.2595 | 7240.7863 | 7707.3729 | 8131.5849 | 8467.0907 | 8800.0554 | 9043.7512 | 9174.8281 | 9278.8563 | 9354.4914 | 9370.5662 | 9422.7838 | 9426.2091 | 9436.0373 | 9452.9064 | 9475.3349 | 9464.0631 |  | 81.5084 | 120.7423 | 299.9792 | 607.0422 | 943.6184 | 1281.7041 | 1603.1163 | 1956.5305 | 2427.2162 | 2917.6403 | 3469.0686 | 4152.6573 | 4819.1137 | 5420.584 | 6045.7291 | 6594.5595 | 7094.897 | 7563.5399 | 7991.9723 | 8331.3056 | 8671.476 | 8923.4793 | 9065.5091 | 9181.2207 | 9269.8907 | 9297.9018 | 9362.1401 | 9376.0157 | 9395.3147 | 9420.3381 | 9449.7535 | 9443.7769
Alston |  | 1.9106 | 3.166 | 10.7451 | 29.5858 | 58.599 | 99.4304 | 157.0352 | 220.2164 | 302.7856 | 389.306 | 485.5707 | 605.506 | 722.7942 | 829.0166 | 939.7877 | 1037.7875 | 1126.9494 | 1210.3113 | 1285.9129 | 1345.7291 | 1405.0685 | 1448.9975 | 1473.2719 | 1492.8332 | 1507.39 | 1511.5469 | 1521.8417 | 1523.5074 | 1526.0861 | 1529.7239 | 1534.08 | 1532.4634 |  | 1.8955 | 2.95 | 7.6889 | 18.2614 | 34.3456 | 56.7106 | 86.7636 | 119.1164 | 162.7907 | 208.9826 | 260.7575 | 318.5674 | 377.3676 | 431.8975 | 493.7532 | 551.6357 | 608.6552 | 670.0724 | 733.0785 | 792.6175 | 858.9568 | 933.126 | 991.4965 | 1047.3754 | 1099.3764 | 1141.6748 | 1188.5457 | 1225.0823 | 1259.6437 | 1292.1999 | 1321.2622 | 1341.1695 |  | 1.8955 | 2.9645 | 8.0011 | 21.506 | 43.5871 | 75.2005 | 119.4949 | 167.7889 | 230.935 | 298.3435 | 374.3874 | 461.4272 | 545.5748 | 622.7284 | 705.763 | 782.9589 | 876.6341 | 965.244 | 1047.0375 | 1114.0938 | 1181.7596 | 1235.7181 | 1272.197 | 1304.8862 | 1332.8041 | 1350.6283 | 1373.0648 | 1385.5015 | 1396.532 | 1406.6698 | 1414.5893 | 1415.14 |  | 1.9106 | 3.166 | 10.7451 | 29.5858 | 58.599 | 99.4304 | 157.0352 | 220.2164 | 302.7856 | 389.306 | 485.5707 | 605.506 | 722.7942 | 829.0166 | 939.7877 | 1037.7875 | 1126.9494 | 1210.3113 | 1285.9129 | 1345.7291 | 1405.0685 | 1448.9975 | 1473.2719 | 1492.8332 | 1507.39 | 1511.5469 | 1521.8417 | 1523.5074 | 1526.0861 | 1529.7239 | 1534.08 | 1532.4634 |  | 1.9106 | 3.1654 | 10.7393 | 29.5724 | 58.5756 | 99.3906 | 156.1089 | 217.8337 | 299.2393 | 384.3854 | 479.9309 | 596.6693 | 710.6365 | 813.8436 | 921.7 | 1017.0117 | 1106.5239 | 1189.9786 | 1266.0224 | 1326.2657 | 1386.541 | 1431.5361 | 1457.3494 | 1478.5764 | 1495.0344 | 1500.9368 | 1512.9926 | 1516.1865 | 1520.1474 | 1524.9623 | 1530.3252 | 1529.4577
Ambleside |  | 3.0063 | 5.49 | 22.5371 | 69.8438 | 147.5501 | 261.7249 | 428.0015 | 610.2989 | 848.5072 | 1098.1485 | 1375.8986 | 1721.4916 | 2059.5778 | 2365.8402 | 2685.3865 | 2968.2353 | 3226.2022 | 3467.3046 | 3685.9249 | 3858.9023 | 4030.496 | 4157.6267 | 4228.0046 | 4284.7747 | 4327.0844 | 4339.3629 | 4369.3301 | 4374.3578 | 4381.9797 | 4392.6254 | 4405.2937 | 4400.6973 |  | 2.9824 | 5.111 | 16.0626 | 42.6798 | 85.6473 | 148.0541 | 234.7606 | 328.1021 | 454.1076 | 587.3767 | 736.7534 | 903.5417 | 1073.1874 | 1230.5125 | 1408.9736 | 1575.9712 | 1740.4792 | 1917.6752 | 2099.4552 | 2271.2321 | 2462.6287 | 2676.6158 | 2845.0213 | 3006.2385 | 3156.2676 | 3278.3035 | 3413.5315 | 3518.9439 | 3618.6575 | 3712.586 | 3796.4341 | 3853.869 |  | 2.9824 | 5.1371 | 16.7516 | 50.7485 | 109.7345 | 197.9347 | 325.6742 | 465.0096 | 647.2459 | 841.7524 | 1061.1438 | 1312.2734 | 1554.9774 | 1777.4883 | 2016.9919 | 2239.6691 | 2509.6856 | 2765.1862 | 3001.0751 | 3194.4776 | 3389.6814 | 3545.4831 | 3650.8296 | 3745.2367 | 3825.8699 | 3877.3749 | 3942.1894 | 3978.1498 | 4010.0519 | 4039.3785 | 4062.3 | 4063.9546 |  | 3.0063 | 5.49 | 22.5371 | 69.8438 | 147.5501 | 261.7249 | 428.0015 | 610.2989 | 848.5072 | 1098.1485 | 1375.8986 | 1721.4916 | 2059.5778 | 2365.8402 | 2685.3865 | 2968.2353 | 3226.2022 | 3467.3046 | 3685.9249 | 3858.9023 | 4030.496 | 4157.6267 | 4228.0046 | 4284.7747 | 4327.0844 | 4339.3629 | 4369.3301 | 4374.3578 | 4381.9797 | 4392.6254 | 4405.2937 | 4400.6973 |  | 3.0063 | 5.4892 | 22.5253 | 69.8198 | 147.5037 | 261.6494 | 425.5515 | 603.7918 | 838.7008 | 1084.4705 | 1360.2186 | 1696.7793 | 2025.383 | 2323.0354 | 2634.2182 | 2909.3356 | 3168.2501 | 3409.5663 | 3629.4031 | 3803.5647 | 3977.7956 | 4107.9263 | 4182.6716 | 4244.1755 | 4291.8986 | 4309.1484 | 4344.1321 | 4353.5118 | 4365.0699 | 4379.0642 | 4394.5964 | 4392.1274
Ancoats North T11 & T12 |  | 11.9533 | 19.4126 | 62.8583 | 167.0371 | 323.6979 | 540.4402 | 842.1894 | 1173.2075 | 1605.8266 | 2059.1209 | 2563.4721 | 3192.1904 | 3806.939 | 4363.6304 | 4944.0295 | 5457.4006 | 5923.9879 | 6360.289 | 6756.0038 | 7069.0904 | 7379.6848 | 7609.5411 | 7736.457 | 7838.6866 | 7914.7135 | 7936.2712 | 7990.0032 | 7998.5588 | 8011.928 | 8030.8713 | 8053.6163 | 8045.0943 |  | 11.8585 | 18.0915 | 45.0299 | 103.4347 | 190.3695 | 309.1897 | 466.6478 | 636.1548 | 864.9793 | 1106.9944 | 1378.2606 | 1681.1461 | 1989.2206 | 2274.9212 | 2599.0043 | 2902.2699 | 3201.0145 | 3522.8003 | 3852.9106 | 4164.8554 | 4512.4292 | 4901.0272 | 5206.8496 | 5499.6181 | 5772.0691 | 5993.6848 | 6239.2573 | 6430.6849 | 6611.7635 | 6782.3367 | 6934.6038 | 7038.9049 |  | 11.8585 | 18.1798 | 46.8294 | 121.4359 | 240.7858 | 408.7506 | 640.8671 | 893.8946 | 1224.6978 | 1577.8541 | 1976.2773 | 2432.3003 | 2873.2341 | 3277.535 | 3712.628 | 4117.1166 | 4608.1043 | 5072.4776 | 5501.095 | 5852.4743 | 6207.0137 | 6489.6239 | 6680.6711 | 6851.8671 | 6998.0712 | 7091.3963 | 7208.8842 | 7273.9836 | 7331.7152 | 7384.7709 | 7426.2069 | 7429.0413 |  | 11.9533 | 19.4126 | 62.8583 | 167.0371 | 323.6979 | 540.4402 | 842.1894 | 1173.2075 | 1605.8266 | 2059.1209 | 2563.4721 | 3192.1904 | 3806.939 | 4363.6304 | 4944.0295 | 5457.4006 | 5923.9879 | 6360.289 | 6756.0038 | 7069.0904 | 7379.6848 | 7609.5411 | 7736.457 | 7838.6866 | 7914.7135 | 7936.2712 | 7990.0032 | 7998.5588 | 8011.928 | 8030.8713 | 8053.6163 | 8045.0943 |  | 11.9533 | 19.4091 | 62.824 | 166.9555 | 323.5588 | 540.2019 | 837.1642 | 1160.4391 | 1586.9168 | 2032.9378 | 2533.4653 | 3145.2853 | 3742.5571 | 4283.3813 | 4848.4742 | 5347.7419 | 5816.2141 | 6253.0434 | 6651.1201 | 6966.4818 | 7282.0294 | 7517.5298 | 7652.5642 | 7763.5773 | 7849.6203 | 7880.3735 | 7943.3823 | 7959.9879 | 7980.6396 | 8005.7868 | 8033.8386 | 8029.2675
Ancoats North T14 |  | 3.3604 | 5.3193 | 16.1418 | 40.6317 | 75.9658 | 123.3356 | 187.6193 | 258.1628 | 350.3684 | 446.9694 | 554.4532 | 688.5884 | 819.7041 | 938.4132 | 1062.1229 | 1171.4992 | 1270.7046 | 1363.4978 | 1447.6714 | 1514.2673 | 1580.3347 | 1629.1958 | 1656.1331 | 1677.8124 | 1693.9144 | 1698.4163 | 1709.7817 | 1711.5331 | 1714.3233 | 1718.3119 | 1723.1267 | 1721.2886 |  | 3.3338 | 4.9585 | 11.5823 | 25.29 | 44.9326 | 70.9432 | 104.5011 | 140.6269 | 189.3947 | 240.9736 | 298.7867 | 363.3385 | 428.9963 | 489.8856 | 558.9552 | 623.588 | 687.2573 | 755.8373 | 826.1913 | 892.6739 | 966.7499 | 1049.569 | 1114.7468 | 1177.1425 | 1235.208 | 1282.4394 | 1334.7765 | 1375.5741 | 1414.1661 | 1450.5192 | 1482.9708 | 1505.1998 |  | 3.3338 | 4.9825 | 12.0344 | 29.5456 | 56.5129 | 93.2858 | 142.773 | 196.6985 | 267.1832 | 342.4408 | 427.3553 | 524.5411 | 618.5375 | 704.7313 | 797.4793 | 883.6988 | 988.4198 | 1087.4369 | 1178.8158 | 1253.7232 | 1329.2901 | 1389.4803 | 1430.1642 | 1466.6192 | 1497.7505 | 1517.6142 | 1542.6268 | 1556.4754 | 1568.754 | 1580.0362 | 1588.8435 | 1589.4262 |  | 3.3604 | 5.3193 | 16.1418 | 40.6317 | 75.9658 | 123.3356 | 187.6193 | 258.1628 | 350.3684 | 446.9694 | 554.4532 | 688.5884 | 819.7041 | 938.4132 | 1062.1229 | 1171.4992 | 1270.7046 | 1363.4978 | 1447.6714 | 1514.2673 | 1580.3347 | 1629.1958 | 1656.1331 | 1677.8124 | 1693.9144 | 1698.4163 | 1709.7817 | 1711.5331 | 1714.3233 | 1718.3119 | 1723.1267 | 1721.2886 |  | 3.3604 | 5.3183 | 16.1329 | 40.6096 | 75.9293 | 123.2721 | 186.4762 | 255.3225 | 346.2004 | 441.2209 | 547.8663 | 678.338 | 805.6968 | 920.9953 | 1041.4282 | 1147.7907 | 1247.4184 | 1340.3417 | 1425.0378 | 1492.1342 | 1559.2778 | 1609.3662 | 1638.0573 | 1661.6319 | 1679.8919 | 1686.3745 | 1699.7378 | 1703.2233 | 1707.5824 | 1712.9085 | 1718.8676 | 1717.8825
Annie Pit |  | 29.2063 | 45.7422 | 134.8729 | 330.7184 | 606.9567 | 970.5931 | 1456.4831 | 1989.8022 | 2686.9344 | 3417.2469 | 4229.8453 | 5244.6203 | 6236.3693 | 7134.164 | 8069.5224 | 8896.2879 | 9645.2223 | 10345.8768 | 10981.5039 | 11484.3887 | 11983.2894 | 12352.1067 | 12555.2434 | 12718.642 | 12839.9075 | 12873.5105 | 12959.0346 | 12971.9402 | 12992.7588 | 13022.6861 | 13058.9362 | 13044.9363 |  | 28.9748 | 42.6441 | 96.8481 | 206.3758 | 360.0942 | 559.9576 | 813.6691 | 1086.7951 | 1455.4989 | 1845.4568 | 2282.5469 | 2770.585 | 3266.9842 | 3727.3322 | 4249.5259 | 4738.1766 | 5219.5425 | 5738.0345 | 6269.9398 | 6772.575 | 7332.6193 | 7958.7655 | 8451.5359 | 8923.2725 | 9362.2716 | 9719.36 | 10115.05 | 10423.4964 | 10715.2676 | 10990.1114 | 11235.4587 | 11403.5187 |  | 28.9748 | 42.8491 | 100.5874 | 240.5097 | 451.552 | 734.1307 | 1108.3583 | 1516.0543 | 2048.8681 | 2617.8075 | 3259.8022 | 3994.5512 | 4705.3112 | 5357.1025 | 6058.4067 | 6710.3251 | 7502.4333 | 8251.2694 | 8942.2754 | 9508.7005 | 10080.0474 | 10534.9202 | 10842.354 | 11117.8247 | 11353.0583 | 11503.115 | 11692.0943 | 11796.6759 | 11889.3888 | 11974.5695 | 12041.0452 | 12045.3513 |  | 29.2063 | 45.7422 | 134.8729 | 330.7184 | 606.9567 | 970.5931 | 1456.4831 | 1989.8022 | 2686.9344 | 3417.2469 | 4229.8453 | 5244.6203 | 6236.3693 | 7134.164 | 8069.5224 | 8896.2879 | 9645.2223 | 10345.8768 | 10981.5039 | 11484.3887 | 11983.2894 | 12352.1067 | 12555.2434 | 12718.642 | 12839.9075 | 12873.5105 | 12959.0346 | 12971.9402 | 12992.7588 | 13022.6861 | 13058.9362 | 13044.9363 |  | 29.2063 | 45.733 | 134.7978 | 330.5284 | 606.6487 | 970.0541 | 1447.5038 | 1967.7715 | 2654.7779 | 3372.9997 | 4179.1487 | 5165.9364 | 6129.1318 | 7001.0053 | 7911.5199 | 8715.4635 | 9467.6865 | 10169.4066 | 10809.0734 | 11315.8149 | 11822.9478 | 12201.1599 | 12417.6648 | 12595.5024 | 12733.1913 | 12781.8674 | 12882.5951 | 12908.6964 | 12941.455 | 12981.5665 | 13026.5298 | 13019.0307
Ansdell |  | 34.6984 | 52.5211 | 140.0537 | 309.4202 | 522.7037 | 775.7569 | 1081.8999 | 1418.4159 | 1858.4894 | 2319.286 | 2832.0454 | 3475.3236 | 4103.2244 | 4671.1617 | 5261.7663 | 5782.8675 | 6250.8428 | 6689.1977 | 7087.1149 | 7401.9019 | 7714.226 | 7944.4658 | 8070.4444 | 8171.4063 | 8245.9194 | 8265.2745 | 8317.5281 | 8324.2342 | 8336.1909 | 8354.1046 | 8376.3309 | 8367.0562 |  | 34.4234 | 48.9804 | 100.8496 | 195.1941 | 314.5183 | 454.4104 | 614.5364 | 786.9155 | 1019.6171 | 1265.7327 | 1541.5951 | 1849.6126 | 2162.907 | 2453.4483 | 2783.0225 | 3091.4266 | 3395.233 | 3722.471 | 4058.1745 | 4375.4047 | 4728.8677 | 5124.0499 | 5435.054 | 5732.783 | 6009.8503 | 6235.2209 | 6484.9543 | 6679.6253 | 6863.7721 | 7037.2354 | 7192.0824 | 7298.1507 |  | 34.4234 | 49.2124 | 104.5828 | 225.1243 | 388.9574 | 586.825 | 823.3711 | 1080.672 | 1416.6091 | 1775.5227 | 2180.7354 | 2644.3969 | 3093.4481 | 3505.3767 | 3948.3875 | 4360.1095 | 4861.6416 | 5335.2279 | 5771.9612 | 6129.8588 | 6490.5846 | 6776.8595 | 6970.2379 | 7143.4806 | 7291.3812 | 7385.5679 | 7504.3018 | 7569.7953 | 7627.8031 | 7681.0602 | 7722.5413 | 7724.8322 |  | 34.6984 | 52.5211 | 140.0537 | 309.4202 | 522.7037 | 775.7569 | 1081.8999 | 1418.4159 | 1858.4894 | 2319.286 | 2832.0454 | 3475.3236 | 4103.2244 | 4671.1617 | 5261.7663 | 5782.8675 | 6250.8428 | 6689.1977 | 7087.1149 | 7401.9019 | 7714.226 | 7944.4658 | 8070.4444 | 8171.4063 | 8245.9194 | 8265.2745 | 8317.5281 | 8324.2342 | 8336.1909 | 8354.1046 | 8376.3309 | 8367.0562 |  | 34.6984 | 52.5096 | 139.974 | 309.2047 | 522.3723 | 775.1633 | 1074.79 | 1402.1286 | 1835.4352 | 2287.9937 | 2796.2114 | 3420.5843 | 4029.8208 | 4580.8188 | 5155.4474 | 5661.9864 | 6132.4481 | 6571.8261 | 6972.6758 | 7290.2089 | 7608.1396 | 7844.8 | 7979.685 | 8090.2278 | 8175.5714 | 8204.8593 | 8267.1267 | 8282.5286 | 8302.3577 | 8327.0061 | 8354.9973 | 8350.0454
Ardwick |  | 13.1876 | 20.3944 | 58.0234 | 137.432 | 245.7878 | 384.4768 | 565.2341 | 763.7054 | 1023.1663 | 1294.9447 | 1597.3512 | 1975.4167 | 2344.7923 | 2679.1065 | 3027.2523 | 3334.8459 | 3612.9028 | 3873.1129 | 4109.208 | 4295.9935 | 4481.3036 | 4618.2034 | 4693.4862 | 4753.989 | 4798.8316 | 4811.0734 | 4842.6569 | 4847.2548 | 4854.8342 | 4865.8332 | 4879.2313 | 4873.9584 |  | 13.0831 | 19.0154 | 41.705 | 86.0613 | 146.449 | 222.791 | 317.2135 | 418.8614 | 556.0801 | 701.2087 | 863.8783 | 1045.509 | 1230.2514 | 1401.5768 | 1595.919 | 1777.7776 | 1956.9251 | 2149.8897 | 2347.8462 | 2534.9094 | 2743.3383 | 2976.3679 | 3159.7598 | 3335.3236 | 3498.7037 | 3631.5995 | 3778.8614 | 3893.6544 | 4002.2414 | 4104.5286 | 4195.8383 | 4258.3843 |  | 13.0831 | 19.1063 | 43.2923 | 99.96 | 182.8688 | 290.817 | 430.1424 | 581.8712 | 780.1174 | 991.8334 | 1230.7653 | 1504.2041 | 1768.7905 | 2011.4443 | 2272.5013 | 2515.1615 | 2810.1853 | 3089.0141 | 3346.2701 | 3557.1317 | 3769.7854 | 3938.9576 | 4053.2806 | 4155.7133 | 4243.1787 | 4298.9505 | 4369.2054 | 4408.0541 | 4442.4864 | 4474.116 | 4498.7884 | 4500.3301 |  | 13.1876 | 20.3944 | 58.0234 | 137.432 | 245.7878 | 384.4768 | 565.2341 | 763.7054 | 1023.1663 | 1294.9447 | 1597.3512 | 1975.4167 | 2344.7923 | 2679.1065 | 3027.2523 | 3334.8459 | 3612.9028 | 3873.1129 | 4109.208 | 4295.9935 | 4481.3036 | 4618.2034 | 4693.4862 | 4753.989 | 4798.8316 | 4811.0734 | 4842.6569 | 4847.2548 | 4854.8342 | 4865.8332 | 4879.2313 | 4873.9584 |  | 13.1876 | 20.3901 | 57.9909 | 137.3477 | 245.6537 | 384.2401 | 561.6867 | 755.1667 | 1010.8056 | 1277.9977 | 1577.9368 | 1945.4095 | 2304.0667 | 2628.6514 | 2967.509 | 3266.5865 | 3545.9258 | 3806.5824 | 4044.2356 | 4232.5008 | 4420.9332 | 4561.3995 | 4641.7244 | 4707.6675 | 4758.6886 | 4776.5999 | 4813.9012 | 4823.4625 | 4835.5335 | 4850.3665 | 4867.0452 | 4864.2231
Arnside |  | 12.0859 | 18.4668 | 50.6977 | 115.6979 | 200.8908 | 306.0154 | 438.3766 | 583.7821 | 773.8991 | 973.0084 | 1194.563 | 1471.9867 | 1742.9175 | 1988.0602 | 2243.182 | 2468.4477 | 2671.4757 | 2861.5543 | 3034.0541 | 3170.5218 | 3305.9163 | 3405.8435 | 3460.6704 | 3504.6774 | 3537.2318 | 3545.9251 | 3568.8091 | 3571.9635 | 3577.3406 | 3585.2543 | 3594.9737 | 3591.0449 |  | 11.9901 | 17.2202 | 36.4758 | 72.7325 | 120.3016 | 178.2854 | 247.4675 | 321.9436 | 422.482 | 528.8158 | 648.0017 | 781.0802 | 916.4385 | 1041.9664 | 1184.3584 | 1317.6039 | 1448.8629 | 1590.2455 | 1735.2857 | 1872.3445 | 2025.0576 | 2195.7954 | 2330.1642 | 2458.7975 | 2578.504 | 2675.875 | 2783.7719 | 2867.8792 | 2947.4395 | 3022.384 | 3089.2854 | 3135.1121 |  | 11.9901 | 17.3021 | 37.8434 | 84.1656 | 149.4768 | 231.4779 | 333.6132 | 444.7814 | 589.9832 | 745.0804 | 920.1469 | 1120.4824 | 1314.411 | 1492.2838 | 1683.6155 | 1861.4504 | 2077.8497 | 2282.2885 | 2470.8684 | 2625.4247 | 2781.2526 | 2905.082 | 2988.7476 | 3063.7069 | 3127.7077 | 3168.4937 | 3219.8884 | 3248.2762 | 3273.4288 | 3296.5284 | 3314.5349 | 3315.6009 |  | 12.0859 | 18.4668 | 50.6977 | 115.6979 | 200.8908 | 306.0154 | 438.3766 | 583.7821 | 773.8991 | 973.0084 | 1194.563 | 1471.9867 | 1742.9175 | 1988.0602 | 2243.182 | 2468.4477 | 2671.4757 | 2861.5543 | 3034.0541 | 3170.5218 | 3305.9163 | 3405.8435 | 3460.6704 | 3504.6774 | 3537.2318 | 3545.9251 | 3568.8091 | 3571.9635 | 3577.3406 | 3585.2543 | 3594.9737 | 3591.0449 |  | 12.0859 | 18.4628 | 50.6691 | 115.6218 | 200.7721 | 305.8042 | 435.5625 | 577.1708 | 764.4314 | 960.09 | 1179.7665 | 1449.244 | 1712.2258 | 1950.1533 | 2198.4257 | 2417.4282 | 2621.457 | 2811.915 | 2985.6134 | 3123.2119 | 3260.9552 | 3363.5687 | 3422.1597 | 3470.2226 | 3507.3732 | 3520.283 | 3547.4187 | 3554.2645 | 3562.9827 | 3573.7512 | 3585.9138 | 3583.8135
Ashton (Golborne) |  | 31.46 | 49.1965 | 144.4455 | 352.7843 | 645.5847 | 1029.8769 | 1542.0435 | 2104.2246 | 2839.0919 | 3608.9263 | 4465.5014 | 5535.3164 | 6580.8243 | 7527.2651 | 8513.2597 | 9384.7438 | 10174.0188 | 10912.436 | 11582.3311 | 12112.3263 | 12638.1239 | 13026.7982 | 13240.8372 | 13412.99 | 13540.7352 | 13576.0801 | 13666.1619 | 13679.7064 | 13701.6028 | 13733.1097 | 13771.2948 | 13756.519 |  | 31.2106 | 45.8651 | 103.7335 | 220.2327 | 383.1938 | 594.4435 | 861.8869 | 1149.7954 | 1538.4549 | 1949.5187 | 2410.2657 | 2924.7183 | 3447.9844 | 3933.2482 | 4483.705 | 4998.8032 | 5506.2224 | 6052.7772 | 6613.4711 | 7143.3109 | 7733.6668 | 8393.7024 | 8913.1433 | 9410.412 | 9873.1714 | 10249.5868 | 10666.693 | 10991.8336 | 11299.3966 | 11589.116 | 11847.7424 | 12024.8983 |  | 31.2106 | 46.0854 | 107.732 | 256.561 | 480.2933 | 778.974 | 1173.4709 | 1603.2325 | 2164.8702 | 2764.5959 | 3441.339 | 4215.8526 | 4965.1009 | 5652.1928 | 6391.4705 | 7078.6844 | 7913.7309 | 8703.137 | 9431.5682 | 10028.6672 | 10630.9428 | 11110.4015 | 11434.4478 | 11724.8024 | 11972.7444 | 12130.9013 | 12330.0866 | 12440.3074 | 12538.0173 | 12627.7875 | 12697.8415 | 12702.363 |  | 31.46 | 49.1965 | 144.4455 | 352.7843 | 645.5847 | 1029.8769 | 1542.0435 | 2104.2246 | 2839.0919 | 3608.9263 | 4465.5014 | 5535.3164 | 6580.8243 | 7527.2651 | 8513.2597 | 9384.7438 | 10174.0188 | 10912.436 | 11582.3311 | 12112.3263 | 12638.1239 | 13026.7982 | 13240.8372 | 13412.99 | 13540.7352 | 13576.0801 | 13666.1619 | 13679.7064 | 13701.6028 | 13733.1097 | 13771.2948 | 13756.519 |  | 31.46 | 49.1866 | 144.365 | 352.58 | 645.2544 | 1029.2982 | 1532.5186 | 2080.9028 | 2805.0807 | 3562.145 | 4411.9022 | 5452.1638 | 6467.5459 | 7386.6386 | 8346.4325 | 9193.853 | 9986.6115 | 10726.1664 | 11400.3358 | 11934.4093 | 12468.9018 | 12867.4996 | 13095.6498 | 13283.0424 | 13428.1191 | 13479.3705 | 13585.4958 | 13612.9656 | 13647.4622 | 13689.717 | 13737.0979 | 13729.1838
Ashton (Ribble) |  | 24.3921 | 36.9123 | 98.3584 | 217.1185 | 366.5066 | 543.548 | 757.4734 | 992.6272 | 1300.1475 | 1622.1469 | 1980.4578 | 2430.0002 | 2868.7894 | 3265.6707 | 3678.3824 | 4042.5171 | 4369.4922 | 4675.7764 | 4953.8085 | 5173.7557 | 5391.9823 | 5552.8492 | 5640.8621 | 5711.3941 | 5763.4451 | 5776.9538 | 5813.4528 | 5818.1261 | 5826.4708 | 5838.98 | 5854.5057 | 5848.0208 |  | 24.1987 | 34.4239 | 70.8273 | 136.9793 | 220.5611 | 318.4392 | 430.3338 | 550.7908 | 713.4006 | 885.3841 | 1078.1543 | 1293.3943 | 1512.3216 | 1715.3494 | 1945.6529 | 2161.163 | 2373.4602 | 2602.1313 | 2836.7179 | 3058.3956 | 3305.3925 | 3581.5423 | 3798.8693 | 4006.9197 | 4200.5319 | 4358.0189 | 4532.5304 | 4668.5648 | 4797.245 | 4918.4596 | 5026.6654 | 5100.785 |  | 24.1987 | 34.587 | 73.4482 | 157.9691 | 272.7276 | 411.1699 | 576.4695 | 756.269 | 991.0159 | 1241.8201 | 1524.9794 | 1848.9815 | 2162.7787 | 2450.6358 | 2760.2113 | 3047.9216 | 3398.4021 | 3729.3487 | 4034.5396 | 4284.639 | 4536.7121 | 4736.7513 | 4871.8766 | 4992.9316 | 5096.2782 | 5162.0905 | 5245.0559 | 5290.8176 | 5331.3484 | 5368.5595 | 5397.5419 | 5399.139 |  | 24.3921 | 36.9123 | 98.3584 | 217.1185 | 366.5066 | 543.548 | 757.4734 | 992.6272 | 1300.1475 | 1622.1469 | 1980.4578 | 2430.0002 | 2868.7894 | 3265.6707 | 3678.3824 | 4042.5171 | 4369.4922 | 4675.7764 | 4953.8085 | 5173.7557 | 5391.9823 | 5552.8492 | 5640.8621 | 5711.3941 | 5763.4451 | 5776.9538 | 5813.4528 | 5818.1261 | 5826.4708 | 5838.98 | 5854.5057 | 5848.0208 |  | 24.3921 | 36.9042 | 98.3024 | 216.967 | 366.2737 | 543.131 | 752.4923 | 981.2245 | 1284.0128 | 1600.2502 | 1955.3831 | 2391.7036 | 2817.4446 | 3202.4836 | 3604.0288 | 3957.9862 | 4286.7024 | 4593.7047 | 4873.7893 | 5095.6583 | 5317.8064 | 5483.1644 | 5577.4052 | 5654.6364 | 5714.2598 | 5734.7132 | 5778.2134 | 5788.9666 | 5802.8154 | 5820.0336 | 5839.5901 | 5836.1279
Ashton On Mersey |  | 44.2995 | 67.4995 | 183.742 | 415.4538 | 715.8513 | 1082.689 | 1539.8419 | 2042.1242 | 2698.8865 | 3386.6781 | 4152.01 | 5110.796 | 6047.0205 | 6894.0567 | 7775.4024 | 8553.4603 | 9254.0718 | 9910.0835 | 10505.4649 | 10976.4773 | 11443.7901 | 11788.5859 | 11977.6328 | 12129.3134 | 12241.4538 | 12271.194 | 12349.9752 | 12360.6464 | 12379.036 | 12406.2204 | 12439.6933 | 12426.0529 |  | 43.9484 | 62.9448 | 132.23 | 261.4293 | 429.2504 | 631.7072 | 870.693 | 1127.9664 | 1475.2702 | 1842.5945 | 2254.3153 | 2714.0271 | 3181.6146 | 3615.2435 | 4107.1284 | 4567.4172 | 5020.844 | 5509.2421 | 6010.275 | 6483.7366 | 7011.2752 | 7601.0792 | 8065.2485 | 8509.6049 | 8923.124 | 9259.4865 | 9632.2102 | 9922.754 | 10197.5905 | 10456.482 | 10687.5891 | 10845.8946 |  | 43.9484 | 63.2438 | 137.1695 | 302.2388 | 532.6544 | 818.9823 | 1171.8591 | 1555.8817 | 2057.4195 | 2593.1684 | 3197.9298 | 3889.9674 | 4559.9554 | 5174.4949 | 5835.501 | 6449.8642 | 7197.6548 | 7904.0291 | 8555.5639 | 9089.5336 | 9627.8523 | 10055.4868 | 10344.4022 | 10603.2482 | 10824.2471 | 10965.0585 | 11142.5146 | 11240.4981 | 11327.3071 | 11407.0243 | 11469.1525 | 11472.7681 |  | 44.2995 | 67.4995 | 183.742 | 415.4538 | 715.8513 | 1082.689 | 1539.8419 | 2042.1242 | 2698.8865 | 3386.6781 | 4152.01 | 5110.796 | 6047.0205 | 6894.0567 | 7775.4024 | 8553.4603 | 9254.0718 | 9910.0835 | 10505.4649 | 10976.4773 | 11443.7901 | 11788.5859 | 11977.6328 | 12129.3134 | 12241.4538 | 12271.194 | 12349.9752 | 12360.6464 | 12379.036 | 12406.2204 | 12439.6933 | 12426.0529 |  | 44.2995 | 67.485 | 183.638 | 415.1761 | 715.4197 | 1081.9197 | 1529.8947 | 2018.9125 | 2665.7485 | 3341.5245 | 4100.2948 | 5031.4366 | 5940.1008 | 6762.122 | 7619.7602 | 8376.1572 | 9080.2904 | 9737.6678 | 10337.2496 | 10812.2169 | 11287.7083 | 11641.8607 | 11843.9842 | 12009.7488 | 12137.8394 | 12182.211 | 12275.745 | 12299.2255 | 12329.2095 | 12366.3041 | 12408.2586 | 12400.9688
Ashton Under Lyne T11 & T12 |  | 13.4484 | 22.5334 | 78.3904 | 219.6593 | 439.5823 | 751.4489 | 1193.9773 | 1679.3071 | 2313.5532 | 2978.166 | 3717.6267 | 4638.6922 | 5539.4884 | 6355.3328 | 7206.1963 | 7959.0314 | 8644.2797 | 9284.9117 | 9865.8885 | 10325.5607 | 10781.566 | 11119.1963 | 11305.8277 | 11456.2503 | 11568.2209 | 11600.2914 | 11679.5005 | 11692.4047 | 11712.3017 | 11740.3191 | 11773.8293 | 11761.445 |  | 13.3418 | 20.9939 | 56.0627 | 135.3705 | 257.2361 | 427.9934 | 658.8447 | 907.3612 | 1242.8437 | 1597.6652 | 1995.3721 | 2439.4365 | 2891.1085 | 3309.9778 | 3785.1202 | 4229.7419 | 4667.7353 | 5139.5096 | 5623.4885 | 6080.8348 | 6590.4174 | 7160.1459 | 7608.5161 | 8037.7477 | 8437.1917 | 8762.1053 | 9122.1424 | 9402.7968 | 9668.2786 | 9918.3581 | 10141.5989 | 10294.5161 |  | 13.3418 | 21.0976 | 58.3569 | 159.6603 | 326.9624 | 568.3249 | 908.5442 | 1279.5134 | 1764.5935 | 2282.4014 | 2866.528 | 3535.1251 | 4181.4669 | 4774.0772 | 5411.8739 | 6004.8311 | 6724.2721 | 7404.8528 | 8033.0999 | 8548.1596 | 9067.9219 | 9482.4636 | 9762.7241 | 10013.8713 | 10228.3642 | 10365.3194 | 10537.7047 | 10633.276 | 10718.0439 | 10795.9557 | 10856.8243 | 10861.0869 |  | 13.4484 | 22.5334 | 78.3904 | 219.6593 | 439.5823 | 751.4489 | 1193.9773 | 1679.3071 | 2313.5532 | 2978.166 | 3717.6267 | 4638.6922 | 5539.4884 | 6355.3328 | 7206.1963 | 7959.0314 | 8644.2797 | 9284.9117 | 9865.8885 | 10325.5607 | 10781.566 | 11119.1963 | 11305.8277 | 11456.2503 | 11568.2209 | 11600.2914 | 11679.5005 | 11692.4047 | 11712.3017 | 11740.3191 | 11773.8293 | 11761.445 |  | 13.4484 | 22.5297 | 78.3482 | 219.5635 | 439.4127 | 751.1629 | 1186.9713 | 1661.1845 | 2286.5207 | 2940.6223 | 3674.5951 | 4571.197 | 5446.5312 | 6239.258 | 7067.7551 | 7799.9527 | 8487.8615 | 9129.1802 | 9713.5239 | 10176.4532 | 10639.6175 | 10985.3995 | 11183.8159 | 11346.9989 | 11473.5378 | 11518.9847 | 11611.6898 | 11636.3041 | 11666.7937 | 11703.8296 | 11745.0536 | 11738.4068
Ashton Under Lyne T13 |  | 4.833 | 7.9134 | 26.1286 | 70.4886 | 137.8922 | 231.8529 | 363.4417 | 507.7828 | 696.4228 | 894.0832 | 1114.0061 | 1388.0908 | 1656.1038 | 1898.8166 | 2151.8914 | 2375.7613 | 2579.3247 | 2769.6621 | 2942.2879 | 3078.8688 | 3214.3618 | 3314.6489 | 3370.0421 | 3414.6694 | 3447.8678 | 3457.3112 | 3480.781 | 3484.5452 | 3490.4023 | 3498.6852 | 3508.6183 | 3504.9125 |  | 4.7947 | 7.3743 | 18.709 | 43.5884 | 80.976 | 132.4665 | 201.1256 | 275.0385 | 374.8166 | 480.3464 | 598.6311 | 730.7033 | 865.0381 | 989.6169 | 1130.9322 | 1263.1701 | 1393.4366 | 1533.7502 | 1677.6936 | 1813.7161 | 1965.2744 | 2134.7212 | 2268.074 | 2395.7347 | 2514.536 | 2611.1708 | 2718.2518 | 2801.7231 | 2880.6818 | 2955.0597 | 3021.4552 | 3066.9354 |  | 4.7947 | 7.4104 | 19.4617 | 51.2422 | 102.5701 | 175.3554 | 276.5607 | 386.8927 | 531.1462 | 685.1425 | 858.873 | 1057.7217 | 1249.9785 | 1426.2594 | 1615.971 | 1792.3404 | 2006.3964 | 2208.8622 | 2395.745 | 2548.9532 | 2703.5458 | 2826.7959 | 2910.1166 | 2984.7804 | 3048.5454 | 3089.2515 | 3140.4943 | 3168.8925 | 3194.078 | 3217.2245 | 3235.3036 | 3236.5494 |  | 4.833 | 7.9134 | 26.1286 | 70.4886 | 137.8922 | 231.8529 | 363.4417 | 507.7828 | 696.4228 | 894.0832 | 1114.0061 | 1388.0908 | 1656.1038 | 1898.8166 | 2151.8914 | 2375.7613 | 2579.3247 | 2769.6621 | 2942.2879 | 3078.8688 | 3214.3618 | 3314.6489 | 3370.0421 | 3414.6694 | 3447.8678 | 3457.3112 | 3480.781 | 3484.5452 | 3490.4023 | 3498.6852 | 3508.6183 | 3504.9125 |  | 4.833 | 7.912 | 26.1144 | 70.4552 | 137.8347 | 231.7549 | 361.2841 | 502.2708 | 688.2416 | 882.7446 | 1101.0112 | 1367.7564 | 1628.1636 | 1863.9712 | 2110.3786 | 2328.1025 | 2532.4782 | 2723.0378 | 2896.6845 | 3034.2502 | 3171.8935 | 3274.6303 | 3333.5525 | 3381.999 | 3419.554 | 3432.9972 | 3460.5024 | 3467.7682 | 3476.793 | 3487.7739 | 3500.0148 | 3498.0268
Ashwood Dale |  | 13.84 | 23.0274 | 78.8763 | 218.622 | 434.7183 | 739.7311 | 1171.005 | 1644.0138 | 2262.167 | 2909.9064 | 3630.5954 | 4528.4117 | 5406.4351 | 6201.6328 | 7030.9138 | 7764.6108 | 8432.2558 | 9056.4553 | 9622.5408 | 10070.4295 | 10514.7467 | 10843.6939 | 11025.4883 | 11171.9957 | 11281.0334 | 11312.2065 | 11389.3276 | 11401.8394 | 11421.1783 | 11448.4406 | 11481.071 | 11468.9812 |  | 13.7303 | 21.4555 | 56.4301 | 134.8615 | 254.6394 | 421.6827 | 646.6751 | 888.8844 | 1215.8525 | 1561.6687 | 1949.282 | 2382.0763 | 2822.285 | 3230.5236 | 3693.6071 | 4126.9445 | 4553.8218 | 5013.6227 | 5485.3185 | 5931.0575 | 6427.707 | 6982.9761 | 7419.9669 | 7838.3048 | 8227.611 | 8544.2785 | 8895.178 | 9168.7096 | 9427.4535 | 9671.1861 | 9888.7612 | 10037.7974 |  | 13.7303 | 21.5612 | 58.7279 | 158.9128 | 323.3494 | 559.466 | 891.0669 | 1252.6206 | 1725.3742 | 2230.0331 | 2799.336 | 3450.9615 | 4080.9206 | 4658.5159 | 5280.1434 | 5858.064 | 6559.3182 | 7222.6697 | 7835 | 8337.006 | 8843.5829 | 9247.5671 | 9520.6853 | 9765.4307 | 9974.4545 | 10107.9104 | 10275.8964 | 10369.0191 | 10451.6128 | 10527.5246 | 10586.827 | 10590.9622 |  | 13.84 | 23.0274 | 78.8763 | 218.622 | 434.7183 | 739.7311 | 1171.005 | 1644.0138 | 2262.167 | 2909.9064 | 3630.5954 | 4528.4117 | 5406.4351 | 6201.6328 | 7030.9138 | 7764.6108 | 8432.2558 | 9056.4553 | 9622.5408 | 10070.4295 | 10514.7467 | 10843.6939 | 11025.4883 | 11171.9957 | 11281.0334 | 11312.2065 | 11389.3276 | 11401.8394 | 11421.1783 | 11448.4406 | 11481.071 | 11468.9812 |  | 13.84 | 23.0234 | 78.8338 | 218.5244 | 434.5469 | 739.441 | 1164.1118 | 1626.2437 | 2235.6962 | 2873.1638 | 3588.483 | 4462.4007 | 5315.5793 | 6088.2198 | 6895.6888 | 7609.2649 | 8279.5215 | 8904.406 | 9473.7901 | 9924.8674 | 10376.1805 | 10713.0947 | 10906.3961 | 11065.3611 | 11188.6183 | 11232.8473 | 11323.1407 | 11347.082 | 11376.7597 | 11412.8256 | 11452.9859 | 11446.4979
Askam & Dalton |  | 25.2014 | 40.1352 | 123.7462 | 315.8478 | 596.1533 | 975.26 | 1493.4982 | 2062.1445 | 2805.3841 | 3584.0797 | 4450.4964 | 5531.4057 | 6588.0735 | 7544.8115 | 8541.9793 | 9423.7197 | 10223.9396 | 10972.3736 | 11651.256 | 12188.3739 | 12721.2252 | 13115.3778 | 13332.7726 | 13507.776 | 13637.8055 | 13674.3089 | 13766.1227 | 13780.4078 | 13803.036 | 13835.2999 | 13874.1874 | 13859.4211 |  | 25.0017 | 37.4108 | 88.7556 | 196.3264 | 352.075 | 560.1462 | 830.6498 | 1121.8528 | 1514.9595 | 1930.727 | 2396.7461 | 2917.0853 | 3446.3389 | 3937.1554 | 4493.9108 | 5014.903 | 5528.1284 | 6080.9371 | 6648.0468 | 7183.9493 | 7781.0604 | 8448.6485 | 8974.0331 | 9476.9918 | 9945.0464 | 10325.7689 | 10747.6478 | 11076.5089 | 11387.5912 | 11680.6257 | 11942.2115 | 12121.3946 |  | 25.0017 | 37.5919 | 92.2411 | 229.6576 | 443.4832 | 737.6376 | 1136.5027 | 1571.1859 | 2139.3885 | 2746.043 | 3430.5184 | 4213.9203 | 4971.5521 | 5666.2778 | 6413.8544 | 7108.8203 | 7952.7685 | 8750.8125 | 9487.3283 | 10091.0938 | 10700.2084 | 11185.4832 | 11513.5033 | 11807.4311 | 12058.4394 | 12218.6172 | 12420.3004 | 12531.9905 | 12631.0246 | 12722.0267 | 12793.0752 | 12797.8222 |  | 25.2014 | 40.1352 | 123.7462 | 315.8478 | 596.1533 | 975.26 | 1493.4982 | 2062.1445 | 2805.3841 | 3584.0797 | 4450.4964 | 5531.4057 | 6588.0735 | 7544.8115 | 8541.9793 | 9423.7197 | 10223.9396 | 10972.3736 | 11651.256 | 12188.3739 | 12721.2252 | 13115.3778 | 13332.7726 | 13507.776 | 13637.8055 | 13674.3089 | 13766.1227 | 13780.4078 | 13803.036 | 13835.2999 | 13874.1874 | 13859.4211 |  | 25.2014 | 40.1275 | 123.678 | 315.6801 | 595.875 | 974.7778 | 1484.4513 | 2039.5256 | 2772.1065 | 3538.1328 | 4397.8455 | 5449.3684 | 6475.8274 | 7405.1402 | 8375.928 | 9233.3941 | 10036.9701 | 10786.4122 | 11469.462 | 12010.5779 | 12552.0563 | 12956.0461 | 13187.5225 | 13377.7497 | 13525.1198 | 13577.5409 | 13685.4117 | 13713.6318 | 13748.8674 | 13791.8773 | 13839.9577 | 13832.0421
Askerton Castle |  | 1.6965 | 2.5679 | 6.8465 | 15.1237 | 25.545 | 37.9068 | 52.8589 | 69.2944 | 90.7877 | 113.2931 | 138.3364 | 169.7546 | 200.4217 | 228.16 | 257.0053 | 282.4559 | 305.3114 | 326.7203 | 346.1544 | 361.5283 | 376.782 | 388.0267 | 394.1793 | 399.11 | 402.749 | 403.6941 | 406.246 | 406.5734 | 407.1572 | 408.032 | 409.1175 | 408.6644 |  | 1.6831 | 2.3947 | 4.9301 | 9.5408 | 15.3711 | 22.2051 | 30.0257 | 38.4447 | 49.8099 | 61.8303 | 75.3035 | 90.3471 | 105.6485 | 119.8386 | 135.9351 | 150.9976 | 165.8356 | 181.818 | 198.2138 | 213.7074 | 230.9706 | 250.2714 | 265.461 | 280.0021 | 293.5341 | 304.5413 | 316.7383 | 326.2461 | 335.2399 | 343.7119 | 351.2747 | 356.4551 |  | 1.6831 | 2.4061 | 5.1126 | 11.0035 | 19.0087 | 28.6748 | 40.2278 | 52.7945 | 69.2017 | 86.7311 | 106.5218 | 129.1671 | 151.0989 | 171.2177 | 192.8545 | 212.9631 | 237.4583 | 260.5885 | 281.9187 | 299.3986 | 317.0165 | 330.9981 | 340.4427 | 348.9039 | 356.1273 | 360.7274 | 366.5263 | 369.7249 | 372.558 | 375.159 | 377.1849 | 377.2968 |  | 1.6965 | 2.5679 | 6.8465 | 15.1237 | 25.545 | 37.9068 | 52.8589 | 69.2944 | 90.7877 | 113.2931 | 138.3364 | 169.7546 | 200.4217 | 228.16 | 257.0053 | 282.4559 | 305.3114 | 326.7203 | 346.1544 | 361.5283 | 376.782 | 388.0267 | 394.1793 | 399.11 | 402.749 | 403.6941 | 406.246 | 406.5734 | 407.1572 | 408.032 | 409.1175 | 408.6644 |  | 1.6965 | 2.5673 | 6.8427 | 15.1132 | 25.5288 | 37.8778 | 52.5115 | 68.4987 | 89.6614 | 111.7644 | 136.5858 | 167.0805 | 196.8359 | 223.7469 | 251.8119 | 276.5513 | 299.5283 | 320.9872 | 340.5645 | 356.0726 | 371.6002 | 383.1585 | 389.7461 | 395.1449 | 399.3129 | 400.7431 | 403.7841 | 404.5363 | 405.5046 | 406.7084 | 408.0754 | 407.8336
Aspatria |  | 13.8499 | 21.3281 | 59.9352 | 140.1877 | 248.2786 | 385.0443 | 561.4142 | 755.0976 | 1008.311 | 1273.5319 | 1568.6445 | 1937.7686 | 2298.3613 | 2624.6974 | 2964.4692 | 3264.6077 | 3535.6802 | 3789.3872 | 4019.5967 | 4201.724 | 4382.4145 | 4515.8624 | 4589.1967 | 4648.111 | 4691.7511 | 4703.5862 | 4734.3046 | 4738.705 | 4746.0305 | 4756.7057 | 4769.7416 | 4764.5694 |  | 13.7402 | 19.8869 | 43.0937 | 87.9007 | 148.1773 | 223.5081 | 315.6551 | 414.8533 | 548.7651 | 690.3961 | 849.1455 | 1026.3989 | 1206.689 | 1373.8855 | 1563.5441 | 1741.02 | 1915.8501 | 2104.1643 | 2297.3501 | 2479.9052 | 2683.3109 | 2910.7247 | 3089.6968 | 3261.0296 | 3420.4723 | 3550.1653 | 3693.8783 | 3805.9047 | 3911.8749 | 4011.697 | 4100.8061 | 4161.8448 |  | 13.7402 | 19.9818 | 44.7256 | 101.9699 | 184.7268 | 291.2499 | 427.2392 | 575.3107 | 768.7588 | 975.3626 | 1208.5381 | 1475.3832 | 1733.6213 | 1970.461 | 2225.2503 | 2462.079 | 2750.0895 | 3022.2571 | 3273.3504 | 3479.1549 | 3686.6915 | 3851.7378 | 3963.2662 | 4063.1932 | 4148.5168 | 4202.9133 | 4271.4427 | 4309.3243 | 4342.8963 | 4373.7332 | 4397.7825 | 4399.2613 |  | 13.8499 | 21.3281 | 59.9352 | 140.1877 | 248.2786 | 385.0443 | 561.4142 | 755.0976 | 1008.311 | 1273.5319 | 1568.6445 | 1937.7686 | 2298.3613 | 2624.6974 | 2964.4692 | 3264.6077 | 3535.6802 | 3789.3872 | 4019.5967 | 4201.724 | 4382.4145 | 4515.8624 | 4589.1967 | 4648.111 | 4691.7511 | 4703.5862 | 4734.3046 | 4738.705 | 4746.0305 | 4756.7057 | 4769.7416 | 4764.5694 |  | 13.8499 | 21.3236 | 59.9015 | 140.0996 | 248.1395 | 384.7981 | 557.8653 | 746.6211 | 996.0819 | 1256.7904 | 1549.4667 | 1908.1784 | 2258.2724 | 2575.0785 | 2905.7681 | 3197.5862 | 3469.9349 | 3724.0988 | 3955.8519 | 4139.4421 | 4323.2045 | 4460.1625 | 4538.4456 | 4602.6973 | 4652.395 | 4669.7883 | 4706.1119 | 4715.3783 | 4727.1074 | 4741.5427 | 4757.7961 | 4755.0288
Atherton Town Centre |  | 54.4572 | 85.2975 | 251.5684 | 617.0135 | 1132.5825 | 1811.3923 | 2718.5561 | 3714.2689 | 5015.8214 | 6379.323 | 7896.4529 | 9791.0359 | 11642.633 | 13318.8191 | 15065.1418 | 16608.7245 | 18007.0134 | 19315.1595 | 20501.8961 | 21440.7986 | 22372.2625 | 23060.8593 | 23440.1274 | 23745.2038 | 23971.6165 | 24034.3617 | 24194.0436 | 24218.1449 | 24257.0185 | 24312.8975 | 24380.5797 | 24354.4436 |  | 54.0255 | 79.5202 | 180.6424 | 385.0212 | 671.9173 | 1045.004 | 1518.686 | 2028.615 | 2716.989 | 3445.0443 | 4261.096 | 5172.2683 | 6099.0505 | 6958.5251 | 7933.4661 | 8845.7819 | 9744.497 | 10712.527 | 11705.5996 | 12644.0248 | 13689.6332 | 14858.6547 | 15778.6621 | 16659.3991 | 17479.0149 | 18145.7027 | 18884.46 | 19460.3326 | 20005.0725 | 20518.2087 | 20976.2747 | 21290.0443 |  | 54.0255 | 79.9025 | 187.6176 | 448.7128 | 842.5967 | 1370.0885 | 2068.7736 | 2829.9463 | 3824.7168 | 4886.9331 | 6085.5438 | 7457.328 | 8784.3222 | 10001.2208 | 11310.5613 | 12527.6984 | 14006.5655 | 15404.646 | 16694.7587 | 17752.2784 | 18818.9883 | 19668.2441 | 20242.2291 | 20756.5383 | 21195.7243 | 21475.8841 | 21828.7127 | 22023.9699 | 22197.068 | 22356.1034 | 22480.2164 | 22488.2579 |  | 54.4572 | 85.2975 | 251.5684 | 617.0135 | 1132.5825 | 1811.3923 | 2718.5561 | 3714.2689 | 5015.8214 | 6379.323 | 7896.4529 | 9791.0359 | 11642.633 | 13318.8191 | 15065.1418 | 16608.7245 | 18007.0134 | 19315.1595 | 20501.8961 | 21440.7986 | 22372.2625 | 23060.8593 | 23440.1274 | 23745.2038 | 23971.6165 | 24034.3617 | 24194.0436 | 24218.1449 | 24257.0185 | 24312.8975 | 24380.5797 | 24354.4436 |  | 54.4572 | 85.2803 | 251.4284 | 616.6591 | 1132.0082 | 1810.387 | 2701.798 | 3673.1476 | 4955.7969 | 6296.7277 | 7801.8188 | 9644.1547 | 11442.4445 | 13070.2381 | 14770.1784 | 16271.1532 | 17675.58 | 18985.714 | 20179.9912 | 21126.0926 | 22072.9245 | 22779.0593 | 23183.2839 | 23515.316 | 23772.3893 | 23863.2745 | 24051.3397 | 24100.076 | 24161.2402 | 24236.1317 | 24320.0804 | 24306.0804
Athletic St |  | 23.7194 | 37.101 | 109.0056 | 266.3979 | 487.7265 | 778.3537 | 1165.8499 | 1591.1836 | 2147.1668 | 2729.6065 | 3377.672 | 4187.0551 | 4978.0524 | 5694.1011 | 6440.0806 | 7099.429 | 7696.6002 | 8255.2891 | 8762.1329 | 9163.1283 | 9560.9476 | 9855.0224 | 10016.9708 | 10147.2286 | 10243.8879 | 10270.6385 | 10338.801 | 10349.0558 | 10365.6281 | 10389.4704 | 10418.3636 | 10407.1868 |  | 23.5314 | 34.5886 | 78.281 | 166.2937 | 289.4732 | 449.2301 | 651.5716 | 869.3966 | 1163.4475 | 1474.4489 | 1823.0395 | 2212.2625 | 2608.1536 | 2975.2931 | 3391.756 | 3781.4675 | 4165.3692 | 4578.88 | 5003.0881 | 5403.9527 | 5850.6024 | 6349.9702 | 6742.9672 | 7119.1893 | 7469.3024 | 7754.0896 | 8069.6626 | 8315.6565 | 8548.3516 | 8767.5466 | 8963.2175 | 9097.2496 |  | 23.5314 | 34.7548 | 81.2992 | 193.7363 | 362.8517 | 588.7276 | 887.1931 | 1212.3409 | 1637.2648 | 2091.0043 | 2603.0124 | 3188.992 | 3755.8536 | 4275.6887 | 4835.0072 | 5354.9361 | 5986.7049 | 6583.9465 | 7135.0578 | 7586.8071 | 8042.4743 | 8405.2258 | 8650.3951 | 8870.0739 | 9057.6639 | 9177.3244 | 9328.0262 | 9411.4193 | 9485.3469 | 9553.2675 | 9606.2712 | 9609.6942 |  | 23.7194 | 37.101 | 109.0056 | 266.3979 | 487.7265 | 778.3537 | 1165.8499 | 1591.1836 | 2147.1668 | 2729.6065 | 3377.672 | 4187.0551 | 4978.0524 | 5694.1011 | 6440.0806 | 7099.429 | 7696.6002 | 8255.2891 | 8762.1329 | 9163.1283 | 9560.9476 | 9855.0224 | 10016.9708 | 10147.2286 | 10243.8879 | 10270.6385 | 10338.801 | 10349.0558 | 10365.6281 | 10389.4704 | 10418.3636 | 10407.1868 |  | 23.7194 | 37.0935 | 108.9449 | 266.2438 | 487.4773 | 777.9172 | 1158.6508 | 1573.5509 | 2121.4487 | 2694.2299 | 3337.1395 | 4124.1695 | 4892.3776 | 5587.7383 | 6313.8964 | 6955.0397 | 7554.8443 | 8114.3923 | 8624.4679 | 9028.5472 | 9432.9428 | 9734.5231 | 9907.1452 | 10048.9308 | 10158.7003 | 10197.4832 | 10277.7819 | 10298.5703 | 10324.6739 | 10356.6463 | 10392.4956 | 10386.5091
Avenham |  | 6.5826 | 10.4184 | 31.6038 | 79.5267 | 148.6515 | 241.3024 | 367.0136 | 504.9666 | 685.2813 | 874.1915 | 1084.3839 | 1346.697 | 1603.1046 | 1835.2498 | 2077.1734 | 2291.0661 | 2485.0663 | 2666.5277 | 2831.133 | 2961.3645 | 3090.5623 | 3186.1119 | 3238.7883 | 3281.1823 | 3312.6696 | 3321.4721 | 3343.6967 | 3347.1209 | 3352.5765 | 3360.3757 | 3369.7911 | 3366.1962 |  | 6.5304 | 9.7117 | 22.6769 | 49.5004 | 87.9282 | 138.8031 | 204.4281 | 275.0748 | 370.4437 | 471.3101 | 584.3677 | 710.6036 | 839.0021 | 958.0756 | 1093.1461 | 1219.5404 | 1344.0504 | 1478.1634 | 1615.7459 | 1745.7575 | 1890.6184 | 2052.5773 | 2180.0371 | 2302.0564 | 2415.6078 | 2507.9723 | 2610.3213 | 2690.104 | 2765.5735 | 2836.6646 | 2900.126 | 2943.5964 |  | 6.5304 | 9.7586 | 23.5621 | 57.8283 | 110.5858 | 182.5109 | 279.2871 | 384.7423 | 522.5801 | 669.7516 | 835.8082 | 1025.862 | 1209.6792 | 1378.2379 | 1559.6135 | 1728.2222 | 1933.0128 | 2126.6486 | 2305.3473 | 2451.8343 | 2599.6111 | 2717.3168 | 2796.8767 | 2868.1667 | 2929.0458 | 2967.8905 | 3016.8039 | 3043.8855 | 3067.8969 | 3089.9598 | 3107.1827 | 3108.322 |  | 6.5826 | 10.4184 | 31.6038 | 79.5267 | 148.6515 | 241.3024 | 367.0136 | 504.9666 | 685.2813 | 874.1915 | 1084.3839 | 1346.697 | 1603.1046 | 1835.2498 | 2077.1734 | 2291.0661 | 2485.0663 | 2666.5277 | 2831.133 | 2961.3645 | 3090.5623 | 3186.1119 | 3238.7883 | 3281.1823 | 3312.6696 | 3321.4721 | 3343.6967 | 3347.1209 | 3352.5765 | 3360.3757 | 3369.7911 | 3366.1962 |  | 6.5826 | 10.4163 | 31.5863 | 79.4832 | 148.5801 | 241.1781 | 364.7772 | 499.4105 | 677.1286 | 862.9477 | 1071.5001 | 1326.6481 | 1575.7085 | 1801.1835 | 2036.6988 | 2244.6979 | 2439.5241 | 2621.2402 | 2786.8675 | 2918.0779 | 3049.3806 | 3147.3309 | 3203.4371 | 3249.5379 | 3285.2455 | 3297.9217 | 3324.0538 | 3330.8692 | 3339.3931 | 3349.8082 | 3361.4615 | 3359.5349
Baguley |  | 23.797 | 38.364 | 122.003 | 319.5638 | 613.5865 | 1017.2623 | 1575.8461 | 2188.6612 | 2989.5907 | 3828.7743 | 4762.4841 | 5926.7375 | 7065.0419 | 8095.7949 | 9170.332 | 10120.6791 | 10984.0035 | 11791.3453 | 12523.6106 | 13102.9703 | 13677.7213 | 14103.0012 | 14337.7359 | 14526.7747 | 14667.318 | 14707.0386 | 14806.3374 | 14822.0291 | 14846.6586 | 14881.6291 | 14923.6707 | 14907.8486 |  | 23.6083 | 35.7556 | 87.4379 | 198.1496 | 361.3816 | 582.7667 | 874.2734 | 1188.0866 | 1611.716 | 2059.7655 | 2561.9685 | 3122.7093 | 3693.0565 | 4221.9822 | 4821.9666 | 5383.4111 | 5936.4856 | 6532.2169 | 7143.3596 | 7720.872 | 8364.3455 | 9083.7682 | 9649.9461 | 10191.9568 | 10696.3532 | 11106.6367 | 11561.2723 | 11915.6677 | 12250.9038 | 12566.6909 | 12848.5873 | 13041.683 |  | 23.6083 | 35.9296 | 90.9102 | 232.3356 | 456.4326 | 769.3921 | 1199.153 | 1667.589 | 2279.9796 | 2933.7713 | 3671.3867 | 4515.6287 | 5331.99 | 6080.5415 | 6886.082 | 7634.9516 | 8544.0959 | 9403.9032 | 10197.4781 | 10848.0386 | 11504.4208 | 12027.5421 | 12381.1663 | 12698.0433 | 12968.6574 | 13141.3795 | 13358.8333 | 13479.3013 | 13586.1295 | 13684.3014 | 13760.9644 | 13766.1681 |  | 23.797 | 38.364 | 122.003 | 319.5638 | 613.5865 | 1017.2623 | 1575.8461 | 2188.6612 | 2989.5907 | 3828.7743 | 4762.4841 | 5926.7375 | 7065.0419 | 8095.7949 | 9170.332 | 10120.6791 | 10984.0035 | 11791.3453 | 12523.6106 | 13102.9703 | 13677.7213 | 14103.0012 | 14337.7359 | 14526.7747 | 14667.318 | 14707.0386 | 14806.3374 | 14822.0291 | 14846.6586 | 14881.6291 | 14923.6707 | 14907.8486 |  | 23.797 | 38.3568 | 121.9362 | 319.4028 | 613.315 | 1016.795 | 1566.3949 | 2164.7785 | 2954.2995 | 3779.9556 | 4706.5382 | 5839.3801 | 6945.263 | 7946.5812 | 8992.7513 | 9916.972 | 10783.8282 | 11592.184 | 12328.8611 | 12912.4646 | 13496.4277 | 13932.2071 | 14182.0198 | 14387.3678 | 14546.502 | 14603.2895 | 14719.8056 | 14750.4383 | 14788.5845 | 14835.0718 | 14886.9652 | 14878.4803
Bamber Bridge |  | 45.0185 | 67.9069 | 179.1056 | 390.6795 | 652.5772 | 957.8092 | 1320.0341 | 1718.3152 | 2239.208 | 2784.5756 | 3391.4537 | 4153.5224 | 4897.1853 | 5569.7137 | 6268.8185 | 6885.4242 | 7438.1781 | 7956.0796 | 8426.2657 | 8798.2161 | 9167.264 | 9439.1606 | 9587.728 | 9706.7009 | 9794.4038 | 9816.8625 | 9878.2914 | 9885.8793 | 9899.7442 | 9920.7101 | 9946.8588 | 9935.7747 |  | 44.6616 | 63.3312 | 129.0116 | 246.801 | 393.4498 | 562.3651 | 751.8903 | 955.9182 | 1231.3438 | 1522.6463 | 1849.1571 | 2213.7266 | 2584.5419 | 2928.4267 | 3318.5107 | 3683.5378 | 4043.1231 | 4430.442 | 4827.7807 | 5203.2544 | 5621.6133 | 6089.351 | 6457.4555 | 6809.8476 | 7137.7844 | 7404.5332 | 7700.1177 | 7930.5303 | 8148.4864 | 8353.7976 | 8537.0746 | 8662.617 |  | 44.6616 | 63.6307 | 133.7636 | 284.2629 | 485.6149 | 724.5514 | 1004.6145 | 1309.1535 | 1706.6861 | 2131.4567 | 2611.0732 | 3159.8475 | 3691.458 | 4179.1528 | 4703.5961 | 5190.9769 | 5784.9803 | 6345.7526 | 6862.8198 | 7286.5264 | 7713.5128 | 8052.151 | 8280.875 | 8485.7755 | 8660.6939 | 8772.0472 | 8912.4502 | 8989.8441 | 9058.3791 | 9121.292 | 9170.274 | 9172.8819 |  | 45.0185 | 67.9069 | 179.1056 | 390.6795 | 652.5772 | 957.8092 | 1320.0341 | 1718.3152 | 2239.208 | 2784.5756 | 3391.4537 | 4153.5224 | 4897.1853 | 5569.7137 | 6268.8185 | 6885.4242 | 7438.1781 | 7956.0796 | 8426.2657 | 8798.2161 | 9167.264 | 9439.1606 | 9587.728 | 9706.7009 | 9794.4038 | 9816.8625 | 9878.2914 | 9885.8793 | 9899.7442 | 9920.7101 | 9946.8588 | 9935.7747 |  | 45.0185 | 67.892 | 179.0034 | 390.4012 | 652.1516 | 957.0451 | 1311.2686 | 1698.4588 | 2211.2511 | 2746.7208 | 3348.1088 | 4087.4997 | 4808.9154 | 5461.2535 | 6141.3772 | 6740.7087 | 7296.5052 | 7815.7028 | 8289.4527 | 8664.7293 | 9040.5129 | 9320.1283 | 9479.3512 | 9609.7777 | 9710.4124 | 9744.7296 | 9818.1123 | 9836.0819 | 9859.3461 | 9888.358 | 9921.3945 | 9915.4803
Barbara St |  | 19.114 | 30.8347 | 98.2191 | 257.6076 | 495.0506 | 821.2822 | 1272.9649 | 1768.4962 | 2416.1381 | 3094.7145 | 3849.7258 | 4791.1348 | 5711.5678 | 6545.0385 | 7413.9218 | 8182.391 | 8880.5242 | 9533.3823 | 10125.5277 | 10594.0265 | 11058.7982 | 11402.7054 | 11592.5327 | 11745.4091 | 11859.0704 | 11891.2037 | 11971.5117 | 11984.2116 | 12004.1367 | 12032.422 | 12066.4226 | 12053.6321 |  | 18.9625 | 28.7381 | 70.3894 | 159.7131 | 291.5284 | 470.4347 | 706.151 | 959.9047 | 1302.4572 | 1664.7562 | 2070.8444 | 2524.2671 | 2985.4577 | 3413.1543 | 3898.3099 | 4352.3016 | 4799.5253 | 5281.2418 | 5775.4202 | 6242.4046 | 6762.7262 | 7344.4612 | 7802.2804 | 8240.5577 | 8648.4196 | 8980.1805 | 9347.8051 | 9634.374 | 9905.4505 | 10160.8003 | 10388.7457 | 10544.8854 |  | 18.9625 | 28.8779 | 73.1863 | 187.2901 | 368.2558 | 621.1648 | 968.6725 | 1347.4563 | 1842.6465 | 2371.3128 | 2967.7584 | 3650.4246 | 4310.5419 | 4915.8265 | 5567.1945 | 6172.7385 | 6907.8724 | 7603.1167 | 8244.8074 | 8770.8563 | 9301.615 | 9724.6245 | 10010.575 | 10266.8109 | 10485.6377 | 10625.3073 | 10801.1476 | 10898.5637 | 10984.9505 | 11064.3377 | 11126.3322 | 11130.5433 |  | 19.114 | 30.8347 | 98.2191 | 257.6076 | 495.0506 | 821.2822 | 1272.9649 | 1768.4962 | 2416.1381 | 3094.7145 | 3849.7258 | 4791.1348 | 5711.5678 | 6545.0385 | 7413.9218 | 8182.391 | 8880.5242 | 9533.3823 | 10125.5277 | 10594.0265 | 11058.7982 | 11402.7054 | 11592.5327 | 11745.4091 | 11859.0704 | 11891.2037 | 11971.5117 | 11984.2116 | 12004.1367 | 12032.422 | 12066.4226 | 12053.6321 |  | 19.114 | 30.8289 | 98.1653 | 257.4782 | 494.8322 | 820.9064 | 1265.3339 | 1749.2031 | 2387.6229 | 3055.2656 | 3804.5175 | 4720.5366 | 5614.7581 | 6424.4321 | 7270.3797 | 8017.7241 | 8718.7098 | 9372.3851 | 9968.095 | 10440.0229 | 10912.2404 | 11264.6337 | 11466.6496 | 11632.7102 | 11761.4006 | 11807.3311 | 11901.558 | 11926.3364 | 11957.1886 | 11994.7842 | 12036.749 | 12029.8897
Barrow |  | 17.0301 | 27.9697 | 93.012 | 252.2799 | 495.1561 | 834.6036 | 1310.9447 | 1833.4344 | 2516.2726 | 3231.7692 | 4027.851 | 5019.9049 | 5990.0045 | 6868.5414 | 7784.6161 | 8595.0027 | 9331.9977 | 10021.0926 | 10646.0579 | 11140.5292 | 11631.061 | 11994.1535 | 12194.7298 | 12356.3341 | 12476.5636 | 12510.7997 | 12595.8052 | 12609.4719 | 12630.7075 | 12660.7178 | 12696.6924 | 12683.2907 |  | 16.8951 | 26.0636 | 66.5888 | 155.927 | 290.626 | 476.6193 | 725.152 | 992.7028 | 1353.8805 | 1735.8784 | 2164.0465 | 2642.1226 | 3128.389 | 3579.3403 | 4090.8748 | 4569.5509 | 5041.091 | 5548.9994 | 6070.0472 | 6562.4225 | 7111.0349 | 7724.4 | 8207.1118 | 8669.2191 | 9099.2572 | 9449.0566 | 9836.6696 | 10138.8199 | 10424.6354 | 10693.869 | 10934.2082 | 11098.8376 |  | 16.8951 | 26.1913 | 69.2741 | 183.3929 | 368.3153 | 631.2269 | 997.5604 | 1396.9414 | 1919.1213 | 2476.5635 | 3105.4338 | 3825.23 | 4521.1496 | 5159.237 | 5845.9455 | 6484.3615 | 7259.1577 | 7992.0176 | 8668.48 | 9223.0529 | 9782.6452 | 10228.8102 | 10530.4339 | 10800.7202 | 11031.5532 | 11178.9165 | 11364.4209 | 11467.2319 | 11558.4129 | 11642.2131 | 11707.6694 | 11712.1915 |  | 17.0301 | 27.9697 | 93.012 | 252.2799 | 495.1561 | 834.6036 | 1310.9447 | 1833.4344 | 2516.2726 | 3231.7692 | 4027.851 | 5019.9049 | 5990.0045 | 6868.5414 | 7784.6161 | 8595.0027 | 9331.9977 | 10021.0926 | 10646.0579 | 11140.5292 | 11631.061 | 11994.1535 | 12194.7298 | 12356.3341 | 12476.5636 | 12510.7997 | 12595.8052 | 12609.4719 | 12630.7075 | 12660.7178 | 12696.6924 | 12683.2907 |  | 17.0301 | 27.9648 | 92.9615 | 252.1618 | 494.952 | 834.256 | 1303.1758 | 1813.5499 | 2486.7368 | 3190.8218 | 3980.9215 | 4946.4434 | 5889.0299 | 6742.5874 | 7634.5363 | 8422.6798 | 9162.6036 | 9852.4928 | 10481.1429 | 10979.1698 | 11477.4733 | 11849.4191 | 12062.7566 | 12238.172 | 12374.1585 | 12422.8615 | 12522.4623 | 12548.7937 | 12581.4859 | 12621.2537 | 12665.5745 | 12658.3843
Barton Dock Rd |  | 14.3528 | 21.5326 | 55.8017 | 119.1755 | 195.2683 | 281.0479 | 379.0586 | 486.8906 | 627.9447 | 775.5968 | 939.9081 | 1146.6284 | 1348.2526 | 1530.5273 | 1719.8595 | 1886.725 | 2035.7688 | 2175.4888 | 2302.369 | 2402.7362 | 2502.3243 | 2575.6089 | 2615.5402 | 2647.4666 | 2670.9451 | 2676.7798 | 2693.1837 | 2695.0469 | 2698.6438 | 2704.1912 | 2711.1847 | 2708.1251 |  | 14.239 | 20.0828 | 40.2156 | 75.4632 | 118.138 | 165.7041 | 217.0218 | 272.2664 | 346.8435 | 425.7195 | 514.1288 | 612.8433 | 713.249 | 806.3627 | 911.9858 | 1010.8242 | 1108.1892 | 1213.0635 | 1320.651 | 1422.318 | 1535.5971 | 1662.2464 | 1761.9181 | 1857.3354 | 1946.1309 | 2018.3584 | 2098.3939 | 2160.7827 | 2219.7987 | 2275.3908 | 2325.0168 | 2359.0099 |  | 14.239 | 20.1776 | 41.685 | 86.7222 | 145.3168 | 212.61 | 288.4903 | 370.949 | 478.5438 | 593.5372 | 723.4067 | 871.99 | 1015.9962 | 1148.1239 | 1290.1799 | 1422.1845 | 1583.2364 | 1735.2058 | 1875.294 | 1990.0753 | 2105.7076 | 2197.2929 | 2259.1376 | 2314.5365 | 2361.8243 | 2391.9064 | 2429.8519 | 2450.7398 | 2469.2297 | 2486.1977 | 2499.3975 | 2500.0469 |  | 14.3528 | 21.5326 | 55.8017 | 119.1755 | 195.2683 | 281.0479 | 379.0586 | 486.8906 | 627.9447 | 775.5968 | 939.9081 | 1146.6284 | 1348.2526 | 1530.5273 | 1719.8595 | 1886.725 | 2035.7688 | 2175.4888 | 2302.369 | 2402.7362 | 2502.3243 | 2575.6089 | 2615.5402 | 2647.4666 | 2670.9451 | 2676.7798 | 2693.1837 | 2695.0469 | 2698.6438 | 2704.1912 | 2711.1847 | 2708.1251 |  | 14.3528 | 21.5278 | 55.7698 | 119.0875 | 195.1348 | 280.8073 | 376.4933 | 481.1972 | 620.0079 | 764.8992 | 927.6612 | 1128.076 | 1323.5908 | 1500.3214 | 1684.4748 | 1846.6418 | 1996.5641 | 2136.6816 | 2264.5778 | 2365.8871 | 2467.3537 | 2542.7936 | 2585.6725 | 2620.7625 | 2647.8043 | 2656.9058 | 2676.602 | 2681.3252 | 2687.5119 | 2695.2787 | 2704.1726 | 2702.5421
Bedford |  | 32.1431 | 50.2562 | 147.4882 | 360.0574 | 658.6832 | 1050.4907 | 1572.5226 | 2145.5345 | 2894.5605 | 3679.2264 | 4552.3042 | 5642.7441 | 6708.4047 | 7673.0862 | 8678.0788 | 9566.35 | 10370.8094 | 11123.435 | 11806.2214 | 12346.4155 | 12882.3312 | 13278.4819 | 13496.6342 | 13672.0935 | 13802.2903 | 13838.3075 | 13930.1167 | 13943.9154 | 13966.2281 | 13998.3373 | 14037.255 | 14022.1925 |  | 31.8883 | 46.8531 | 105.92 | 224.7829 | 390.9893 | 606.374 | 878.97 | 1172.4256 | 1568.5732 | 1987.5568 | 2457.1808 | 2981.5451 | 3514.8927 | 4009.5058 | 4570.568 | 5095.5903 | 5612.7857 | 6169.8707 | 6741.3672 | 7281.4151 | 7883.1452 | 8555.8974 | 9085.3461 | 9592.1954 | 10063.8705 | 10447.5381 | 10872.6805 | 11204.0855 | 11517.5741 | 11812.8754 | 12076.4847 | 12257.0537 |  | 31.8883 | 47.0782 | 110.002 | 261.8508 | 490.0386 | 794.5661 | 1196.6653 | 1634.7069 | 2207.1637 | 2818.4433 | 3508.2249 | 4297.6605 | 5061.3463 | 5761.6787 | 6515.2016 | 7215.657 | 8066.7995 | 8871.4193 | 9613.8878 | 10222.4927 | 10836.3727 | 11325.065 | 11655.3514 | 11951.2973 | 12204.0136 | 12365.2152 | 12568.2355 | 12680.5775 | 12780.1675 | 12871.6648 | 12943.0663 | 12947.673 |  | 32.1431 | 50.2562 | 147.4882 | 360.0574 | 658.6832 | 1050.4907 | 1572.5226 | 2145.5345 | 2894.5605 | 3679.2264 | 4552.3042 | 5642.7441 | 6708.4047 | 7673.0862 | 8678.0788 | 9566.35 | 10370.8094 | 11123.435 | 11806.2214 | 12346.4155 | 12882.3312 | 13278.4819 | 13496.6342 | 13672.0935 | 13802.2903 | 13838.3075 | 13930.1167 | 13943.9154 | 13966.2281 | 13998.3373 | 14037.255 | 14022.1925 |  | 32.1431 | 50.2461 | 147.4061 | 359.8487 | 658.3459 | 1049.8997 | 1562.8073 | 2121.7522 | 2859.8811 | 3631.5278 | 4497.6542 | 5557.9654 | 6592.9168 | 7529.7205 | 8508.0062 | 9371.7495 | 10179.7614 | 10933.5484 | 11620.6931 | 12165.0455 | 12709.8256 | 13116.0934 | 13348.6309 | 13539.626 | 13687.4904 | 13739.7224 | 13847.8863 | 13875.8802 | 13911.0374 | 13954.1033 | 14002.3952 | 13994.3276
Belgrave |  | 13.616 | 22.2205 | 72.7925 | 195.1966 | 380.4259 | 637.8727 | 997.5859 | 1392.1713 | 1907.8613 | 2448.2052 | 3049.409 | 3798.7483 | 4531.4683 | 5195.0083 | 5886.849 | 6498.8282 | 7055.1956 | 7575.4278 | 8047.2568 | 8420.5655 | 8790.9014 | 9064.9947 | 9216.3685 | 9338.3131 | 9429.0177 | 9454.7872 | 9518.9042 | 9529.1587 | 9545.1411 | 9567.7599 | 9594.898 | 9584.7565 |  | 13.5081 | 20.7074 | 52.1318 | 120.7711 | 223.5322 | 364.6342 | 552.3284 | 754.3853 | 1027.1501 | 1315.6386 | 1638.9951 | 2000.0427 | 2367.2757 | 2707.8384 | 3094.154 | 3455.6548 | 3811.7663 | 4195.3435 | 4588.8437 | 4960.6901 | 5375.0074 | 5838.2265 | 6202.775 | 6551.7628 | 6876.5316 | 7140.7034 | 7433.4324 | 7661.6192 | 7877.4697 | 8080.7975 | 8262.3039 | 8386.6336 |  | 13.5081 | 20.8086 | 54.2235 | 141.9028 | 282.9796 | 482.4388 | 759.114 | 1060.7298 | 1455.0692 | 1876.0473 | 2350.9773 | 2894.5713 | 3420.1579 | 3902.0736 | 4420.7006 | 4902.8511 | 5488.059 | 6041.5667 | 6552.4661 | 6971.3037 | 7393.919 | 7730.8294 | 7958.5882 | 8162.6824 | 8336.9835 | 8448.2495 | 8588.3192 | 8665.9394 | 8734.7766 | 8798.04 | 8847.4512 | 8850.8465 |  | 13.616 | 22.2205 | 72.7925 | 195.1966 | 380.4259 | 637.8727 | 997.5859 | 1392.1713 | 1907.8613 | 2448.2052 | 3049.409 | 3798.7483 | 4531.4683 | 5195.0083 | 5886.849 | 6498.8282 | 7055.1956 | 7575.4278 | 8047.2568 | 8420.5655 | 8790.9014 | 9064.9947 | 9216.3685 | 9338.3131 | 9429.0177 | 9454.7872 | 9518.9042 | 9529.1587 | 9545.1411 | 9567.7599 | 9594.898 | 9584.7565 |  | 13.616 | 22.2165 | 72.7528 | 195.1029 | 380.2655 | 637.5984 | 991.6518 | 1377.0438 | 1885.4276 | 2417.1251 | 3013.7894 | 3743.0338 | 4454.9458 | 5099.5943 | 5773.2012 | 6368.3748 | 6926.9731 | 7447.8215 | 7922.4509 | 8298.4594 | 8674.6837 | 8955.4858 | 9116.5188 | 9248.9154 | 9351.5415 | 9388.2559 | 9463.4148 | 9483.2508 | 9507.901 | 9537.9031 | 9571.3566 | 9565.9163
Benchill |  | 8.2369 | 12.965 | 38.7524 | 96.2283 | 178.2045 | 287.0985 | 433.7355 | 594.6687 | 805.027 | 1025.4052 | 1270.6124 | 1576.7235 | 1875.9164 | 2146.7819 | 2429.0192 | 2678.5225 | 2904.682 | 3116.2428 | 3308.16 | 3459.9989 | 3610.6337 | 3722.0151 | 3783.391 | 3832.7736 | 3869.4374 | 3879.6428 | 3905.511 | 3909.4563 | 3915.7802 | 3924.8454 | 3935.8071 | 3931.5981 |  | 8.1716 | 12.0863 | 27.817 | 59.9739 | 105.5687 | 165.3908 | 241.9489 | 324.3654 | 435.6227 | 553.2935 | 685.1866 | 832.4534 | 982.2431 | 1121.1543 | 1278.7276 | 1426.1792 | 1571.4326 | 1727.8889 | 1888.3927 | 2040.0642 | 2209.059 | 2398.0002 | 2546.6949 | 2689.0426 | 2821.5118 | 2929.2641 | 3048.6646 | 3141.7391 | 3229.7818 | 3312.7166 | 3386.7508 | 3437.4633 |  | 8.1716 | 12.1445 | 28.8967 | 69.9768 | 132.5741 | 217.1514 | 330.0629 | 453.0865 | 613.8765 | 785.5612 | 979.2838 | 1200.9985 | 1415.4556 | 1612.1154 | 1823.7218 | 2020.4302 | 2259.394 | 2485.3228 | 2693.8139 | 2864.7197 | 3037.1205 | 3174.4082 | 3267.2003 | 3350.3461 | 3421.3484 | 3466.6468 | 3523.6909 | 3555.2667 | 3583.261 | 3608.9824 | 3629.0584 | 3630.3729 |  | 8.2369 | 12.965 | 38.7524 | 96.2283 | 178.2045 | 287.0985 | 433.7355 | 594.6687 | 805.027 | 1025.4052 | 1270.6124 | 1576.7235 | 1875.9164 | 2146.7819 | 2429.0192 | 2678.5225 | 2904.682 | 3116.2428 | 3308.16 | 3459.9989 | 3610.6337 | 3722.0151 | 3783.391 | 3832.7736 | 3869.4374 | 3879.6428 | 3905.511 | 3909.4563 | 3915.7802 | 3924.8454 | 3935.8071 | 3931.5981 |  | 8.2369 | 12.9624 | 38.7309 | 96.1743 | 178.1164 | 286.9449 | 431.077 | 588.1053 | 795.4214 | 1012.1727 | 1255.4505 | 1553.1603 | 1843.7599 | 2106.8241 | 2381.5752 | 2624.1977 | 2851.3349 | 3063.2048 | 3256.3274 | 3409.319 | 3562.4235 | 3676.6223 | 3742.0155 | 3795.7385 | 3837.3416 | 3852.0806 | 3882.5216 | 3890.4357 | 3900.3507 | 3912.4781 | 3926.0595 | 3923.8044
Bentham |  | 16.9831 | 25.385 | 64.991 | 136.7259 | 220.8599 | 313.1643 | 415.2065 | 527.5353 | 674.4958 | 828.3029 | 999.469 | 1215.1809 | 1425.4783 | 1615.5343 | 1812.813 | 1986.5653 | 2141.2511 | 2286.3297 | 2418.1073 | 2522.3446 | 2625.7767 | 2701.8079 | 2743.13 | 2776.1205 | 2800.3279 | 2806.1752 | 2823.0495 | 2824.8109 | 2828.4105 | 2834.0681 | 2841.2725 | 2838.0302 |  | 16.8485 | 23.6767 | 46.8554 | 86.724 | 133.967 | 185.2377 | 238.7002 | 296.2538 | 373.9476 | 456.1202 | 548.2246 | 651.0648 | 755.6668 | 852.6721 | 962.7096 | 1065.6789 | 1167.1131 | 1276.3706 | 1388.4546 | 1494.3707 | 1612.3841 | 1744.3267 | 1848.1641 | 1947.5692 | 2040.0758 | 2115.3221 | 2198.7025 | 2263.6989 | 2325.1814 | 2383.0969 | 2434.7969 | 2470.2108 |  | 16.8485 | 23.7882 | 48.5575 | 99.5006 | 164.3685 | 236.9112 | 316.0076 | 401.9114 | 513.9605 | 633.7396 | 769.0404 | 923.8256 | 1073.9087 | 1211.6286 | 1359.6708 | 1497.2266 | 1665.21 | 1823.6519 | 1969.6719 | 2089.3012 | 2209.7825 | 2305.0942 | 2369.4421 | 2427.0795 | 2476.2733 | 2507.5478 | 2547.0121 | 2568.7091 | 2587.9086 | 2605.5229 | 2619.2152 | 2619.8385 |  | 16.9831 | 25.385 | 64.991 | 136.7259 | 220.8599 | 313.1643 | 415.2065 | 527.5353 | 674.4958 | 828.3029 | 999.469 | 1215.1809 | 1425.4783 | 1615.5343 | 1812.813 | 1986.5653 | 2141.2511 | 2286.3297 | 2418.1073 | 2522.3446 | 2625.7767 | 2701.8079 | 2743.13 | 2776.1205 | 2800.3279 | 2806.1752 | 2823.0495 | 2824.8109 | 2828.4105 | 2834.0681 | 2841.2725 | 2838.0302 |  | 16.9831 | 25.3793 | 64.9537 | 136.6222 | 220.7037 | 312.882 | 412.3539 | 521.3064 | 665.8828 | 816.7379 | 986.2312 | 1195.2191 | 1399.0714 | 1583.2793 | 1775.1257 | 1943.9634 | 2099.6158 | 2245.1523 | 2378.036 | 2483.2937 | 2588.7341 | 2667.0721 | 2711.5235 | 2747.8683 | 2775.846 | 2785.1489 | 2805.5054 | 2810.2922 | 2816.6319 | 2824.64 | 2833.8573 | 2832.1314
Bispham |  | 39.8201 | 62.237 | 182.467 | 445.0305 | 813.5723 | 1296.7663 | 1940.1583 | 2646.3883 | 3569.5557 | 4536.6461 | 5612.7036 | 6956.6942 | 8270.1338 | 9459.1096 | 10697.7552 | 11792.5309 | 12783.9592 | 13711.5136 | 14552.9995 | 15218.7501 | 15879.2284 | 16367.4479 | 16636.2903 | 16852.5148 | 17012.9555 | 17057.3231 | 17170.4552 | 17187.4439 | 17214.9292 | 17254.4913 | 17302.4487 | 17283.8788 |  | 39.5045 | 58.0229 | 131.0438 | 277.8576 | 482.9851 | 748.617 | 1084.5886 | 1446.2693 | 1934.5168 | 2450.9095 | 3029.7159 | 3675.9891 | 4333.3341 | 4942.9394 | 5634.4423 | 6281.5266 | 6918.9642 | 7605.5653 | 8309.9284 | 8975.5315 | 9717.1571 | 10546.3168 | 11198.8565 | 11823.5427 | 12404.8771 | 12877.7431 | 13401.7264 | 13810.1794 | 14196.5507 | 14560.5063 | 14885.4018 | 15107.9512 |  | 39.5045 | 58.3016 | 136.0921 | 323.6487 | 605.272 | 980.8439 | 1476.4313 | 2016.3125 | 2721.855 | 3475.2483 | 4325.3969 | 5298.3667 | 6239.6069 | 7102.7659 | 8031.4794 | 8894.7865 | 9943.8304 | 10935.5275 | 11850.6195 | 12600.7235 | 13357.3254 | 13959.6231 | 14366.6893 | 14731.4316 | 15042.8946 | 15241.5672 | 15491.7808 | 15630.2346 | 15752.9718 | 15865.735 | 15953.7306 | 15959.4028 |  | 39.8201 | 62.237 | 182.467 | 445.0305 | 813.5723 | 1296.7663 | 1940.1583 | 2646.3883 | 3569.5557 | 4536.6461 | 5612.7036 | 6956.6942 | 8270.1338 | 9459.1096 | 10697.7552 | 11792.5309 | 12783.9592 | 13711.5136 | 14552.9995 | 15218.7501 | 15879.2284 | 16367.4479 | 16636.2903 | 16852.5148 | 17012.9555 | 17057.3231 | 17170.4552 | 17187.4439 | 17214.9292 | 17254.4913 | 17302.4487 | 17283.8788 |  | 39.8201 | 62.2245 | 182.3654 | 444.7722 | 813.1549 | 1296.0347 | 1928.1662 | 2617.0469 | 3526.779 | 4477.8159 | 5545.2999 | 6852.1416 | 8127.7244 | 9282.3339 | 10488.0598 | 11552.6032 | 12548.415 | 13477.4052 | 14324.2676 | 14995.1471 | 15666.5558 | 16167.2507 | 16453.8286 | 16689.2065 | 16871.4283 | 16935.7857 | 17069.0801 | 17103.5688 | 17146.8891 | 17199.9588 | 17259.4733 | 17249.5273
Blackbull |  | 37.2278 | 56.3679 | 150.464 | 332.8065 | 562.7805 | 836.0604 | 1167.2166 | 1531.2183 | 2007.2321 | 2505.6655 | 3060.3052 | 3756.0688 | 4435.215 | 5049.5129 | 5688.3486 | 6252.0226 | 6758.3068 | 7232.5353 | 7663.0124 | 8003.5575 | 8341.4377 | 8590.5292 | 8726.8385 | 8836.0867 | 8916.7234 | 8937.6939 | 8994.2475 | 9001.5282 | 9014.4836 | 9033.8785 | 9057.9324 | 9047.9084 |  | 36.9327 | 52.5677 | 108.3427 | 209.9204 | 338.5726 | 489.6327 | 662.8366 | 849.2943 | 1101.0012 | 1367.2178 | 1665.6106 | 1998.7847 | 2337.6667 | 2651.9373 | 3008.4287 | 3342.0209 | 3670.64 | 4024.6044 | 4387.7257 | 4730.8649 | 5113.1962 | 5540.6539 | 5877.0586 | 6199.1039 | 6498.8 | 6742.5773 | 7012.7071 | 7223.2774 | 7422.4639 | 7610.0944 | 7777.5882 | 7892.3194 |  | 36.9327 | 52.8167 | 112.355 | 242.1381 | 418.7784 | 632.4409 | 888.2997 | 1166.6152 | 1529.9955 | 1918.2257 | 2356.5326 | 2858.0637 | 3343.7815 | 3789.3428 | 4268.5281 | 4713.8714 | 5256.335 | 5768.5821 | 6240.973 | 6628.0935 | 7018.2782 | 7327.9492 | 7537.1335 | 7724.537 | 7884.5275 | 7986.4165 | 8114.8578 | 8185.7098 | 8248.4647 | 8306.0809 | 8350.9588 | 8353.4448 |  | 37.2278 | 56.3679 | 150.464 | 332.8065 | 562.7805 | 836.0604 | 1167.2166 | 1531.2183 | 2007.2321 | 2505.6655 | 3060.3052 | 3756.0688 | 4435.215 | 5049.5129 | 5688.3486 | 6252.0226 | 6758.3068 | 7232.5353 | 7663.0124 | 8003.5575 | 8341.4377 | 8590.5292 | 8726.8385 | 8836.0867 | 8916.7234 | 8937.6939 | 8994.2475 | 9001.5282 | 9014.4836 | 9033.8785 | 9057.9324 | 9047.9084 |  | 37.2278 | 56.3556 | 150.3784 | 332.5751 | 562.4245 | 835.423 | 1159.5531 | 1513.6453 | 1982.3466 | 2471.8806 | 3021.6164 | 3696.954 | 4355.9235 | 4951.9093 | 5573.4699 | 6121.3953 | 6630.3612 | 7105.6899 | 7539.3317 | 7882.8415 | 8226.7784 | 8482.8058 | 8628.7401 | 8748.343 | 8840.6859 | 8872.3927 | 8939.77 | 8956.45 | 8977.9143 | 9004.5883 | 9034.8729 | 9029.5207
Blackburn |  | 17.7884 | 27.1924 | 74.7567 | 170.8596 | 297.0363 | 452.9878 | 649.6584 | 865.706 | 1148.1851 | 1444.0276 | 1773.2193 | 2185.3923 | 2587.9269 | 2952.1517 | 3331.2146 | 3665.9267 | 3967.6391 | 4250.1022 | 4506.44 | 4709.2339 | 4910.4325 | 5058.9329 | 5140.419 | 5205.8282 | 5254.2193 | 5267.1552 | 5301.1747 | 5305.8765 | 5313.8783 | 5325.6467 | 5340.0947 | 5334.2619 |  | 17.6474 | 25.3568 | 53.7835 | 107.3924 | 177.8397 | 263.8502 | 366.6426 | 477.3009 | 626.683 | 784.6762 | 961.7653 | 1159.4962 | 1360.6146 | 1547.1268 | 1758.696 | 1956.675 | 2151.7027 | 2361.7721 | 2577.276 | 2780.921 | 3007.8255 | 3261.5116 | 3461.1598 | 3652.2861 | 3830.1486 | 3974.8246 | 4135.1402 | 4260.1087 | 4378.3212 | 4489.6754 | 4589.0791 | 4657.1693 |  | 17.6474 | 25.4774 | 55.8013 | 124.2927 | 221.015 | 342.651 | 494.4022 | 659.5786 | 875.3261 | 1105.7747 | 1365.8921 | 1663.5558 | 1951.6943 | 2215.9759 | 2500.2567 | 2764.4849 | 3085.9991 | 3389.7488 | 3669.9386 | 3899.5775 | 4131.1087 | 4315.1057 | 4439.4246 | 4550.8072 | 4645.907 | 4706.5131 | 4782.8822 | 4825.0666 | 4862.4442 | 4896.7713 | 4923.5307 | 4925.119 |  | 17.7884 | 27.1924 | 74.7567 | 170.8596 | 297.0363 | 452.9878 | 649.6584 | 865.706 | 1148.1851 | 1444.0276 | 1773.2193 | 2185.3923 | 2587.9269 | 2952.1517 | 3331.2146 | 3665.9267 | 3967.6391 | 4250.1022 | 4506.44 | 4709.2339 | 4910.4325 | 5058.9329 | 5140.419 | 5205.8282 | 5254.2193 | 5267.1552 | 5301.1747 | 5305.8765 | 5313.8783 | 5325.6467 | 5340.0947 | 5334.2619 |  | 17.7884 | 27.1866 | 74.7144 | 170.7476 | 296.8613 | 452.6766 | 645.4922 | 855.9076 | 1134.1465 | 1424.8681 | 1751.2742 | 2151.6535 | 2542.3839 | 2895.8944 | 3264.7833 | 3590.191 | 3893.3862 | 4176.4093 | 4434.524 | 4638.9947 | 4843.6791 | 4996.1658 | 5083.2399 | 5154.6705 | 5209.8858 | 5229.0824 | 5269.4148 | 5279.5975 | 5292.5601 | 5308.5671 | 5326.6426 | 5323.5242
Blackburn Rd Clayton |  | 16.5917 | 26.3163 | 80.2826 | 203.0309 | 380.8143 | 619.8761 | 945.1157 | 1302.0142 | 1768.5015 | 2257.232 | 2801.0206 | 3479.5712 | 4142.8668 | 4743.4112 | 5369.2813 | 5922.6591 | 6424.6811 | 6894.241 | 7320.1766 | 7657.1668 | 7991.4815 | 8238.7448 | 8375.0832 | 8484.8184 | 8566.3332 | 8589.1558 | 8646.6993 | 8655.5967 | 8669.7426 | 8689.9462 | 8714.3222 | 8705.0335 |  | 16.4601 | 24.5309 | 57.5974 | 126.3131 | 225.1284 | 356.3759 | 526.1534 | 708.9225 | 955.65 | 1216.6002 | 1509.09 | 1835.6731 | 2167.8511 | 2475.9046 | 2825.3437 | 3152.3367 | 3474.4548 | 3821.4169 | 4177.3547 | 4513.7058 | 4888.4735 | 5307.4751 | 5637.2248 | 5952.8993 | 6246.6666 | 6485.6213 | 6750.4073 | 6956.812 | 7152.0581 | 7335.9768 | 7500.1571 | 7612.6187 |  | 16.4601 | 24.6494 | 59.8504 | 147.6322 | 283.2953 | 468.8462 | 719.205 | 992.0269 | 1348.6344 | 1729.3842 | 2158.9861 | 2650.6735 | 3126.2118 | 3562.2726 | 4031.4966 | 4467.6945 | 4997.4622 | 5498.3887 | 5960.681 | 6339.6447 | 6721.9524 | 7026.4892 | 7232.335 | 7416.785 | 7574.2997 | 7674.8082 | 7801.366 | 7871.4423 | 7933.5754 | 7990.6675 | 8035.2375 | 8038.1965 |  | 16.5917 | 26.3163 | 80.2826 | 203.0309 | 380.8143 | 619.8761 | 945.1157 | 1302.0142 | 1768.5015 | 2257.232 | 2801.0206 | 3479.5712 | 4142.8668 | 4743.4112 | 5369.2813 | 5922.6591 | 6424.6811 | 6894.241 | 7320.1766 | 7657.1668 | 7991.4815 | 8238.7448 | 8375.0832 | 8484.8184 | 8566.3332 | 8589.1558 | 8646.6993 | 8655.5967 | 8669.7426 | 8689.9462 | 8714.3222 | 8705.0335 |  | 16.5917 | 26.3112 | 80.2382 | 202.9211 | 380.6331 | 619.5613 | 939.3689 | 1287.7043 | 1747.484 | 2228.2339 | 2767.7924 | 3427.8399 | 4072.1448 | 4655.4486 | 5264.7476 | 5802.8824 | 6307.0304 | 6777.2397 | 7205.8092 | 7545.3234 | 7885.0724 | 8138.5332 | 8283.7322 | 8403.0447 | 8495.4652 | 8528.2982 | 8595.9396 | 8613.6005 | 8635.6752 | 8662.638 | 8692.7965 | 8687.818
Blackfriars |  | 25.0484 | 37.9038 | 100.986 | 222.8819 | 376.181 | 557.817 | 777.2421 | 1018.4422 | 1333.8699 | 1664.1487 | 2031.6726 | 2492.7791 | 2942.8544 | 3349.9431 | 3773.2673 | 4146.7637 | 4482.1379 | 4796.2906 | 5081.4659 | 5307.064 | 5530.8972 | 5695.896 | 5786.1679 | 5858.5096 | 5911.8954 | 5925.7481 | 5963.1825 | 5967.9734 | 5976.5305 | 5989.3596 | 6005.2834 | 5998.6309 |  | 24.8499 | 35.3487 | 72.7197 | 140.618 | 226.3889 | 326.8084 | 441.5801 | 565.1344 | 731.9254 | 908.3311 | 1106.058 | 1326.8324 | 1551.389 | 1759.6372 | 1995.8626 | 2216.914 | 2434.6701 | 2669.2209 | 2909.8395 | 3137.2172 | 3390.565 | 3673.8155 | 3896.7306 | 4110.1306 | 4308.7211 | 4470.2576 | 4649.2563 | 4788.7886 | 4920.7775 | 5045.1089 | 5156.0969 | 5232.1224 |  | 24.8499 | 35.5161 | 75.4105 | 162.1625 | 279.9267 | 421.9639 | 591.5144 | 775.9371 | 1016.7194 | 1273.9722 | 1564.4124 | 1896.7454 | 2218.6121 | 2513.8719 | 2831.4082 | 3126.5168 | 3486.0122 | 3825.4701 | 4138.5095 | 4395.0404 | 4653.5953 | 4858.7766 | 4997.3752 | 5121.5418 | 5227.5447 | 5295.0483 | 5380.146 | 5427.0834 | 5468.6555 | 5506.8225 | 5536.5493 | 5538.1867 |  | 25.0484 | 37.9038 | 100.986 | 222.8819 | 376.181 | 557.817 | 777.2421 | 1018.4422 | 1333.8699 | 1664.1487 | 2031.6726 | 2492.7791 | 2942.8544 | 3349.9431 | 3773.2673 | 4146.7637 | 4482.1379 | 4796.2906 | 5081.4659 | 5307.064 | 5530.8972 | 5695.896 | 5786.1679 | 5858.5096 | 5911.8954 | 5925.7481 | 5963.1825 | 5967.9734 | 5976.5305 | 5989.3596 | 6005.2834 | 5998.6309 |  | 25.0484 | 37.8956 | 100.9285 | 222.7263 | 375.9419 | 557.3887 | 772.1303 | 1006.742 | 1317.3154 | 1641.6829 | 2005.9463 | 2453.4887 | 2890.1791 | 3285.1199 | 3696.99 | 4060.0471 | 4397.2079 | 4712.0978 | 4999.3792 | 5226.9489 | 5454.8053 | 5624.4115 | 5721.0723 | 5800.2863 | 5861.44 | 5882.4167 | 5927.0332 | 5938.0609 | 5952.2643 | 5969.924 | 5989.9827 | 5986.431
Blackley |  | 11.8872 | 20.1939 | 72.3487 | 206.8113 | 418.6153 | 721.3971 | 1153.6366 | 1627.6449 | 2247.0807 | 2896.1912 | 3618.4004 | 4517.7519 | 5397.372 | 6194.0742 | 7025.0579 | 7760.3753 | 8429.9904 | 9055.9653 | 9623.6312 | 10072.7739 | 10518.3315 | 10848.2757 | 11030.7219 | 11177.7997 | 11287.3119 | 11318.7759 | 11396.2684 | 11408.9817 | 11428.5051 | 11455.9433 | 11488.7214 | 11476.6598 |  | 11.793 | 18.8118 | 51.7081 | 127.2311 | 244.5417 | 410.2591 | 635.7223 | 878.4384 | 1206.0907 | 1552.6306 | 1941.055 | 2374.7549 | 2815.8848 | 3224.9776 | 3689.0302 | 4123.2743 | 4551.0449 | 5011.8079 | 5484.4907 | 5931.1625 | 6428.8513 | 6985.2823 | 7423.1875 | 7842.4008 | 8232.5216 | 8549.8518 | 8901.4856 | 9175.5895 | 9434.8748 | 9679.1175 | 9897.1478 | 10046.4959 |  | 11.793 | 18.9053 | 53.8434 | 150.3108 | 311.3588 | 545.5909 | 877.8419 | 1240.1535 | 1713.9377 | 2219.6725 | 2790.1633 | 3443.1601 | 4074.3805 | 4653.1162 | 5275.9964 | 5855.0929 | 6557.6189 | 7222.2403 | 7835.7769 | 8338.7837 | 8846.4049 | 9251.3333 | 9525.1026 | 9770.4352 | 9979.965 | 10113.7634 | 10282.1664 | 10375.5463 | 10458.3746 | 10534.5065 | 10593.9908 | 10598.1866 |  | 11.8872 | 20.1939 | 72.3487 | 206.8113 | 418.6153 | 721.3971 | 1153.6366 | 1627.6449 | 2247.0807 | 2896.1912 | 3618.4004 | 4517.7519 | 5397.372 | 6194.0742 | 7025.0579 | 7760.3753 | 8429.9904 | 9055.9653 | 9623.6312 | 10072.7739 | 10518.3315 | 10848.2757 | 11030.7219 | 11177.7997 | 11287.3119 | 11318.7759 | 11396.2684 | 11408.9817 | 11428.5051 | 11455.9433 | 11488.7214 | 11476.6598 |  | 11.8872 | 20.1906 | 72.31 | 206.7251 | 418.4602 | 721.1372 | 1146.9048 | 1610.128 | 2220.8907 | 2859.7819 | 3576.6674 | 4452.2215 | 5307.0233 | 6081.1918 | 6890.3538 | 7605.5276 | 8277.7096 | 8904.3283 | 9475.2531 | 9927.5531 | 10380.0711 | 10717.9391 | 10911.8592 | 11071.3636 | 11195.0684 | 11239.5645 | 11330.2059 | 11354.3279 | 11384.1707 | 11420.3934 | 11460.6849 | 11454.21
Blackpool |  | 20.409 | 30.4723 | 77.7304 | 162.7721 | 261.7654 | 369.3995 | 487.0412 | 616.567 | 786.0363 | 963.3895 | 1160.7614 | 1409.6486 | 1652.2492 | 1871.4751 | 2098.9769 | 2299.3006 | 2477.4351 | 2644.5343 | 2796.3263 | 2916.3936 | 3035.535 | 3123.0804 | 3170.6171 | 3208.5497 | 3236.3614 | 3243.0101 | 3262.3809 | 3264.3391 | 3268.4299 | 3274.9043 | 3283.1788 | 3279.4178 |  | 20.2473 | 28.422 | 56.0461 | 103.2995 | 158.9087 | 218.7283 | 280.3776 | 346.7444 | 436.3356 | 531.0913 | 637.2997 | 755.888 | 876.5078 | 988.3677 | 1115.2553 | 1233.9924 | 1350.9594 | 1476.9476 | 1606.1951 | 1728.3303 | 1864.4153 | 2016.5623 | 2136.3005 | 2250.9276 | 2357.5998 | 2444.3686 | 2540.5172 | 2615.4665 | 2686.3639 | 2753.1481 | 2812.765 | 2853.6018 |  | 20.2473 | 28.5558 | 58.0786 | 118.458 | 194.8138 | 279.4556 | 370.6824 | 469.7402 | 598.9303 | 737.043 | 893.064 | 1071.5484 | 1244.6375 | 1403.4751 | 1574.2071 | 1732.841 | 1926.6293 | 2109.3828 | 2277.7942 | 2415.7632 | 2554.7004 | 2664.5663 | 2738.7346 | 2805.1668 | 2861.8651 | 2897.9025 | 2943.3827 | 2968.3763 | 2990.49 | 3010.7761 | 3026.5411 | 3027.2381 |  | 20.409 | 30.4723 | 77.7304 | 162.7721 | 261.7654 | 369.3995 | 487.0412 | 616.567 | 786.0363 | 963.3895 | 1160.7614 | 1409.6486 | 1652.2492 | 1871.4751 | 2098.9769 | 2299.3006 | 2477.4351 | 2644.5343 | 2796.3263 | 2916.3936 | 3035.535 | 3123.0804 | 3170.6171 | 3208.5497 | 3236.3614 | 3243.0101 | 3262.3809 | 3264.3391 | 3268.4299 | 3274.9043 | 3283.1788 | 3279.4178 |  | 20.409 | 30.4655 | 77.6857 | 162.6477 | 261.5784 | 369.0611 | 483.6786 | 609.2634 | 775.9644 | 949.8827 | 1145.3018 | 1386.3722 | 1621.5083 | 1833.9611 | 2055.1837 | 2249.8322 | 2429.1021 | 2596.7471 | 2749.834 | 2871.0939 | 2992.572 | 3082.8023 | 3133.9714 | 3175.7956 | 3207.9786 | 3218.6334 | 3242.0409 | 3247.5063 | 3254.7739 | 3263.9744 | 3274.5835 | 3272.5822
Bollington |  | 44.5031 | 66.4077 | 169.0638 | 353.1479 | 566.5503 | 797.4238 | 1048.1479 | 1324.2301 | 1685.4634 | 2063.4879 | 2484.1847 | 3014.867 | 3532.0973 | 3999.4628 | 4484.4047 | 4911.3563 | 5290.7647 | 5646.7034 | 5970.0517 | 6225.8179 | 6479.6138 | 6666.0629 | 6767.2515 | 6847.9726 | 6907.1294 | 6921.1873 | 6962.3706 | 6966.4558 | 6975.1028 | 6988.8432 | 7006.4404 | 6998.3967 |  | 44.1503 | 61.9399 | 121.9078 | 224.181 | 344.0859 | 472.4388 | 603.8457 | 745.308 | 936.2738 | 1138.2479 | 1364.6335 | 1617.4071 | 1874.5111 | 2112.9429 | 2383.407 | 2636.4978 | 2885.8155 | 3154.3623 | 3429.8564 | 3690.1903 | 3980.2586 | 4304.5636 | 4559.7882 | 4804.1186 | 5031.4929 | 5216.4427 | 5421.3856 | 5581.1418 | 5732.2612 | 5874.6133 | 6001.688 | 6088.7327 |  | 44.1503 | 62.2314 | 126.3245 | 257.0079 | 421.647 | 603.2642 | 797.7381 | 1008.8816 | 1284.2323 | 1578.6127 | 1911.1767 | 2291.6164 | 2660.5886 | 2999.1891 | 3363.1326 | 3701.2812 | 4114.4442 | 4504.0474 | 4863.0581 | 5157.1672 | 5453.3231 | 5687.4547 | 5845.5061 | 5987.07 | 6107.889 | 6184.6715 | 6281.5806 | 6334.8235 | 6381.9283 | 6425.1377 | 6458.712 | 6460.1714 |  | 44.5031 | 66.4077 | 169.0638 | 353.1479 | 566.5503 | 797.4238 | 1048.1479 | 1324.2301 | 1685.4634 | 2063.4879 | 2484.1847 | 3014.867 | 3532.0973 | 3999.4628 | 4484.4047 | 4911.3563 | 5290.7647 | 5646.7034 | 5970.0517 | 6225.8179 | 6479.6138 | 6666.0629 | 6767.2515 | 6847.9726 | 6907.1294 | 6921.1873 | 6962.3706 | 6966.4558 | 6975.1028 | 6988.8432 | 7006.4404 | 6998.3967 |  | 44.5031 | 66.3928 | 168.9666 | 352.8768 | 566.1432 | 796.6869 | 1040.8916 | 1308.5157 | 1663.8251 | 2034.4909 | 2450.996 | 2964.9403 | 3466.2201 | 3919.113 | 4390.6525 | 4805.4975 | 5187.3513 | 5544.475 | 5870.607 | 6128.9344 | 6387.7363 | 6579.9386 | 6688.8985 | 6777.9434 | 6846.4464 | 6869.0692 | 6918.8825 | 6930.4662 | 6945.9052 | 6965.4752 | 6988.0651 | 6983.7857
Bolton By Bowland |  | 4.4835 | 6.7648 | 17.8575 | 38.9913 | 65.1881 | 95.7642 | 132.1078 | 172.068 | 224.3296 | 279.0472 | 339.9363 | 416.3898 | 490.9983 | 558.4713 | 628.6127 | 690.479 | 745.9471 | 797.9166 | 845.0976 | 882.4212 | 919.4534 | 946.7383 | 961.6488 | 973.59 | 982.3934 | 984.6505 | 990.8173 | 991.5815 | 992.975 | 995.0806 | 997.7054 | 996.5943 |  | 4.4479 | 6.3089 | 12.8626 | 24.6289 | 39.2967 | 56.2161 | 75.2314 | 95.7017 | 123.3355 | 152.5623 | 185.3215 | 221.8992 | 259.1035 | 293.6059 | 332.7435 | 369.3671 | 405.4448 | 444.305 | 484.1704 | 521.8422 | 563.8166 | 610.7453 | 647.6777 | 683.0336 | 715.9359 | 742.6991 | 772.3555 | 795.4731 | 817.3409 | 837.94 | 856.3284 | 868.9242 |  | 4.4479 | 6.3388 | 13.3366 | 28.3704 | 48.5096 | 72.4424 | 100.5408 | 131.0955 | 170.9812 | 213.5993 | 261.7197 | 316.779 | 370.1152 | 419.0451 | 471.6623 | 520.5612 | 580.155 | 636.416 | 688.2927 | 730.8029 | 773.6427 | 807.6204 | 830.5698 | 851.129 | 868.68 | 879.8532 | 893.9411 | 901.7072 | 908.5844 | 914.8976 | 919.813 | 920.0755 |  | 4.4835 | 6.7648 | 17.8575 | 38.9913 | 65.1881 | 95.7642 | 132.1078 | 172.068 | 224.3296 | 279.0472 | 339.9363 | 416.3898 | 490.9983 | 558.4713 | 628.6127 | 690.479 | 745.9471 | 797.9166 | 845.0976 | 882.4212 | 919.4534 | 946.7383 | 961.6488 | 973.59 | 982.3934 | 984.6505 | 990.8173 | 991.5815 | 992.975 | 995.0806 | 997.7054 | 996.5943 |  | 4.4835 | 6.7633 | 17.8473 | 38.9636 | 65.1457 | 95.6881 | 131.2313 | 170.0806 | 221.5303 | 275.2561 | 335.5953 | 409.776 | 482.1538 | 547.6022 | 615.8399 | 675.9733 | 731.7458 | 783.8447 | 831.3825 | 869.0391 | 906.7463 | 934.8047 | 950.7833 | 963.8726 | 973.9726 | 977.4186 | 984.7839 | 986.589 | 988.9248 | 991.837 | 995.1524 | 994.5594
Bolton Le Sands |  | 40.8658 | 61.9149 | 165.5966 | 367.1043 | 621.9953 | 925.7866 | 1295.0698 | 1700.9608 | 2231.7464 | 2787.5401 | 3406.0066 | 4181.7206 | 4938.9384 | 5623.8721 | 6336.2087 | 6964.7729 | 7529.5024 | 8058.4539 | 8538.5953 | 8918.4307 | 9295.2922 | 9573.1475 | 9725.2305 | 9847.136 | 9937.1319 | 9960.5891 | 10023.7188 | 10031.8945 | 10046.3877 | 10068.0531 | 10094.9007 | 10083.7407 |  | 40.5418 | 57.7404 | 119.2323 | 231.4972 | 374.0677 | 541.9643 | 735.099 | 943.0126 | 1223.6836 | 1520.534 | 1853.2632 | 2224.776 | 2602.6534 | 2953.0875 | 3350.6007 | 3722.5797 | 4089.0133 | 4483.7087 | 4888.6147 | 5271.2393 | 5697.5658 | 6174.2115 | 6549.3266 | 6908.43 | 7242.6124 | 7514.4414 | 7815.6553 | 8050.4561 | 8272.5632 | 8481.7845 | 8668.552 | 8796.4854 |  | 40.5418 | 58.014 | 123.6518 | 267.0892 | 462.839 | 700.3126 | 985.5991 | 1295.9411 | 1701.1494 | 2134.06 | 2622.8022 | 3182.0476 | 3723.6388 | 4220.4491 | 4754.759 | 5251.3376 | 5856.1591 | 6427.3125 | 6954.0375 | 7385.6881 | 7820.7667 | 8166.1039 | 8399.3853 | 8608.3779 | 8786.8011 | 8900.4351 | 9043.6776 | 9122.703 | 9192.6993 | 9256.9654 | 9307.0263 | 9309.8153 |  | 40.8658 | 61.9149 | 165.5966 | 367.1043 | 621.9953 | 925.7866 | 1295.0698 | 1700.9608 | 2231.7464 | 2787.5401 | 3406.0066 | 4181.7206 | 4938.9384 | 5623.8721 | 6336.2087 | 6964.7729 | 7529.5024 | 8058.4539 | 8538.5953 | 8918.4307 | 9295.2922 | 9573.1475 | 9725.2305 | 9847.136 | 9937.1319 | 9960.5891 | 10023.7188 | 10031.8945 | 10046.3877 | 10068.0531 | 10094.9007 | 10083.7407 |  | 40.8658 | 61.9015 | 165.5025 | 366.8501 | 621.6038 | 925.086 | 1286.5818 | 1681.4602 | 2204.1068 | 2750.0012 | 3363.0183 | 4116.005 | 4850.75 | 5515.2874 | 6208.3727 | 6819.3825 | 7387.0861 | 7917.2503 | 8400.9055 | 8784.0341 | 9167.6332 | 9453.2029 | 9615.9999 | 9749.433 | 9852.4637 | 9887.8759 | 9963.0583 | 9981.7001 | 10005.668 | 10035.4379 | 10069.2227 | 10063.2633
Botany Bay |  | 28.2655 | 42.6159 | 112.2279 | 244.3584 | 407.5077 | 597.1475 | 821.5389 | 1068.2779 | 1390.9805 | 1728.8405 | 2104.8078 | 2576.9853 | 3037.7407 | 3454.4119 | 3887.5234 | 4269.5033 | 4611.8334 | 4932.5918 | 5223.8037 | 5454.1722 | 5682.7437 | 5851.129 | 5943.117 | 6016.7724 | 6071.0589 | 6084.9296 | 6122.9458 | 6127.6134 | 6136.1755 | 6149.1417 | 6165.3261 | 6158.4492 |  | 28.0414 | 39.7445 | 80.8426 | 154.3975 | 245.764 | 350.7273 | 468.1408 | 594.539 | 765.1691 | 945.6351 | 1147.9132 | 1373.7692 | 1603.4945 | 1816.536 | 2058.1987 | 2284.3381 | 2507.1063 | 2747.0559 | 2993.2129 | 3225.8242 | 3485.0034 | 3774.7736 | 4002.8196 | 4221.1315 | 4424.293 | 4589.5476 | 4772.6664 | 4915.4103 | 5050.4373 | 5177.6304 | 5291.1731 | 5368.9485 |  | 28.0414 | 39.9324 | 83.8182 | 177.7995 | 303.248 | 451.7237 | 625.235 | 813.901 | 1060.1703 | 1323.3179 | 1620.4478 | 1960.4198 | 2289.7708 | 2591.9177 | 2916.8268 | 3218.7725 | 3586.8032 | 3934.232 | 4254.5767 | 4517.0784 | 4781.6056 | 4991.378 | 5133.0606 | 5259.9852 | 5368.3366 | 5437.3096 | 5524.2788 | 5572.2136 | 5614.6603 | 5653.6241 | 5683.9582 | 5685.564 |  | 28.2655 | 42.6159 | 112.2279 | 244.3584 | 407.5077 | 597.1475 | 821.5389 | 1068.2779 | 1390.9805 | 1728.8405 | 2104.8078 | 2576.9853 | 3037.7407 | 3454.4119 | 3887.5234 | 4269.5033 | 4611.8334 | 4932.5918 | 5223.8037 | 5454.1722 | 5682.7437 | 5851.129 | 5943.117 | 6016.7724 | 6071.0589 | 6084.9296 | 6122.9458 | 6127.6134 | 6136.1755 | 6149.1417 | 6165.3261 | 6158.4492 |  | 28.2655 | 42.6065 | 112.1638 | 244.1838 | 407.2408 | 596.6682 | 816.0753 | 1055.9215 | 1373.597 | 1705.3111 | 2077.8663 | 2535.966 | 2982.924 | 3387.0736 | 3808.4192 | 4179.6938 | 4523.9185 | 4845.4878 | 5138.9164 | 5371.3527 | 5604.1066 | 5777.2851 | 5875.8853 | 5956.6472 | 6018.9558 | 6040.1827 | 6085.6142 | 6096.7218 | 6111.1148 | 6129.0726 | 6149.5303 | 6145.8613
Bow Lane |  | 59.4079 | 89.8946 | 239.4804 | 528.4886 | 891.899 | 1322.4202 | 1842.4282 | 2414.0415 | 3161.5652 | 3944.2833 | 4815.2679 | 5908.0394 | 6974.6661 | 7939.418 | 8942.6431 | 9827.7799 | 10622.5606 | 11367.0514 | 12042.8713 | 12577.5024 | 13107.9514 | 13498.9701 | 13712.8968 | 13884.3311 | 14010.843 | 14043.6668 | 14132.3766 | 14143.7263 | 14164.0023 | 14194.4028 | 14232.1384 | 14216.3715 |  | 58.937 | 83.8347 | 172.4497 | 333.4318 | 536.7615 | 774.782 | 1046.7764 | 1339.5844 | 1734.8577 | 2152.9167 | 2621.5043 | 3144.7114 | 3676.8819 | 4170.4035 | 4730.2275 | 5254.0912 | 5770.1452 | 6326.0008 | 6896.2361 | 7435.0922 | 8035.4943 | 8706.7618 | 9235.0421 | 9740.7728 | 10211.407 | 10594.2279 | 11018.4321 | 11349.1057 | 11661.9025 | 11956.5521 | 12219.5796 | 12399.7502 |  | 58.937 | 84.2317 | 178.8305 | 384.5135 | 663.687 | 1000.3524 | 1402.1666 | 1839.2249 | 2409.8471 | 3019.5031 | 3707.8094 | 4495.396 | 5258.1804 | 5957.9098 | 6710.4317 | 7409.8021 | 8261.7648 | 9066.2395 | 9808.1046 | 10416.0513 | 11028.7938 | 11515.0451 | 11843.5042 | 12137.7613 | 12388.9732 | 12548.9465 | 12750.6157 | 12861.85 | 12960.3691 | 13050.8186 | 13121.266 | 13125.1451 |  | 59.4079 | 89.8946 | 239.4804 | 528.4886 | 891.899 | 1322.4202 | 1842.4282 | 2414.0415 | 3161.5652 | 3944.2833 | 4815.2679 | 5908.0394 | 6974.6661 | 7939.418 | 8942.6431 | 9827.7799 | 10622.5606 | 11367.0514 | 12042.8713 | 12577.5024 | 13107.9514 | 13498.9701 | 13712.8968 | 13884.3311 | 14010.843 | 14043.6668 | 14132.3766 | 14143.7263 | 14164.0023 | 14194.4028 | 14232.1384 | 14216.3715 |  | 59.4079 | 89.875 | 239.3442 | 528.1197 | 891.332 | 1321.4045 | 1830.3097 | 2386.3067 | 3122.3252 | 3891.0326 | 4754.2888 | 5814.9116 | 6849.816 | 7785.7774 | 8761.8568 | 9622.2534 | 10421.2693 | 11167.5082 | 11848.3201 | 12387.6249 | 12927.6093 | 13329.5485 | 13558.6172 | 13746.3396 | 13891.2616 | 13940.9697 | 14046.7012 | 14072.8326 | 14106.4904 | 14148.3396 | 14195.8751 | 14187.4575
Bowaters |  | 0.25411 | 0.43935 | 1.6315 | 4.7723 | 9.7835 | 17.0091 | 27.3898 | 38.7728 | 53.6477 | 69.2356 | 86.5789 | 108.1704 | 129.2897 | 148.4191 | 168.3738 | 186.033 | 202.1222 | 217.1617 | 230.7998 | 241.5905 | 252.295 | 260.2232 | 264.6087 | 268.1448 | 270.7785 | 271.5377 | 273.4019 | 273.7099 | 274.1811 | 274.8418 | 275.6302 | 275.3414 |  | 0.2521 | 0.40922 | 1.1651 | 2.9301 | 5.7042 | 9.6573 | 15.0715 | 20.9001 | 28.7683 | 37.0901 | 46.4177 | 56.8325 | 67.4258 | 77.2497 | 88.3934 | 98.8213 | 109.0938 | 120.1585 | 131.5095 | 142.2358 | 154.1873 | 167.5493 | 178.0652 | 188.1321 | 197.5005 | 205.1208 | 213.5649 | 220.1472 | 226.3737 | 232.2389 | 237.4747 | 241.0611 |  | 0.2521 | 0.41126 | 1.2138 | 3.4682 | 7.2766 | 12.8638 | 20.8417 | 29.5423 | 40.9203 | 53.0653 | 66.765 | 82.4461 | 97.6033 | 111.4999 | 126.457 | 140.3628 | 157.2301 | 173.1884 | 187.9207 | 199.999 | 212.1888 | 221.9142 | 228.4898 | 234.3824 | 239.4151 | 242.6291 | 246.6742 | 248.9176 | 250.9076 | 252.7368 | 254.1661 | 254.2677 |  | 0.25411 | 0.43935 | 1.6315 | 4.7723 | 9.7835 | 17.0091 | 27.3898 | 38.7728 | 53.6477 | 69.2356 | 86.5789 | 108.1704 | 129.2897 | 148.4191 | 168.3738 | 186.033 | 202.1222 | 217.1617 | 230.7998 | 241.5905 | 252.295 | 260.2232 | 264.6087 | 268.1448 | 270.7785 | 271.5377 | 273.4019 | 273.7099 | 274.1811 | 274.8418 | 275.6302 | 275.3414 |  | 0.25411 | 0.43928 | 1.6306 | 4.7704 | 9.78 | 17.0033 | 27.2309 | 38.3567 | 53.0241 | 68.3678 | 85.5841 | 106.6066 | 127.1311 | 145.7205 | 165.1518 | 182.3275 | 198.4775 | 213.5318 | 227.2475 | 238.1134 | 248.9843 | 257.1017 | 261.7619 | 265.5955 | 268.5692 | 269.6404 | 271.8196 | 272.4009 | 273.1192 | 273.9903 | 274.9587 | 274.8036
Bowdon |  | 48.1071 | 72.5428 | 191.1389 | 416.4298 | 694.8465 | 1018.7626 | 1402.4195 | 1824.2788 | 2376.0134 | 2953.6662 | 3596.472 | 4403.7324 | 5191.4752 | 5903.8549 | 6644.3571 | 7297.4509 | 7882.8082 | 8431.2719 | 8929.2108 | 9323.115 | 9713.946 | 10001.8744 | 10159.1797 | 10285.1401 | 10377.9828 | 10401.7231 | 10466.744 | 10474.7437 | 10489.3986 | 10511.5805 | 10539.2604 | 10527.5086 |  | 47.7257 | 67.6549 | 137.6835 | 263.1027 | 419.0143 | 598.2882 | 799.0342 | 1015.1416 | 1306.8737 | 1615.4229 | 1961.2648 | 2347.4187 | 2740.1881 | 3104.4326 | 3517.6116 | 3904.2501 | 4285.1247 | 4695.3748 | 5116.238 | 5513.9417 | 5957.0695 | 6452.4996 | 6842.3978 | 7215.6533 | 7563.0057 | 7845.5473 | 8158.6319 | 8402.6861 | 8633.5464 | 8851.013 | 9045.1409 | 9178.1161 |  | 47.7257 | 67.9748 | 142.7525 | 303.0008 | 517.0711 | 770.6619 | 1067.3154 | 1389.8844 | 1810.9441 | 2260.859 | 2768.872 | 3350.1349 | 3913.2315 | 4429.815 | 4985.3182 | 5501.5616 | 6130.7748 | 6724.7729 | 7272.4691 | 7721.2719 | 8173.5415 | 8532.2077 | 8774.4563 | 8991.4719 | 9176.7316 | 9294.6642 | 9443.3658 | 9525.3284 | 9597.9079 | 9664.5325 | 9716.4022 | 9719.1533 |  | 48.1071 | 72.5428 | 191.1389 | 416.4298 | 694.8465 | 1018.7626 | 1402.4195 | 1824.2788 | 2376.0134 | 2953.6662 | 3596.472 | 4403.7324 | 5191.4752 | 5903.8549 | 6644.3571 | 7297.4509 | 7882.8082 | 8431.2719 | 8929.2108 | 9323.115 | 9713.946 | 10001.8744 | 10159.1797 | 10285.1401 | 10377.9828 | 10401.7231 | 10466.744 | 10474.7437 | 10489.3986 | 10511.5805 | 10539.2604 | 10527.5086 |  | 48.1071 | 72.5268 | 191.0299 | 416.1325 | 694.392 | 1017.9466 | 1393.0975 | 1803.1848 | 2346.3295 | 2913.4826 | 3550.4609 | 4333.6687 | 5097.8304 | 5788.8093 | 6509.199 | 7143.9917 | 7732.5825 | 8282.4281 | 8784.1518 | 9181.5871 | 9579.5634 | 9875.6803 | 10044.2842 | 10182.3886 | 10288.9408 | 10325.2524 | 10402.9458 | 10421.9514 | 10446.571 | 10477.2831 | 10512.2655 | 10505.9955
Bradford |  | 12.924 | 20.096 | 58.0745 | 139.6945 | 252.7791 | 399.4348 | 592.8478 | 805.1794 | 1082.7458 | 1373.5053 | 1697.0289 | 2101.2804 | 2496.2969 | 2853.853 | 3226.282 | 3555.3983 | 3853.2077 | 4131.8625 | 4384.675 | 4584.6886 | 4783.12 | 4929.7608 | 5010.461 | 5075.3448 | 5123.4649 | 5136.6962 | 5170.6098 | 5175.6335 | 5183.8281 | 5195.6659 | 5210.0467 | 5204.4377 |  | 12.8215 | 18.7362 | 41.7239 | 87.3406 | 150.3196 | 230.9895 | 332.0033 | 440.7468 | 587.5442 | 742.8037 | 916.8286 | 1111.1383 | 1308.7767 | 1492.0617 | 1699.9702 | 1894.5237 | 2086.1768 | 2292.6114 | 2504.3865 | 2704.5079 | 2927.4863 | 3176.7829 | 3372.9766 | 3560.7959 | 3735.5809 | 3877.7536 | 4035.2953 | 4158.1015 | 4274.2686 | 4383.6961 | 4481.3797 | 4548.2918 |  | 12.8215 | 18.826 | 43.3221 | 101.5989 | 188.0646 | 302.1268 | 451.152 | 613.473 | 825.5828 | 1052.0897 | 1307.6985 | 1600.2296 | 1883.2518 | 2142.8035 | 2422.0552 | 2681.6346 | 2997.1359 | 3295.3581 | 3570.5272 | 3796.0786 | 4023.5674 | 4204.6079 | 4326.9589 | 4436.5869 | 4530.1989 | 4589.9018 | 4665.1 | 4706.6978 | 4743.5706 | 4777.4447 | 4803.8739 | 4805.5544 |  | 12.924 | 20.096 | 58.0745 | 139.6945 | 252.7791 | 399.4348 | 592.8478 | 805.1794 | 1082.7458 | 1373.5053 | 1697.0289 | 2101.2804 | 2496.2969 | 2853.853 | 3226.282 | 3555.3983 | 3853.2077 | 4131.8625 | 4384.675 | 4584.6886 | 4783.12 | 4929.7608 | 5010.461 | 5075.3448 | 5123.4649 | 5136.6962 | 5170.6098 | 5175.6335 | 5183.8281 | 5195.6659 | 5210.0467 | 5204.4377 |  | 12.924 | 20.0919 | 58.042 | 139.6112 | 252.6455 | 399.2 | 589.1578 | 796.2182 | 1069.7231 | 1355.6204 | 1676.5386 | 2069.5482 | 2453.1451 | 2800.3346 | 3162.8486 | 3482.8659 | 3782.0173 | 4061.1243 | 4315.5757 | 4517.1497 | 4718.8915 | 4869.3118 | 4955.3719 | 5026.0418 | 5080.7378 | 5100.0038 | 5140.004 | 5150.3107 | 5163.286 | 5179.203 | 5197.0741 | 5194.0709
Bradshawgate |  | 4.4505 | 7.1852 | 22.9316 | 60.2387 | 115.879 | 192.3903 | 298.3955 | 414.6904 | 566.6834 | 725.9368 | 903.1285 | 1124.0589 | 1340.0683 | 1535.6703 | 1739.5854 | 1919.9367 | 2083.7898 | 2237.0155 | 2375.9914 | 2485.9477 | 2595.0291 | 2675.7452 | 2720.3 | 2756.1829 | 2782.8621 | 2790.4074 | 2809.2584 | 2812.242 | 2816.9207 | 2823.561 | 2831.5419 | 2828.5411 |  | 4.4152 | 6.6966 | 16.4333 | 37.3417 | 68.2286 | 110.1858 | 165.5054 | 225.0581 | 305.4507 | 390.4776 | 485.7813 | 592.1937 | 700.4292 | 800.8041 | 914.6638 | 1021.2098 | 1126.1674 | 1239.2201 | 1355.1974 | 1464.7926 | 1586.9053 | 1723.431 | 1830.8753 | 1933.7333 | 2029.4532 | 2107.3132 | 2193.59 | 2260.844 | 2324.4622 | 2384.3894 | 2437.8853 | 2474.5293 |  | 4.4152 | 6.7292 | 17.0867 | 43.7955 | 86.1993 | 145.5114 | 227.0662 | 315.9619 | 432.1774 | 556.2489 | 696.2269 | 856.44 | 1011.36 | 1153.4112 | 1306.278 | 1448.3908 | 1620.9137 | 1784.0765 | 1934.6717 | 2058.1277 | 2182.6896 | 2281.9662 | 2349.0765 | 2409.2131 | 2460.5702 | 2493.3499 | 2534.6186 | 2557.482 | 2577.7569 | 2596.3892 | 2610.9395 | 2611.9287 |  | 4.4505 | 7.1852 | 22.9316 | 60.2387 | 115.879 | 192.3903 | 298.3955 | 414.6904 | 566.6834 | 725.9368 | 903.1285 | 1124.0589 | 1340.0683 | 1535.6703 | 1739.5854 | 1919.9367 | 2083.7898 | 2237.0155 | 2375.9914 | 2485.9477 | 2595.0291 | 2675.7452 | 2720.3 | 2756.1829 | 2782.8621 | 2790.4074 | 2809.2584 | 2812.242 | 2816.9207 | 2823.561 | 2831.5419 | 2828.5411 |  | 4.4505 | 7.1838 | 22.919 | 60.2085 | 115.828 | 192.3026 | 296.6077 | 410.1678 | 559.9973 | 716.686 | 892.527 | 1107.5014 | 1317.3608 | 1507.3792 | 1705.9122 | 1881.3062 | 2045.8278 | 2199.2445 | 2339.0562 | 2449.8165 | 2560.6445 | 2643.3511 | 2690.7654 | 2729.7414 | 2759.9467 | 2770.7291 | 2792.8458 | 2798.6633 | 2805.9058 | 2814.7304 | 2824.5798 | 2822.9705
Bramhall |  | 50.0524 | 75.3129 | 197.0588 | 425.7838 | 705.157 | 1026.1253 | 1400.9875 | 1813.2679 | 2352.5109 | 2917.0437 | 3545.2579 | 4334.7432 | 5104.9956 | 5801.4691 | 6525.2335 | 7163.3905 | 7734.5994 | 8269.9099 | 8755.9537 | 9140.4422 | 9521.9369 | 9802.8648 | 9956.1879 | 10078.8887 | 10169.2492 | 10192.1054 | 10255.3305 | 10262.8802 | 10276.9822 | 10298.4792 | 10325.4098 | 10313.8426 |  | 49.6557 | 70.2399 | 141.9771 | 269.26 | 425.8007 | 603.5771 | 799.772 | 1010.98 | 1296.0983 | 1597.6523 | 1935.6536 | 2313.053 | 2696.918 | 3052.9046 | 3456.7165 | 3834.5895 | 4206.8293 | 4607.7787 | 5019.1004 | 5407.7878 | 5840.8694 | 6325.0677 | 6706.1265 | 7070.9199 | 7410.3974 | 7686.5335 | 7992.5202 | 8231.0415 | 8456.6679 | 8669.2043 | 8858.9311 | 8988.8917 |  | 49.6557 | 70.5718 | 147.1875 | 309.8191 | 524.7548 | 776.2404 | 1066.2354 | 1381.4896 | 1792.94 | 2232.6244 | 2729.1254 | 3297.1987 | 3847.6164 | 4352.5931 | 4895.576 | 5400.1668 | 6015.4148 | 6596.1275 | 7131.5218 | 7570.2258 | 8012.2662 | 8362.6497 | 8599.2843 | 8811.2649 | 8992.2195 | 9107.3815 | 9252.6116 | 9332.6206 | 9403.46 | 9468.4802 | 9519.0855 | 9521.6946 |  | 50.0524 | 75.3129 | 197.0588 | 425.7838 | 705.157 | 1026.1253 | 1400.9875 | 1813.2679 | 2352.5109 | 2917.0437 | 3545.2579 | 4334.7432 | 5104.9956 | 5801.4691 | 6525.2335 | 7163.3905 | 7734.5994 | 8269.9099 | 8755.9537 | 9140.4422 | 9521.9369 | 9802.8648 | 9956.1879 | 10078.8887 | 10169.2492 | 10192.1054 | 10255.3305 | 10262.8802 | 10276.9822 | 10298.4792 | 10325.4098 | 10313.8426 |  | 50.0524 | 75.2962 | 196.9462 | 425.4754 | 704.6872 | 1025.2805 | 1391.6075 | 1792.2073 | 2322.9849 | 2877.1427 | 3499.5737 | 4265.3198 | 5012.4057 | 5687.8554 | 6391.9079 | 7012.1492 | 7586.595 | 8123.3215 | 8613.1356 | 9001.1335 | 9389.6882 | 9678.7107 | 9843.1639 | 9977.8206 | 10081.6666 | 10116.8875 | 10192.5759 | 10210.9506 | 10234.8542 | 10264.7454 | 10298.8625 | 10292.6938
Bridgewater |  | 7.1747 | 10.9929 | 30.4318 | 70.0712 | 122.5557 | 187.9375 | 271.0204 | 362.2788 | 481.5938 | 606.5579 | 745.6079 | 919.6476 | 1089.6338 | 1243.4521 | 1403.5597 | 1544.9539 | 1672.4928 | 1791.8831 | 1900.2258 | 1985.9385 | 2070.9763 | 2133.7545 | 2168.22 | 2195.8934 | 2216.3755 | 2221.8782 | 2236.2836 | 2238.2997 | 2241.7042 | 2246.6954 | 2252.8117 | 2250.3571 |  | 7.1178 | 10.2506 | 21.8898 | 44.0082 | 73.2997 | 109.3432 | 152.7619 | 199.503 | 262.6008 | 329.3359 | 404.1369 | 487.6568 | 572.6076 | 651.3888 | 740.7539 | 824.3786 | 906.7567 | 995.4883 | 1086.5154 | 1172.5334 | 1268.3761 | 1375.531 | 1459.8607 | 1540.5909 | 1615.7186 | 1676.8286 | 1744.5446 | 1797.3303 | 1847.2623 | 1894.2974 | 1936.2847 | 1965.0454 |  | 7.1178 | 10.2994 | 22.7135 | 50.972 | 91.1881 | 142.1594 | 206.2504 | 276.0197 | 367.1568 | 464.4998 | 574.3707 | 700.1027 | 821.8004 | 933.4191 | 1053.4888 | 1165.0909 | 1300.8624 | 1429.1436 | 1547.4807 | 1644.4698 | 1742.264 | 1819.9997 | 1872.5246 | 1919.5846 | 1959.7657 | 1985.376 | 2017.6449 | 2035.4739 | 2051.2725 | 2065.7824 | 2077.0953 | 2077.7751 |  | 7.1747 | 10.9929 | 30.4318 | 70.0712 | 122.5557 | 187.9375 | 271.0204 | 362.2788 | 481.5938 | 606.5579 | 745.6079 | 919.6476 | 1089.6338 | 1243.4521 | 1403.5597 | 1544.9539 | 1672.4928 | 1791.8831 | 1900.2258 | 1985.9385 | 2070.9763 | 2133.7545 | 2168.22 | 2195.8934 | 2216.3755 | 2221.8782 | 2236.2836 | 2238.2997 | 2241.7042 | 2246.6954 | 2252.8117 | 2250.3571 |  | 7.1747 | 10.9906 | 30.4146 | 70.0259 | 122.4846 | 187.8113 | 269.2907 | 358.1897 | 475.7215 | 598.5352 | 736.4184 | 905.5025 | 1070.5161 | 1219.8209 | 1375.6371 | 1513.1045 | 1641.2612 | 1760.8808 | 1869.9661 | 1956.3805 | 2042.8821 | 2107.3338 | 2144.1499 | 2174.3569 | 2197.7119 | 2205.8502 | 2222.9135 | 2227.2369 | 2232.7298 | 2239.505 | 2247.148 | 2245.8353
Brinksway |  | 20.3228 | 31.1726 | 86.5809 | 200.0566 | 350.8906 | 539.4661 | 779.92 | 1044.0217 | 1389.3141 | 1750.9607 | 2153.3707 | 2656.9612 | 3148.8437 | 3593.9547 | 4057.2947 | 4466.5051 | 4835.727 | 5181.3441 | 5494.9733 | 5743.0943 | 5989.2606 | 6171.0078 | 6270.8104 | 6350.9552 | 6410.2848 | 6426.2596 | 6467.9953 | 6473.8686 | 6483.7532 | 6498.224 | 6515.9422 | 6508.8505 |  | 20.1617 | 29.0673 | 62.2724 | 125.5994 | 209.7639 | 313.7006 | 439.3532 | 574.6209 | 757.2244 | 950.354 | 1166.8262 | 1408.5309 | 1654.3764 | 1882.3674 | 2140.9878 | 2382.9958 | 2621.396 | 2878.1832 | 3141.6134 | 3390.5474 | 3667.9137 | 3978.0174 | 4222.0658 | 4455.6969 | 4673.1146 | 4849.9654 | 5045.934 | 5198.6944 | 5343.1964 | 5479.3149 | 5600.8251 | 5684.058 |  | 20.1617 | 29.2057 | 64.6189 | 145.5252 | 261.0799 | 408.0605 | 593.5287 | 795.4397 | 1059.1975 | 1340.9103 | 1658.8732 | 2022.7404 | 2374.9178 | 2697.9244 | 3045.3926 | 3368.359 | 3761.235 | 4132.4514 | 4474.8992 | 4755.5724 | 5038.5829 | 5263.5702 | 5415.5938 | 5551.8008 | 5668.0992 | 5742.229 | 5835.6289 | 5887.2395 | 5932.9739 | 5974.979 | 6007.7309 | 6009.7098 |  | 20.3228 | 31.1726 | 86.5809 | 200.0566 | 350.8906 | 539.4661 | 779.92 | 1044.0217 | 1389.3141 | 1750.9607 | 2153.3707 | 2656.9612 | 3148.8437 | 3593.9547 | 4057.2947 | 4466.5051 | 4835.727 | 5181.3441 | 5494.9733 | 5743.0943 | 5989.2606 | 6171.0078 | 6270.8104 | 6350.9552 | 6410.2848 | 6426.2596 | 6467.9953 | 6473.8686 | 6483.7532 | 6498.224 | 6515.9422 | 6508.8505 |  | 20.3228 | 31.166 | 86.5321 | 199.928 | 350.6886 | 539.1079 | 774.9534 | 1032.2525 | 1372.3946 | 1727.8345 | 2126.8806 | 2616.1631 | 3093.6725 | 3525.7371 | 3976.6663 | 4374.5169 | 4745.5154 | 5091.7866 | 5407.5544 | 5657.6978 | 5908.0892 | 6094.6662 | 6201.2585 | 6288.7229 | 6356.3538 | 6379.9448 | 6429.3608 | 6441.9018 | 6457.8211 | 6477.4462 | 6499.5754 | 6495.7826
Broadheath |  | 83.3232 | 125.4303 | 328.6634 | 711.3591 | 1179.945 | 1719.7313 | 2352.0496 | 3047.4519 | 3956.9916 | 4909.2026 | 5968.8234 | 7300.2641 | 8599.3217 | 9773.981 | 10994.7422 | 12071.1745 | 13034.9555 | 13938.1288 | 14758.1628 | 15406.8589 | 16050.5017 | 16524.5166 | 16783.2788 | 16990.3857 | 17142.9344 | 17181.6114 | 17288.3704 | 17301.2019 | 17325.0679 | 17361.3931 | 17406.8613 | 17387.3805 |  | 82.6627 | 116.981 | 236.7856 | 449.7683 | 712.2973 | 1011.2236 | 1342.1471 | 1698.3935 | 2179.3049 | 2687.9386 | 3258.0483 | 3894.6111 | 4542.0793 | 5142.525 | 5823.6379 | 6460.9995 | 7088.8594 | 7765.1441 | 8458.9241 | 9114.5263 | 9845.0087 | 10661.71 | 11304.4451 | 11919.7452 | 12492.3449 | 12958.1059 | 13474.2163 | 13876.5321 | 14257.0981 | 14615.585 | 14935.5989 | 15154.8045 |  | 82.6627 | 117.5338 | 245.4812 | 517.612 | 878.0727 | 1300.9345 | 1790.0472 | 2321.7898 | 3015.8097 | 3757.4401 | 4594.8907 | 5553.0689 | 6481.4315 | 7333.142 | 8248.9692 | 9100.0482 | 10137.6835 | 11117.111 | 12020.1233 | 12760.0616 | 13505.646 | 14096.6957 | 14495.8734 | 14853.4647 | 15158.7205 | 15353.0003 | 15597.9974 | 15732.9839 | 15852.5037 | 15962.2079 | 16047.5963 | 16052.026 |  | 83.3232 | 125.4303 | 328.6634 | 711.3591 | 1179.945 | 1719.7313 | 2352.0496 | 3047.4519 | 3956.9916 | 4909.2026 | 5968.8234 | 7300.2641 | 8599.3217 | 9773.981 | 10994.7422 | 12071.1745 | 13034.9555 | 13938.1288 | 14758.1628 | 15406.8589 | 16050.5017 | 16524.5166 | 16783.2788 | 16990.3857 | 17142.9344 | 17181.6114 | 17288.3704 | 17301.2019 | 17325.0679 | 17361.3931 | 17406.8613 | 17387.3805 |  | 83.3232 | 125.4026 | 328.4757 | 710.8454 | 1179.162 | 1718.3235 | 2336.326 | 3012.0901 | 3907.3765 | 4842.129 | 5892.0272 | 7183.5108 | 8443.5368 | 9582.7743 | 10770.3075 | 11816.5317 | 12785.7446 | 13691.2826 | 14517.6503 | 15172.2445 | 15827.7676 | 16315.4025 | 16592.9061 | 16820.1475 | 16995.4108 | 17054.9152 | 17182.6678 | 17213.7331 | 17254.1086 | 17304.5716 | 17362.1434 | 17351.7534
Broadway |  | 13.4111 | 22.2775 | 76.0305 | 210.1865 | 417.3009 | 709.3025 | 1121.8198 | 1574.2622 | 2165.5401 | 2785.1156 | 3474.4693 | 4333.28 | 5173.1494 | 5933.7872 | 6727.0153 | 7428.805 | 8067.3721 | 8664.3915 | 9205.8301 | 9634.2177 | 10059.1898 | 10373.808 | 10547.6746 | 10687.7892 | 10792.0646 | 10821.8626 | 10895.6124 | 10907.5649 | 10926.0503 | 10952.117 | 10983.3217 | 10971.7529 |  | 13.3048 | 20.757 | 54.3986 | 129.6879 | 244.495 | 404.4217 | 619.6318 | 851.3102 | 1164.0623 | 1494.8431 | 1865.6036 | 2279.5807 | 2700.65 | 3091.1391 | 3534.0885 | 3948.5852 | 4356.9026 | 4796.7121 | 5247.8994 | 5674.2584 | 6149.3145 | 6680.4415 | 7098.4327 | 7498.582 | 7870.9618 | 8173.8612 | 8509.5042 | 8771.1431 | 9018.6373 | 9251.7728 | 9459.8881 | 9602.4444 |  | 13.3048 | 20.8593 | 56.6111 | 152.7826 | 310.3953 | 536.4534 | 853.6406 | 1199.4745 | 1651.67 | 2134.3854 | 2678.9363 | 3302.2296 | 3904.8041 | 4457.2926 | 5051.8969 | 5604.6935 | 6275.4754 | 6909.9959 | 7495.7097 | 7975.8937 | 8460.4468 | 8846.8579 | 9108.0945 | 9342.1922 | 9542.122 | 9669.77 | 9830.4466 | 9919.515 | 9998.5123 | 10071.1182 | 10127.8372 | 10131.788 |  | 13.4111 | 22.2775 | 76.0305 | 210.1865 | 417.3009 | 709.3025 | 1121.8198 | 1574.2622 | 2165.5401 | 2785.1156 | 3474.4693 | 4333.28 | 5173.1494 | 5933.7872 | 6727.0153 | 7428.805 | 8067.3721 | 8664.3915 | 9205.8301 | 9634.2177 | 10059.1898 | 10373.808 | 10547.6746 | 10687.7892 | 10792.0646 | 10821.8626 | 10895.6124 | 10907.5649 | 10926.0503 | 10952.117 | 10983.3217 | 10971.7529 |  | 13.4111 | 22.2736 | 75.9894 | 210.0921 | 417.1355 | 709.0223 | 1115.211 | 1557.2394 | 2140.191 | 2749.9347 | 3434.1471 | 4270.085 | 5086.1831 | 5825.2383 | 6597.5996 | 7280.1416 | 7921.211 | 8518.8894 | 9063.4873 | 9494.9282 | 9926.5962 | 10248.8402 | 10433.7186 | 10585.7541 | 10703.6357 | 10745.9264 | 10832.2802 | 10855.1692 | 10883.5476 | 10918.0383 | 10956.4484 | 10950.2402
Buckshaw |  | 25.0965 | 37.5993 | 97.0017 | 206.0248 | 335.8297 | 480.7623 | 644.4775 | 824.6317 | 1060.3031 | 1306.9833 | 1581.4985 | 1927.0688 | 2264.0669 | 2568.691 | 2885.0352 | 3163.7767 | 3412.4679 | 3645.6397 | 3857.4012 | 4024.9105 | 4191.1218 | 4313.3876 | 4379.9496 | 4433.1419 | 4472.2296 | 4481.8508 | 4509.1391 | 4512.1533 | 4518.0816 | 4527.2829 | 4538.9225 | 4533.7806 |  | 24.8976 | 35.0682 | 69.9173 | 130.5383 | 203.3685 | 283.7833 | 369.5221 | 461.8218 | 586.4209 | 718.2025 | 865.9119 | 1030.8386 | 1198.5908 | 1354.16 | 1530.6292 | 1695.7629 | 1858.4347 | 2033.653 | 2213.4041 | 2383.2637 | 2572.524 | 2784.1227 | 2950.6486 | 3110.0664 | 3258.4209 | 3379.0947 | 3512.8135 | 3617.0493 | 3715.6499 | 3808.5301 | 3891.4423 | 3948.2362 |  | 24.8976 | 35.2335 | 72.4665 | 149.925 | 249.9249 | 363.6949 | 490.4962 | 628.263 | 808.0029 | 1000.1163 | 1217.0969 | 1465.3371 | 1705.9667 | 1926.7569 | 2164.123 | 2384.6878 | 2653.8745 | 2907.8431 | 3141.937 | 3333.7351 | 3526.9361 | 3679.8959 | 3783.1777 | 3875.6929 | 3954.66 | 4004.8839 | 4068.2441 | 4103.1074 | 4133.9644 | 4162.2791 | 4184.3001 | 4185.3557 |  | 25.0965 | 37.5993 | 97.0017 | 206.0248 | 335.8297 | 480.7623 | 644.4775 | 824.6317 | 1060.3031 | 1306.9833 | 1581.4985 | 1927.0688 | 2264.0669 | 2568.691 | 2885.0352 | 3163.7767 | 3412.4679 | 3645.6397 | 3857.4012 | 4024.9105 | 4191.1218 | 4313.3876 | 4379.9496 | 4433.1419 | 4472.2296 | 4481.8508 | 4509.1391 | 4512.1533 | 4518.0816 | 4527.2829 | 4538.9225 | 4533.7806 |  | 25.0965 | 37.5909 | 96.946 | 205.8711 | 335.5973 | 480.3429 | 640.0925 | 814.9558 | 1046.8533 | 1288.8791 | 1560.7736 | 1895.7237 | 2222.4703 | 2517.792 | 2825.4633 | 3096.3441 | 3346.5312 | 3580.3913 | 3793.8763 | 3962.9811 | 4132.3591 | 4258.2597 | 4329.7786 | 4388.2885 | 4433.3616 | 4448.4695 | 4481.2873 | 4489.1048 | 4499.3832 | 4512.3137 | 4527.1466 | 4524.4074
Burnley |  | 17.2216 | 27.3656 | 83.8858 | 213.0356 | 400.7288 | 653.7886 | 998.8323 | 1377.4512 | 1872.3238 | 2390.7982 | 2967.6806 | 3687.4575 | 4391.0709 | 5028.13 | 5692.0802 | 6279.1492 | 6811.8309 | 7310.055 | 7761.9861 | 8119.544 | 8474.2624 | 8736.6317 | 8881.3188 | 8997.7823 | 9084.3048 | 9108.5595 | 9169.6449 | 9179.1173 | 9194.1517 | 9215.6074 | 9241.4821 | 9231.6383 |  | 17.0851 | 25.5086 | 60.1751 | 132.4838 | 236.7916 | 375.7049 | 555.814 | 749.7052 | 1011.447 | 1288.2769 | 1598.5658 | 1945.0225 | 2297.4147 | 2624.2144 | 2994.9181 | 3341.8097 | 3683.5298 | 4051.6058 | 4429.2036 | 4786.0229 | 5183.5965 | 5628.0958 | 5977.912 | 6312.7963 | 6624.4404 | 6877.9364 | 7158.8355 | 7377.8006 | 7584.9281 | 7780.0389 | 7954.2102 | 8073.5154 |  | 17.0851 | 25.632 | 62.5331 | 154.9045 | 298.1079 | 494.4946 | 760.0802 | 1049.5044 | 1427.8207 | 1831.7443 | 2287.4884 | 2809.0981 | 3313.5637 | 3776.1473 | 4273.9159 | 4736.6515 | 5298.62 | 5830.007 | 6320.417 | 6722.4325 | 7128.0019 | 7451.0898 | 7669.4772 | 7865.166 | 8032.2792 | 8138.9161 | 8273.188 | 8347.5406 | 8413.4665 | 8474.0447 | 8521.338 | 8524.487 |  | 17.2216 | 27.3656 | 83.8858 | 213.0356 | 400.7288 | 653.7886 | 998.8323 | 1377.4512 | 1872.3238 | 2390.7982 | 2967.6806 | 3687.4575 | 4391.0709 | 5028.13 | 5692.0802 | 6279.1492 | 6811.8309 | 7310.055 | 7761.9861 | 8119.544 | 8474.2624 | 8736.6317 | 8881.3188 | 8997.7823 | 9084.3048 | 9108.5595 | 9169.6449 | 9179.1173 | 9194.1517 | 9215.6074 | 9241.4821 | 9231.6383 |  | 17.2216 | 27.3603 | 83.8395 | 212.9214 | 400.5398 | 653.4606 | 992.7695 | 1362.3261 | 1850.0917 | 2360.114 | 2932.5199 | 3632.6968 | 4316.1788 | 4934.9617 | 5581.3393 | 6152.2414 | 6687.1688 | 7186.0737 | 7640.79 | 8001.0183 | 8361.4921 | 8630.4246 | 8784.5005 | 8911.1131 | 9009.1941 | 9044.0586 | 9115.8466 | 9134.6073 | 9158.0451 | 9186.6642 | 9218.667 | 9213.3907
Burnley Centre |  | 17.7953 | 27.5185 | 78.2803 | 185.3832 | 331.506 | 518.5092 | 762.2056 | 1029.7844 | 1379.5896 | 1746.001 | 2153.7051 | 2663.4155 | 3161.4094 | 3612.1329 | 4081.5032 | 4496.1999 | 4871.0716 | 5221.883 | 5540.1832 | 5792.0047 | 6041.8372 | 6226.403 | 6327.8971 | 6409.4648 | 6469.9197 | 6486.4222 | 6529.0014 | 6535.1989 | 6545.4163 | 6560.2442 | 6578.3069 | 6571.1976 |  | 17.6542 | 25.6579 | 56.265 | 116.0906 | 197.5269 | 300.4643 | 427.7647 | 564.8064 | 749.8045 | 945.4669 | 1164.7779 | 1409.6523 | 1658.7219 | 1889.7027 | 2151.7147 | 2396.8965 | 2638.423 | 2898.5778 | 3165.4626 | 3417.6611 | 3698.6648 | 4012.8353 | 4260.0841 | 4496.7791 | 4717.048 | 4896.2181 | 5094.7566 | 5249.5203 | 5395.9173 | 5533.8209 | 5656.9245 | 5741.249 |  | 17.6542 | 25.7806 | 58.4064 | 134.8369 | 246.6442 | 392.1987 | 580.0376 | 784.5982 | 1051.8733 | 1337.3085 | 1659.4364 | 2028.0863 | 2384.8021 | 2711.9483 | 3063.9056 | 3391.0603 | 3788.8126 | 4164.7305 | 4511.5634 | 4795.8474 | 5082.5471 | 5310.6242 | 5464.7537 | 5602.8528 | 5720.7731 | 5795.9642 | 5890.6812 | 5943.0565 | 5989.4777 | 6032.1201 | 6065.383 | 6067.4611 |  | 17.7953 | 27.5185 | 78.2803 | 185.3832 | 331.506 | 518.5092 | 762.2056 | 1029.7844 | 1379.5896 | 1746.001 | 2153.7051 | 2663.4155 | 3161.4094 | 3612.1329 | 4081.5032 | 4496.1999 | 4871.0716 | 5221.883 | 5540.1832 | 5792.0047 | 6041.8372 | 6226.403 | 6327.8971 | 6409.4648 | 6469.9197 | 6486.4222 | 6529.0014 | 6535.1989 | 6545.4163 | 6560.2442 | 6578.3069 | 6571.1976 |  | 17.7953 | 27.5128 | 78.2364 | 185.2694 | 331.3251 | 518.1898 | 757.4216 | 1018.2702 | 1362.9222 | 1723.1498 | 2127.527 | 2622.9549 | 3106.4977 | 3544.1032 | 4000.9508 | 4404.1661 | 4780.7671 | 5132.1808 | 5452.5819 | 5706.3988 | 5960.4412 | 6149.8157 | 6258.108 | 6347.0109 | 6415.796 | 6439.9427 | 6490.2309 | 6503.1205 | 6519.3938 | 6539.391 | 6561.8768 | 6558.0718
Burnley North |  | 10.6199 | 16.8125 | 51.0331 | 128.4912 | 240.2712 | 390.1505 | 593.5742 | 816.8064 | 1108.5869 | 1414.2768 | 1754.405 | 2178.8678 | 2593.7762 | 2969.4251 | 3360.8992 | 3707.0163 | 4020.9518 | 4314.5954 | 4580.9619 | 4791.7042 | 5000.7739 | 5155.3948 | 5240.6388 | 5309.2439 | 5360.1998 | 5374.4473 | 5410.4141 | 5415.9578 | 5424.7882 | 5437.4106 | 5452.6477 | 5446.8312 |  | 10.5358 | 15.6721 | 36.6176 | 79.9734 | 142.1127 | 224.4103 | 330.6029 | 444.9216 | 599.2451 | 762.4646 | 945.4116 | 1149.6832 | 1357.4544 | 1550.1362 | 1768.7038 | 1973.2318 | 2174.7108 | 2391.7291 | 2614.3616 | 2824.7429 | 3059.1532 | 3321.2309 | 3527.4833 | 3724.9318 | 3908.6778 | 4058.1395 | 4223.7582 | 4352.8605 | 4474.9833 | 4590.0211 | 4692.7128 | 4763.0554 |  | 10.5358 | 15.7478 | 38.0472 | 93.433 | 178.7439 | 295.0932 | 451.6933 | 622.3382 | 845.3845 | 1083.534 | 1352.2425 | 1659.7828 | 1957.2302 | 2229.9865 | 2523.4832 | 2796.3209 | 3127.7047 | 3441.0394 | 3730.2038 | 3967.2447 | 4206.3729 | 4396.843 | 4525.586 | 4640.9468 | 4739.461 | 4802.3195 | 4881.471 | 4925.2948 | 4964.1504 | 4999.853 | 5027.7236 | 5029.5681 |  | 10.6199 | 16.8125 | 51.0331 | 128.4912 | 240.2712 | 390.1505 | 593.5742 | 816.8064 | 1108.5869 | 1414.2768 | 1754.405 | 2178.8678 | 2593.7762 | 2969.4251 | 3360.8992 | 3707.0163 | 4020.9518 | 4314.5954 | 4580.9619 | 4791.7042 | 5000.7739 | 5155.3948 | 5240.6388 | 5309.2439 | 5360.1998 | 5374.4473 | 5410.4141 | 5415.9578 | 5424.7882 | 5437.4106 | 5452.6477 | 5446.8312 |  | 10.6199 | 16.8092 | 51.0049 | 128.4211 | 240.1558 | 389.9499 | 589.9582 | 807.8203 | 1095.3997 | 1396.0889 | 1733.5642 | 2146.4352 | 2549.4557 | 2914.3123 | 3295.4171 | 3631.9976 | 3947.269 | 4241.324 | 4509.3436 | 4721.6694 | 4934.1442 | 5092.6489 | 5183.4419 | 5258.0444 | 5315.8286 | 5336.3437 | 5378.6327 | 5389.6633 | 5403.458 | 5420.3128 | 5439.1706 | 5436.0534
Burrow Beck |  | 26.9288 | 41.5633 | 117.5802 | 276.9002 | 493.0228 | 768.2206 | 1125.2006 | 1517.1909 | 2029.6491 | 2566.4233 | 3163.6917 | 3910.5501 | 4640.1996 | 5300.5643 | 5988.1909 | 6595.6716 | 7144.5982 | 7658.3221 | 8124.4502 | 8493.2233 | 8859.0852 | 9129.3344 | 9277.9024 | 9397.2821 | 9485.7398 | 9509.8176 | 9572.1036 | 9581.1068 | 9596.0125 | 9617.6835 | 9644.1101 | 9633.6721 |  | 26.7154 | 38.7538 | 84.5252 | 173.5 | 293.9801 | 445.5067 | 631.9978 | 832.7594 | 1103.7758 | 1390.4149 | 1711.6987 | 2070.4319 | 2435.3108 | 2773.6904 | 3157.5296 | 3516.7131 | 3870.5418 | 4251.6602 | 4642.638 | 5012.1008 | 5423.7622 | 5884.012 | 6246.2236 | 6592.9743 | 6915.6612 | 7178.1396 | 7468.9922 | 7695.7162 | 7910.1831 | 8112.2074 | 8292.5504 | 8416.0831 |  | 26.7154 | 38.9389 | 87.7348 | 201.406 | 366.8186 | 581.0828 | 856.2796 | 1155.9539 | 1547.4854 | 1965.6303 | 2437.5389 | 2977.5959 | 3500.1978 | 3979.4863 | 4495.1133 | 4974.3989 | 5557.1783 | 6107.9372 | 6616.069 | 7032.5575 | 7452.5703 | 7786.6531 | 8012.4134 | 8214.6916 | 8387.4113 | 8497.5365 | 8636.2656 | 8712.9667 | 8780.9454 | 8843.3886 | 8892.0926 | 8895.1145 |  | 26.9288 | 41.5633 | 117.5802 | 276.9002 | 493.0228 | 768.2206 | 1125.2006 | 1517.1909 | 2029.6491 | 2566.4233 | 3163.6917 | 3910.5501 | 4640.1996 | 5300.5643 | 5988.1909 | 6595.6716 | 7144.5982 | 7658.3221 | 8124.4502 | 8493.2233 | 8859.0852 | 9129.3344 | 9277.9024 | 9397.2821 | 9485.7398 | 9509.8176 | 9572.1036 | 9581.1068 | 9596.0125 | 9617.6835 | 9644.1101 | 9633.6721 |  | 26.9288 | 41.5547 | 117.5142 | 276.7284 | 492.7504 | 767.7393 | 1118.116 | 1500.1971 | 2005.0861 | 2532.7691 | 3125.1387 | 3851.0082 | 4559.4533 | 5200.57 | 5869.8357 | 6460.488 | 7011.9698 | 7526.5947 | 7995.8206 | 8367.5334 | 8739.5844 | 9016.9042 | 9175.456 | 9305.6063 | 9406.2921 | 9441.5904 | 9515.1922 | 9534.0183 | 9557.8135 | 9587.0735 | 9619.994 | 9614.4083
Burscough Bridge |  | 48.4845 | 72.1604 | 182.1027 | 376.111 | 596.7269 | 829.7539 | 1074.8805 | 1344.9487 | 1698.3719 | 2068.1558 | 2479.6951 | 2999.7212 | 3506.3302 | 3963.9538 | 4438.456 | 4855.932 | 5225.6786 | 5572.7233 | 5888.0682 | 6137.4944 | 6385.0086 | 6566.6421 | 6664.9577 | 6743.2691 | 6800.5277 | 6813.717 | 6853.4826 | 6857.0415 | 6865.1412 | 6878.2871 | 6895.3041 | 6887.3014 |  | 48.1002 | 67.3073 | 131.3451 | 239.0693 | 363.1574 | 492.9079 | 621.4638 | 759.857 | 946.6797 | 1144.2717 | 1365.7457 | 1613.0352 | 1864.5611 | 2097.8199 | 2362.416 | 2610.0158 | 2853.9244 | 3116.6449 | 3386.1618 | 3640.8476 | 3924.6226 | 4241.8916 | 4491.5788 | 4730.6082 | 4953.0495 | 5133.9866 | 5334.4831 | 5490.7732 | 5638.614 | 5777.8777 | 5902.1954 | 5987.3515 |  | 48.1002 | 67.6237 | 136.0837 | 273.7348 | 444.1201 | 627.7345 | 818.0982 | 1024.6578 | 1293.9311 | 1581.875 | 1907.2322 | 2279.3986 | 2640.5075 | 2971.9324 | 3328.0996 | 3658.9951 | 4063.6826 | 4445.1281 | 4796.5371 | 5084.3891 | 5374.159 | 5602.9644 | 5757.3879 | 5895.693 | 6013.7195 | 6088.6782 | 6183.3213 | 6235.2535 | 6281.1823 | 6323.3011 | 6356.0028 | 6357.3008 |  | 48.4845 | 72.1604 | 182.1027 | 376.111 | 596.7269 | 829.7539 | 1074.8805 | 1344.9487 | 1698.3719 | 2068.1558 | 2479.6951 | 2999.7212 | 3506.3302 | 3963.9538 | 4438.456 | 4855.932 | 5225.6786 | 5572.7233 | 5888.0682 | 6137.4944 | 6385.0086 | 6566.6421 | 6664.9577 | 6743.2691 | 6800.5277 | 6813.717 | 6853.4826 | 6857.0415 | 6865.1412 | 6878.2871 | 6895.3041 | 6887.3014 |  | 48.4845 | 72.1441 | 181.9977 | 375.8167 | 596.2869 | 828.9559 | 1067.3429 | 1328.8504 | 1676.3639 | 2038.764 | 2446.0593 | 2949.3329 | 3440.1418 | 3883.4306 | 4344.731 | 4750.3149 | 5122.5788 | 5470.8895 | 5789.0741 | 6041.1008 | 6293.6374 | 6481.0487 | 6587.1097 | 6673.7067 | 6740.2501 | 6761.9461 | 6810.2816 | 6821.2882 | 6836.1349 | 6855.0774 | 6877.0595 | 6872.8064
Bury Town Centre |  | 64.8882 | 96.598 | 243.975 | 504.4435 | 801.1914 | 1115.3808 | 1446.9597 | 1812.2557 | 2290.2901 | 2790.4631 | 3347.1129 | 4050.3773 | 4735.5296 | 5354.453 | 5996.2504 | 6560.9557 | 7061.2728 | 7530.8472 | 7957.5191 | 8295.002 | 8629.8967 | 8875.6808 | 9008.7566 | 9114.7723 | 9192.3058 | 9210.2243 | 9264.0844 | 9268.9594 | 9279.9652 | 9297.7877 | 9320.8326 | 9310.0269 |  | 64.3739 | 90.1011 | 175.9673 | 320.602 | 487.4942 | 662.4092 | 836.2932 | 1023.483 | 1276.1782 | 1543.4401 | 1843.0045 | 2177.4867 | 2517.6992 | 2833.2038 | 3191.0948 | 3525.9969 | 3855.9062 | 4211.2603 | 4575.8074 | 4920.2939 | 5304.1263 | 5733.2624 | 6070.9879 | 6394.2976 | 6695.1704 | 6939.9048 | 7211.0953 | 7422.4923 | 7622.4609 | 7810.8281 | 7978.9795 | 8094.1612 |  | 64.3739 | 90.5247 | 182.3183 | 367.1337 | 596.293 | 843.8186 | 1101.2881 | 1380.6798 | 1744.9118 | 2134.3899 | 2574.465 | 3077.8578 | 3566.2717 | 4014.5311 | 4496.2641 | 4943.8198 | 5491.1294 | 6007.0291 | 6482.3166 | 6871.6462 | 7263.5818 | 7573.0971 | 7781.9972 | 7969.0941 | 8128.7599 | 8230.1707 | 8358.2073 | 8428.4723 | 8490.6168 | 8547.6078 | 8591.8601 | 8593.6339 |  | 64.8882 | 96.598 | 243.975 | 504.4435 | 801.1914 | 1115.3808 | 1446.9597 | 1812.2557 | 2290.2901 | 2790.4631 | 3347.1129 | 4050.3773 | 4735.5296 | 5354.453 | 5996.2504 | 6560.9557 | 7061.2728 | 7530.8472 | 7957.5191 | 8295.002 | 8629.8967 | 8875.6808 | 9008.7566 | 9114.7723 | 9192.3058 | 9210.2243 | 9264.0844 | 9268.9594 | 9279.9652 | 9297.7877 | 9320.8326 | 9310.0269 |  | 64.8882 | 96.5761 | 243.8345 | 504.0496 | 800.602 | 1114.3123 | 1436.8257 | 1790.5826 | 2260.6396 | 2750.8511 | 3301.7805 | 3982.4384 | 4646.247 | 5245.8058 | 5869.7592 | 6418.386 | 6922.0904 | 7393.3623 | 7823.8589 | 8164.846 | 8506.5165 | 8760.0947 | 8903.627 | 9020.8298 | 9110.9021 | 9140.3089 | 9205.7428 | 9220.6757 | 9240.7933 | 9266.4432 | 9296.1926 | 9290.4491
Campbell St |  | 13.4391 | 21.9524 | 72.0753 | 193.6065 | 377.7315 | 633.8619 | 991.9747 | 1384.8011 | 1898.1909 | 2436.1261 | 3034.6497 | 3780.6273 | 4510.0658 | 5170.6375 | 5859.3912 | 6468.6463 | 7022.5663 | 7540.5062 | 8010.2543 | 8381.9169 | 8750.6196 | 9023.5088 | 9174.2235 | 9295.6398 | 9385.9544 | 9411.6222 | 9475.4656 | 9485.6846 | 9501.6042 | 9524.1291 | 9551.1508 | 9541.0577 |  | 13.3325 | 20.4573 | 51.6154 | 119.7684 | 221.9118 | 362.2863 | 549.1435 | 750.2994 | 1021.8479 | 1309.0498 | 1630.9644 | 1990.402 | 2355.9974 | 2695.0414 | 3079.6343 | 3439.523 | 3794.0465 | 4175.9133 | 4567.6587 | 4937.847 | 5350.3167 | 5811.4702 | 6174.393 | 6521.8246 | 6845.1452 | 7108.1389 | 7399.5626 | 7626.7318 | 7841.6198 | 8044.0408 | 8224.7379 | 8348.5131 |  | 13.3325 | 20.5574 | 53.688 | 140.7459 | 280.9746 | 479.4049 | 754.8437 | 1055.1146 | 1447.6979 | 1866.7999 | 2339.6119 | 2880.7822 | 3404.0218 | 3883.7844 | 4400.0959 | 4880.0944 | 5462.6812 | 6013.7137 | 6522.3304 | 6939.2974 | 7360.0272 | 7695.4411 | 7922.1888 | 8125.3773 | 8298.9051 | 8409.6788 | 8549.1277 | 8626.4053 | 8694.9392 | 8757.9241 | 8807.1184 | 8810.5016 |  | 13.4391 | 21.9524 | 72.0753 | 193.6065 | 377.7315 | 633.8619 | 991.9747 | 1384.8011 | 1898.1909 | 2436.1261 | 3034.6497 | 3780.6273 | 4510.0658 | 5170.6375 | 5859.3912 | 6468.6463 | 7022.5663 | 7540.5062 | 8010.2543 | 8381.9169 | 8750.6196 | 9023.5088 | 9174.2235 | 9295.6398 | 9385.9544 | 9411.6222 | 9475.4656 | 9485.6846 | 9501.6042 | 9524.1291 | 9551.1508 | 9541.0577 |  | 13.4391 | 21.9484 | 72.036 | 193.5139 | 377.5727 | 633.5906 | 986.0774 | 1369.7581 | 1875.8769 | 2405.2087 | 2999.2163 | 3725.1975 | 4433.9254 | 5075.694 | 5746.2973 | 6338.823 | 6894.961 | 7413.5117 | 7886.0452 | 8260.3933 | 8634.9551 | 8914.5197 | 9074.8471 | 9206.6655 | 9308.845 | 9345.4059 | 9420.239 | 9439.9942 | 9464.5405 | 9494.4136 | 9527.7207 | 9522.3063
Cannon St |  | 3.1019 | 4.7272 | 12.8743 | 29.1251 | 50.2065 | 75.9664 | 108.0881 | 143.3804 | 189.5269 | 237.8538 | 291.629 | 358.995 | 424.7764 | 484.2915 | 546.218 | 600.8877 | 650.1184 | 696.2148 | 738.0507 | 771.1475 | 803.9843 | 828.2126 | 841.4972 | 852.1563 | 860.037 | 862.1279 | 867.6645 | 868.4153 | 869.7082 | 871.6189 | 873.9712 | 873.0131 |  | 3.0774 | 4.4082 | 9.2648 | 18.3263 | 30.1033 | 44.3197 | 61.1117 | 79.1887 | 103.5916 | 129.4012 | 158.3302 | 190.6313 | 223.4858 | 253.9542 | 288.5159 | 320.8575 | 352.7169 | 387.0336 | 422.2381 | 455.5053 | 492.5721 | 534.014 | 566.6283 | 597.8504 | 626.9058 | 650.5399 | 676.7289 | 697.1436 | 716.4546 | 734.6453 | 750.8838 | 762.0069 |  | 3.0774 | 4.4292 | 9.611 | 21.1882 | 37.3579 | 57.4635 | 82.2578 | 109.2406 | 144.4808 | 182.1246 | 224.6174 | 273.2426 | 320.3182 | 363.4977 | 409.9422 | 453.1095 | 505.651 | 555.2829 | 601.0618 | 638.5802 | 676.4044 | 706.4522 | 726.7529 | 744.9408 | 760.4694 | 770.3637 | 782.8328 | 789.7178 | 795.8176 | 801.4192 | 805.7849 | 806.0392 |  | 3.1019 | 4.7272 | 12.8743 | 29.1251 | 50.2065 | 75.9664 | 108.0881 | 143.3804 | 189.5269 | 237.8538 | 291.629 | 358.995 | 424.7764 | 484.2915 | 546.218 | 600.8877 | 650.1184 | 696.2148 | 738.0507 | 771.1475 | 803.9843 | 828.2126 | 841.4972 | 852.1563 | 860.037 | 862.1279 | 867.6645 | 868.4153 | 869.7082 | 871.6189 | 873.9712 | 873.0131 |  | 3.1019 | 4.7262 | 12.867 | 29.1057 | 50.1763 | 75.9126 | 107.3901 | 141.751 | 187.2003 | 234.6834 | 287.9978 | 353.4223 | 417.2676 | 475.0254 | 535.2863 | 588.4342 | 637.912 | 684.1042 | 726.2349 | 759.6094 | 793.0206 | 817.9061 | 832.1092 | 843.7575 | 852.7587 | 855.8773 | 862.4502 | 864.1008 | 866.2081 | 868.815 | 871.7631 | 871.251
Capontree |  | 46.1134 | 68.5159 | 171.917 | 352.422 | 554.9611 | 765.2409 | 981.1837 | 1219.2007 | 1530.7208 | 1856.6155 | 2219.3189 | 2678.2471 | 3125.1742 | 3528.788 | 3947.0621 | 4314.8734 | 4639.7848 | 4944.8638 | 5222.1286 | 5441.4282 | 5659.0535 | 5818.6158 | 5904.8066 | 5973.3792 | 6023.4258 | 6034.6656 | 6069.3562 | 6072.194 | 6079.0872 | 6090.4712 | 6105.3342 | 6098.1896 |  | 45.7479 | 63.909 | 124.0204 | 224.207 | 338.2117 | 455.4293 | 568.7363 | 690.7138 | 855.3762 | 1029.5306 | 1224.7341 | 1442.691 | 1664.3818 | 1869.9723 | 2103.1829 | 2321.4133 | 2536.3903 | 2767.9478 | 3005.4956 | 3229.9714 | 3480.0861 | 3759.7217 | 3979.7919 | 4190.4685 | 4386.5246 | 4545.9995 | 4722.7139 | 4860.4654 | 4990.7698 | 5113.5145 | 5223.0861 | 5298.1413 |  | 45.7479 | 64.2091 | 128.4823 | 256.5035 | 413.0447 | 578.9362 | 746.7941 | 928.8503 | 1166.1127 | 1419.8678 | 1706.6381 | 2034.6462 | 2353.0185 | 2645.2475 | 2959.2493 | 3250.9521 | 3607.9706 | 3944.372 | 4254.2261 | 4508.0188 | 4763.4441 | 4964.9409 | 5100.9114 | 5222.6833 | 5326.5928 | 5392.5523 | 5475.8575 | 5521.5234 | 5561.899 | 5598.9172 | 5627.6415 | 5628.6968 |  | 46.1134 | 68.5159 | 171.917 | 352.422 | 554.9611 | 765.2409 | 981.1837 | 1219.2007 | 1530.7208 | 1856.6155 | 2219.3189 | 2678.2471 | 3125.1742 | 3528.788 | 3947.0621 | 4314.8734 | 4639.7848 | 4944.8638 | 5222.1286 | 5441.4282 | 5659.0535 | 5818.6158 | 5904.8066 | 5973.3792 | 6023.4258 | 6034.6656 | 6069.3562 | 6072.194 | 6079.0872 | 6090.4712 | 6105.3342 | 6098.1896 |  | 46.1134 | 68.5003 | 171.8178 | 352.1428 | 554.5447 | 764.4849 | 974.2403 | 1204.5168 | 1510.75 | 1830.0106 | 2188.8753 | 2632.7803 | 3065.6478 | 3456.5066 | 3863.0834 | 4220.3802 | 4547.5956 | 4853.8633 | 5133.7105 | 5355.3671 | 5577.5044 | 5742.2612 | 5835.3763 | 5911.3489 | 5969.6756 | 5988.5003 | 6030.8312 | 6040.3096 | 6053.2194 | 6069.7764 | 6089.0707 | 6085.2766
Carleton |  | 4.0065 | 6.1161 | 16.7435 | 38.094 | 65.9778 | 100.2695 | 143.3032 | 190.5802 | 252.3956 | 317.1338 | 389.17 | 479.3853 | 567.4856 | 647.1979 | 730.1499 | 803.3899 | 869.3806 | 931.1649 | 987.2364 | 1031.5955 | 1075.6058 | 1108.0844 | 1125.9003 | 1140.1986 | 1150.7739 | 1153.5917 | 1161.0241 | 1162.0429 | 1163.7857 | 1166.3541 | 1169.5112 | 1168.2317 |  | 3.9747 | 5.7033 | 12.0475 | 23.9553 | 39.5274 | 58.4453 | 80.9393 | 105.1546 | 137.8438 | 172.4174 | 211.1697 | 254.4391 | 298.4497 | 339.2641 | 385.5617 | 428.8853 | 471.5631 | 517.5325 | 564.6912 | 609.2547 | 658.9081 | 714.4221 | 758.111 | 799.9351 | 838.8567 | 870.516 | 905.5978 | 932.9446 | 958.813 | 983.1806 | 1004.933 | 1019.8332 |  | 3.9747 | 5.7304 | 12.4987 | 27.7123 | 49.0924 | 75.8467 | 109.0568 | 145.2022 | 192.4118 | 242.8396 | 299.7611 | 364.8983 | 427.9548 | 485.7913 | 548.0031 | 605.826 | 676.194 | 742.6702 | 803.9883 | 854.2429 | 904.9097 | 945.168 | 972.3681 | 996.7375 | 1017.5442 | 1030.803 | 1047.511 | 1056.7387 | 1064.9144 | 1072.4227 | 1078.2751 | 1078.6197 |  | 4.0065 | 6.1161 | 16.7435 | 38.094 | 65.9778 | 100.2695 | 143.3032 | 190.5802 | 252.3956 | 317.1338 | 389.17 | 479.3853 | 567.4856 | 647.1979 | 730.1499 | 803.3899 | 869.3806 | 931.1649 | 987.2364 | 1031.5955 | 1075.6058 | 1108.0844 | 1125.9003 | 1140.1986 | 1150.7739 | 1153.5917 | 1161.0241 | 1162.0429 | 1163.7857 | 1166.3541 | 1169.5112 | 1168.2317 |  | 4.0065 | 6.1148 | 16.7341 | 38.0689 | 65.9386 | 100.1996 | 142.3814 | 188.4194 | 249.3043 | 312.9176 | 384.3409 | 471.9667 | 557.4794 | 634.843 | 715.5666 | 786.7694 | 853.0874 | 914.9967 | 971.4598 | 1016.188 | 1060.964 | 1094.3183 | 1113.3604 | 1128.9796 | 1141.0514 | 1145.2422 | 1154.059 | 1156.2798 | 1159.1104 | 1162.6086 | 1166.5613 | 1165.8774
Carlisle North |  | 7.52 | 11.74 | 34.3101 | 83.429 | 152.1819 | 242.1152 | 361.6234 | 492.8073 | 664.2893 | 843.9284 | 1043.8088 | 1293.4808 | 1537.4714 | 1758.3373 | 1988.4218 | 2191.7746 | 2375.8999 | 2548.167 | 2704.451 | 2828.0966 | 2950.7633 | 3041.4324 | 3091.3539 | 3131.5019 | 3161.2889 | 3169.5163 | 3190.5179 | 3193.6627 | 3198.7592 | 3206.1006 | 3215.0039 | 3211.5512 |  | 7.4604 | 10.9452 | 24.6429 | 52.1051 | 90.3773 | 139.8235 | 202.2313 | 269.4146 | 360.1082 | 456.0298 | 563.5449 | 683.5922 | 805.6962 | 918.9323 | 1047.3812 | 1167.5792 | 1285.9853 | 1413.5236 | 1544.3614 | 1667.9993 | 1805.7586 | 1959.7777 | 2080.989 | 2197.0265 | 2305.0112 | 2392.8476 | 2490.1792 | 2566.0506 | 2637.8203 | 2705.4263 | 2765.7766 | 2807.1159 |  | 7.4604 | 10.9977 | 25.591 | 60.6745 | 113.2192 | 183.1308 | 275.1904 | 375.475 | 506.5293 | 646.4732 | 804.3913 | 985.1231 | 1159.965 | 1320.3038 | 1492.8183 | 1653.1825 | 1848.0579 | 2032.2762 | 2202.2621 | 2341.5994 | 2482.1416 | 2594.0142 | 2669.6231 | 2737.3705 | 2795.2215 | 2832.1216 | 2878.5955 | 2904.3099 | 2927.1049 | 2948.0472 | 2964.3891 | 2965.4395 |  | 7.52 | 11.74 | 34.3101 | 83.429 | 152.1819 | 242.1152 | 361.6234 | 492.8073 | 664.2893 | 843.9284 | 1043.8088 | 1293.4808 | 1537.4714 | 1758.3373 | 1988.4218 | 2191.7746 | 2375.8999 | 2548.167 | 2704.451 | 2828.0966 | 2950.7633 | 3041.4324 | 3091.3539 | 3131.5019 | 3161.2889 | 3169.5163 | 3190.5179 | 3193.6627 | 3198.7592 | 3206.1006 | 3215.0039 | 3211.5512 |  | 7.52 | 11.7376 | 34.291 | 83.3802 | 152.1033 | 241.9774 | 359.3849 | 487.339 | 656.3225 | 832.975 | 1031.2593 | 1274.0213 | 1510.975 | 1725.4529 | 1949.4202 | 2147.156 | 2332.0987 | 2504.6351 | 2661.9208 | 2786.5215 | 2911.2216 | 3004.2118 | 3057.4313 | 3101.1406 | 3134.9771 | 3146.9208 | 3171.6708 | 3178.0691 | 3186.1095 | 3195.9624 | 3207.0144 | 3205.1653
Carr St |  | 24.6936 | 39.0594 | 118.2954 | 297.2493 | 555.0694 | 900.312 | 1368.3787 | 1882.0314 | 2553.4154 | 3256.8012 | 4039.4297 | 5016.1569 | 5970.8864 | 6835.2696 | 7736.0499 | 8532.4493 | 9254.7357 | 9930.3445 | 10543.1984 | 11028.0723 | 11509.0982 | 11864.8385 | 12060.9485 | 12218.7735 | 12335.9903 | 12368.7444 | 12451.476 | 12464.2092 | 12484.5091 | 12513.5378 | 12548.5877 | 12535.1972 |  | 24.4979 | 36.4105 | 84.8849 | 185.045 | 328.3795 | 517.9625 | 762.3103 | 1025.3559 | 1380.4519 | 1756.0175 | 2176.9758 | 2647.0019 | 3125.0803 | 3568.4382 | 4071.3592 | 4541.9751 | 5005.5751 | 5504.931 | 6017.2052 | 6501.2895 | 7040.6641 | 7643.7011 | 8118.2846 | 8572.6107 | 8995.4076 | 9339.3169 | 9720.403 | 10017.4655 | 10298.4683 | 10563.1684 | 10799.4606 | 10961.3179 |  | 24.4979 | 36.5862 | 88.1962 | 216.148 | 412.9317 | 680.9586 | 1041.2988 | 1433.9499 | 1947.1709 | 2495.1468 | 3113.4414 | 3821.0863 | 4505.5156 | 5133.1327 | 5808.4705 | 6436.2705 | 7198.8051 | 7919.7989 | 8585.1717 | 9130.6056 | 9680.8383 | 10119.0943 | 10415.3196 | 10680.7535 | 10907.4242 | 11052.0524 | 11234.1705 | 11335.0003 | 11424.3983 | 11506.5415 | 11570.6639 | 11574.9013 |  | 24.6936 | 39.0594 | 118.2954 | 297.2493 | 555.0694 | 900.312 | 1368.3787 | 1882.0314 | 2553.4154 | 3256.8012 | 4039.4297 | 5016.1569 | 5970.8864 | 6835.2696 | 7736.0499 | 8532.4493 | 9254.7357 | 9930.3445 | 10543.1984 | 11028.0723 | 11509.0982 | 11864.8385 | 12060.9485 | 12218.7735 | 12335.9903 | 12368.7444 | 12451.476 | 12464.2092 | 12484.5091 | 12513.5378 | 12548.5877 | 12535.1972 |  | 24.6936 | 39.0518 | 118.2299 | 297.0865 | 554.8018 | 899.8464 | 1360.0354 | 1861.3169 | 2523.0283 | 3214.8979 | 3991.4147 | 4941.4497 | 5868.8151 | 6708.3562 | 7585.2722 | 8359.7255 | 9085.0923 | 9761.6533 | 10378.317 | 10866.8392 | 11355.7069 | 11720.3914 | 11929.2771 | 12100.9095 | 12233.8453 | 12281.0276 | 12378.3133 | 12403.6776 | 12435.4058 | 12474.1778 | 12517.5633 | 12510.3872
Castleton |  | 24.7588 | 38.153 | 107.4309 | 251.7976 | 446.6663 | 693.7099 | 1012.8673 | 1363.3462 | 1821.5436 | 2301.4731 | 2835.4922 | 3503.3834 | 4155.8526 | 4746.3457 | 5361.1704 | 5904.2953 | 6394.8987 | 6854.0628 | 7270.6961 | 7600.3107 | 7927.3245 | 8168.8507 | 8301.5934 | 8408.2412 | 8487.2473 | 8508.6979 | 8564.3162 | 8572.3057 | 8585.5835 | 8604.9189 | 8628.5199 | 8619.1688 |  | 24.5625 | 35.5746 | 77.2391 | 157.8488 | 266.5058 | 402.5633 | 569.3067 | 748.8096 | 991.1278 | 1247.4146 | 1534.6774 | 1855.4241 | 2181.6658 | 2484.2142 | 2827.4085 | 3148.5577 | 3464.9193 | 3805.6809 | 4155.2578 | 4485.598 | 4853.6683 | 5265.1819 | 5589.0387 | 5899.0718 | 6187.5892 | 6422.2736 | 6682.3276 | 6885.0437 | 7076.8005 | 7257.4324 | 7418.6787 | 7529.1305 |  | 24.5625 | 35.7444 | 80.1664 | 183.1512 | 332.3317 | 524.7252 | 770.7963 | 1038.7375 | 1388.7953 | 1762.6557 | 2184.5948 | 2667.4622 | 3134.745 | 3563.3048 | 4024.3482 | 4452.8935 | 4974.0294 | 5466.5087 | 5920.86 | 6293.2633 | 6668.8061 | 6967.4786 | 7169.3057 | 7350.1387 | 7504.5454 | 7602.9876 | 7727.0041 | 7795.5619 | 7856.3211 | 7912.131 | 7955.6579 | 7958.3419 |  | 24.7588 | 38.153 | 107.4309 | 251.7976 | 446.6663 | 693.7099 | 1012.8673 | 1363.3462 | 1821.5436 | 2301.4731 | 2835.4922 | 3503.3834 | 4155.8526 | 4746.3457 | 5361.1704 | 5904.2953 | 6394.8987 | 6854.0628 | 7270.6961 | 7600.3107 | 7927.3245 | 8168.8507 | 8301.5934 | 8408.2412 | 8487.2473 | 8508.6979 | 8564.3162 | 8572.3057 | 8585.5835 | 8604.9189 | 8628.5199 | 8619.1688 |  | 24.7588 | 38.1451 | 107.3706 | 251.64 | 446.417 | 693.2689 | 1006.4725 | 1348.052 | 1799.466 | 2271.2416 | 2800.8609 | 3449.9337 | 4083.4169 | 4656.6759 | 5255.0715 | 5783.1433 | 6276.0485 | 6736.0328 | 7155.4521 | 7487.708 | 7820.2728 | 8068.1415 | 8209.8305 | 8326.128 | 8416.0869 | 8447.5874 | 8513.3407 | 8530.1285 | 8551.3685 | 8577.5022 | 8606.9206 | 8601.9171
Catterall Waterworks |  | 8.4057 | 12.6949 | 33.6141 | 73.6582 | 123.5384 | 182.0559 | 252.0005 | 328.8989 | 429.4672 | 534.7647 | 651.9376 | 799.0222 | 942.5679 | 1072.3914 | 1207.3642 | 1326.4258 | 1433.2299 | 1533.2899 | 1624.1269 | 1695.9858 | 1767.2835 | 1819.8237 | 1848.5471 | 1871.5555 | 1888.524 | 1892.8928 | 1904.7833 | 1906.2736 | 1908.9713 | 1913.0364 | 1918.0965 | 1915.9642 |  | 8.3391 | 11.8394 | 24.2098 | 46.5081 | 74.4295 | 106.8004 | 143.3924 | 182.7845 | 235.9615 | 292.2039 | 355.244 | 425.6322 | 497.2262 | 563.6208 | 638.9351 | 709.4116 | 778.8375 | 853.6179 | 930.3329 | 1002.8264 | 1083.5998 | 1173.9069 | 1244.9776 | 1313.0146 | 1376.3301 | 1427.8318 | 1484.9009 | 1529.3871 | 1571.4683 | 1611.1082 | 1646.4939 | 1670.7326 |  | 8.3391 | 11.8954 | 25.1031 | 53.5934 | 91.93 | 137.7185 | 191.7846 | 250.5827 | 327.3411 | 409.3553 | 501.9554 | 607.9095 | 710.5404 | 804.6907 | 905.9391 | 1000.0339 | 1114.6911 | 1222.9435 | 1322.7639 | 1404.5626 | 1486.9995 | 1552.3953 | 1596.567 | 1636.1384 | 1669.9202 | 1691.4285 | 1718.5459 | 1733.4975 | 1746.7386 | 1758.8942 | 1768.3596 | 1768.8706 |  | 8.4057 | 12.6949 | 33.6141 | 73.6582 | 123.5384 | 182.0559 | 252.0005 | 328.8989 | 429.4672 | 534.7647 | 651.9376 | 799.0222 | 942.5679 | 1072.3914 | 1207.3642 | 1326.4258 | 1433.2299 | 1533.2899 | 1624.1269 | 1695.9858 | 1767.2835 | 1819.8237 | 1848.5471 | 1871.5555 | 1888.524 | 1892.8928 | 1904.7833 | 1906.2736 | 1908.9713 | 1913.0364 | 1918.0965 | 1915.9642 |  | 8.4057 | 12.6921 | 33.5949 | 73.6061 | 123.4586 | 181.9129 | 250.3336 | 325.1071 | 424.118 | 527.5152 | 643.6364 | 786.3644 | 925.6261 | 1051.5616 | 1182.8749 | 1298.6042 | 1405.9884 | 1506.2926 | 1597.8108 | 1670.3065 | 1742.8974 | 1796.9192 | 1827.6917 | 1852.9032 | 1872.3603 | 1879.0112 | 1893.2023 | 1896.6906 | 1901.1972 | 1906.8103 | 1913.1955 | 1912.0575
Cecil St |  | 50.1918 | 75.5202 | 197.5816 | 426.8626 | 706.8671 | 1028.5009 | 1404.0613 | 1817.111 | 2357.3607 | 2922.9468 | 3552.3332 | 4343.2999 | 5114.9956 | 5812.7727 | 6537.8886 | 7177.2348 | 7749.4965 | 8285.7952 | 8772.737 | 9157.9358 | 9540.1353 | 9821.5804 | 9975.1835 | 10098.1071 | 10188.6306 | 10211.5242 | 10274.8624 | 10282.4222 | 10296.5471 | 10318.0816 | 10345.0606 | 10333.4705 |  | 49.7939 | 70.4333 | 142.3541 | 269.9458 | 426.8417 | 604.9886 | 801.5497 | 1013.1519 | 1298.8024 | 1600.9192 | 1939.5514 | 2317.6552 | 2702.2365 | 3058.8876 | 3463.4532 | 3842.0315 | 4214.966 | 4616.6637 | 5028.7532 | 5418.166 | 5852.0559 | 6337.1579 | 6718.9279 | 7084.4022 | 7424.5133 | 7701.1648 | 8007.7226 | 8246.689 | 8472.7366 | 8685.6697 | 8875.7506 | 9005.9537 |  | 49.7939 | 70.766 | 147.5782 | 310.6042 | 526.0276 | 778.0377 | 1068.5749 | 1384.4175 | 1796.6349 | 2237.1395 | 2734.5672 | 3303.7006 | 3855.1469 | 4361.0676 | 4905.0651 | 5410.5985 | 6026.9993 | 6608.7986 | 7145.1939 | 7584.7179 | 8027.5836 | 8378.6188 | 8615.6932 | 8828.0678 | 9009.3585 | 9124.734 | 9270.2336 | 9350.3905 | 9421.3608 | 9486.5009 | 9537.1992 | 9539.812 |  | 50.1918 | 75.5202 | 197.5816 | 426.8626 | 706.8671 | 1028.5009 | 1404.0613 | 1817.111 | 2357.3607 | 2922.9468 | 3552.3332 | 4343.2999 | 5114.9956 | 5812.7727 | 6537.8886 | 7177.2348 | 7749.4965 | 8285.7952 | 8772.737 | 9157.9358 | 9540.1353 | 9821.5804 | 9975.1835 | 10098.1071 | 10188.6306 | 10211.5242 | 10274.8624 | 10282.4222 | 10296.5471 | 10318.0816 | 10345.0606 | 10333.4705 |  | 50.1918 | 75.5035 | 197.4687 | 426.5534 | 706.3961 | 1027.6538 | 1394.6598 | 1796.0044 | 2327.7718 | 2882.9619 | 3506.5529 | 4273.7327 | 5022.2167 | 5698.9292 | 6404.2957 | 7025.6921 | 7601.1979 | 8138.9163 | 8629.6366 | 9018.3522 | 9407.626 | 9697.1822 | 9861.9374 | 9996.8406 | 10100.8761 | 10136.1587 | 10211.9846 | 10230.3906 | 10254.3364 | 10284.2816 | 10318.4613 | 10312.2804
Central Manchester |  | 5.196 | 8.1454 | 24.0783 | 59.1821 | 108.8012 | 174.2336 | 261.7961 | 357.9039 | 483.531 | 615.1384 | 761.574 | 944.4311 | 1123.1423 | 1284.9251 | 1453.4813 | 1602.4725 | 1737.4545 | 1863.7326 | 1978.29 | 2068.9237 | 2158.8392 | 2225.3128 | 2261.9285 | 2291.3828 | 2313.244 | 2319.3071 | 2334.7262 | 2337.0578 | 2340.8143 | 2346.2114 | 2352.7466 | 2350.2255 |  | 5.1549 | 7.5937 | 17.2887 | 36.9222 | 64.5312 | 100.4911 | 146.2115 | 195.4305 | 261.8732 | 332.146 | 410.9123 | 498.8598 | 588.314 | 671.2716 | 765.3741 | 853.432 | 940.1771 | 1033.6126 | 1129.4652 | 1220.0432 | 1320.9666 | 1433.802 | 1522.6023 | 1607.6122 | 1686.7225 | 1751.0721 | 1822.3778 | 1877.9618 | 1930.5408 | 1980.0693 | 2024.2824 | 2054.5679 |  | 5.1549 | 7.6302 | 17.9569 | 43.0388 | 80.9435 | 131.7854 | 199.222 | 272.6914 | 368.7092 | 471.2362 | 586.9275 | 719.3341 | 847.4155 | 964.87 | 1091.2478 | 1208.7264 | 1351.4625 | 1486.4034 | 1610.9244 | 1712.9961 | 1815.9558 | 1897.93 | 1953.3342 | 2002.9783 | 2045.3711 | 2072.4144 | 2106.4719 | 2125.3202 | 2142.0298 | 2157.3819 | 2169.3632 | 2170.141 |  | 5.196 | 8.1454 | 24.0783 | 59.1821 | 108.8012 | 174.2336 | 261.7961 | 357.9039 | 483.531 | 615.1384 | 761.574 | 944.4311 | 1123.1423 | 1284.9251 | 1453.4813 | 1602.4725 | 1737.4545 | 1863.7326 | 1978.29 | 2068.9237 | 2158.8392 | 2225.3128 | 2261.9285 | 2291.3828 | 2313.244 | 2319.3071 | 2334.7262 | 2337.0578 | 2340.8143 | 2346.2114 | 2352.7466 | 2350.2255 |  | 5.196 | 8.1438 | 24.0649 | 59.1482 | 108.7463 | 174.1375 | 260.1839 | 353.9436 | 477.7476 | 607.1786 | 752.454 | 930.2728 | 1103.8411 | 1260.955 | 1425.0355 | 1569.9147 | 1705.4876 | 1831.9564 | 1947.2401 | 2038.5675 | 2129.9648 | 2198.1294 | 2237.1522 | 2269.2066 | 2294.0254 | 2302.8031 | 2320.9602 | 2325.6682 | 2331.575 | 2338.8061 | 2346.9104 | 2345.5599
Chadderton |  | 19.0548 | 29.5579 | 84.8354 | 202.701 | 364.9416 | 574.1758 | 848.7476 | 1150.1979 | 1544.2713 | 1957.066 | 2416.378 | 2990.4286 | 3551.3315 | 4059.0216 | 4587.7822 | 5055.0084 | 5477.6134 | 5873.0608 | 6231.8455 | 6515.698 | 6797.3065 | 7005.3868 | 7119.8627 | 7211.8862 | 7280.1161 | 7298.8204 | 7346.8938 | 7353.9636 | 7365.5463 | 7382.3105 | 7402.699 | 7394.7168 |  | 18.9038 | 27.5586 | 60.9618 | 126.8201 | 217.2021 | 332.3287 | 475.7411 | 630.1277 | 838.5404 | 1058.9671 | 1306.0356 | 1581.903 | 1862.4964 | 2122.7117 | 2417.8857 | 2694.0993 | 2966.1951 | 3259.2767 | 3559.9403 | 3844.0587 | 4160.6281 | 4514.5621 | 4793.1044 | 5059.7571 | 5307.9047 | 5509.7517 | 5733.4186 | 5907.7703 | 6072.6962 | 6228.0538 | 6366.7383 | 6461.7354 |  | 18.9038 | 27.6905 | 63.2904 | 147.4273 | 271.5157 | 434.3011 | 645.8922 | 876.344 | 1177.4679 | 1499.0397 | 1861.9366 | 2277.2492 | 2679.0848 | 3047.6026 | 3444.0819 | 3812.6267 | 4260.6233 | 4684.0606 | 5074.7535 | 5394.9934 | 5717.9719 | 5974.9654 | 6148.6424 | 6304.2579 | 6437.1373 | 6521.8768 | 6628.6147 | 6687.6502 | 6739.9776 | 6788.0479 | 6825.5496 | 6827.9169 |  | 19.0548 | 29.5579 | 84.8354 | 202.701 | 364.9416 | 574.1758 | 848.7476 | 1150.1979 | 1544.2713 | 1957.066 | 2416.378 | 2990.4286 | 3551.3315 | 4059.0216 | 4587.7822 | 5055.0084 | 5477.6134 | 5873.0608 | 6231.8455 | 6515.698 | 6797.3065 | 7005.3868 | 7119.8627 | 7211.8862 | 7280.1161 | 7298.8204 | 7346.8938 | 7353.9636 | 7365.5463 | 7382.3105 | 7402.699 | 7394.7168 |  | 19.0548 | 29.5519 | 84.788 | 202.5786 | 364.746 | 573.8314 | 843.4462 | 1137.3719 | 1525.6627 | 1931.528 | 2387.1207 | 2945.157 | 3489.819 | 3982.7663 | 4497.4373 | 4951.7385 | 5376.2666 | 5772.3713 | 6133.4994 | 6419.5807 | 6705.9069 | 6919.3746 | 7041.4804 | 7141.7389 | 7219.325 | 7246.6153 | 7303.348 | 7317.9343 | 7336.3189 | 7358.8878 | 7384.2432 | 7379.97
Chamberhall |  | 117.1263 | 173.8052 | 434.2001 | 884.9518 | 1385.374 | 1897.641 | 2413.048 | 2981.3534 | 3725.2433 | 4503.363 | 5369.3876 | 6466.438 | 7534.4671 | 8498.7854 | 9497.6608 | 10375.6236 | 11149.4221 | 11876.2318 | 12536.8865 | 13059.411 | 13577.9596 | 13957.8714 | 14162.7178 | 14325.5227 | 14444.1525 | 14470.1918 | 14552.2829 | 14558.4382 | 14574.3877 | 14601.1503 | 14636.3589 | 14619.1096 |  | 116.1979 | 162.121 | 313.2732 | 563.3778 | 845.2219 | 1131.0473 | 1401.6032 | 1692.8625 | 2086.0452 | 2501.8931 | 2968.0023 | 3488.4422 | 4017.7981 | 4508.7095 | 5065.5726 | 5586.6656 | 6099.9902 | 6652.9059 | 7220.1252 | 7756.1313 | 8353.3579 | 9021.0751 | 9546.5614 | 10049.6173 | 10517.7624 | 10898.5585 | 11320.5191 | 11649.4437 | 11960.5862 | 12253.6773 | 12515.3137 | 12694.5314 |  | 116.1979 | 162.882 | 324.5196 | 644.1136 | 1031.12 | 1435.659 | 1836.6265 | 2271.3381 | 2837.7295 | 3443.5783 | 4128.3438 | 4911.538 | 5671.9523 | 6369.982 | 7119.929 | 7816.5787 | 8669.7643 | 9473.4461 | 10213.5849 | 10819.7699 | 11429.7332 | 11910.5198 | 12234.9099 | 12525.4123 | 12773.2856 | 12930.5605 | 13129.2459 | 13238.0668 | 13334.2577 | 13422.4331 | 13490.8168 | 13493.1526 |  | 117.1263 | 173.8052 | 434.2001 | 884.9518 | 1385.374 | 1897.641 | 2413.048 | 2981.3534 | 3725.2433 | 4503.363 | 5369.3876 | 6466.438 | 7534.4671 | 8498.7854 | 9497.6608 | 10375.6236 | 11149.4221 | 11876.2318 | 12536.8865 | 13059.411 | 13577.9596 | 13957.8714 | 14162.7178 | 14325.5227 | 14444.1525 | 14470.1918 | 14552.2829 | 14558.4382 | 14574.3877 | 14601.1503 | 14636.3589 | 14619.1096 |  | 117.1263 | 173.7655 | 433.9493 | 884.2439 | 1384.3207 | 1895.7266 | 2395.8462 | 2945.263 | 3676.3665 | 4438.3834 | 5295.0388 | 6355.6807 | 7389.8609 | 8323.4727 | 9294.2893 | 10147.077 | 10926.5545 | 11656.3537 | 12323.3399 | 12851.627 | 13381.1266 | 13773.654 | 13995.2366 | 14175.9131 | 14314.5149 | 14358.8465 | 14459.3617 | 14481.5319 | 14511.9933 | 14551.2403 | 14597.1448 | 14587.9908
Chapel Wharf |  | 11.7789 | 17.8024 | 47.2475 | 103.8135 | 174.5312 | 257.81 | 357.7597 | 467.6392 | 611.3376 | 761.7967 | 929.2239 | 1139.3496 | 1344.4309 | 1529.914 | 1722.7699 | 1892.9044 | 2045.5813 | 2188.6098 | 2318.451 | 2421.1657 | 2523.0777 | 2598.1873 | 2639.2613 | 2672.1683 | 2696.4431 | 2702.7119 | 2719.7266 | 2721.8766 | 2725.7481 | 2731.5705 | 2738.81 | 2735.7695 |  | 11.6856 | 16.6025 | 34.0267 | 65.5288 | 105.1071 | 151.1653 | 203.4508 | 259.7372 | 335.7207 | 416.0841 | 506.1607 | 606.7369 | 709.036 | 803.9057 | 911.5206 | 1012.223 | 1111.4241 | 1218.2762 | 1327.8925 | 1431.4769 | 1546.8922 | 1675.9299 | 1777.4813 | 1874.6979 | 1965.1679 | 2038.7576 | 2120.3024 | 2183.8678 | 2243.9967 | 2300.6372 | 2351.199 | 2385.8332 |  | 11.6856 | 16.6811 | 35.2836 | 75.5333 | 129.8749 | 195.023 | 272.2716 | 356.2871 | 465.9703 | 583.1609 | 715.4747 | 866.871 | 1013.5114 | 1148.0328 | 1292.6988 | 1427.1448 | 1590.9531 | 1745.6187 | 1888.241 | 2005.1156 | 2122.906 | 2216.3602 | 2279.4854 | 2336.0369 | 2384.3149 | 2415.0551 | 2453.8102 | 2475.1814 | 2494.1086 | 2511.4846 | 2525.0162 | 2525.7525 |  | 11.7789 | 17.8024 | 47.2475 | 103.8135 | 174.5312 | 257.81 | 357.7597 | 467.6392 | 611.3376 | 761.7967 | 929.2239 | 1139.3496 | 1344.4309 | 1529.914 | 1722.7699 | 1892.9044 | 2045.5813 | 2188.6098 | 2318.451 | 2421.1657 | 2523.0777 | 2598.1873 | 2639.2613 | 2672.1683 | 2696.4431 | 2702.7119 | 2719.7266 | 2721.8766 | 2725.7481 | 2731.5705 | 2738.81 | 2735.7695 |  | 11.7789 | 17.7985 | 47.2206 | 103.7404 | 174.4192 | 257.6091 | 355.3983 | 462.2551 | 603.7336 | 751.486 | 917.4172 | 1121.3356 | 1320.3046 | 1500.2406 | 1687.8718 | 1853.2469 | 2006.747 | 2150.1193 | 2280.9285 | 2384.5486 | 2488.3026 | 2565.5223 | 2609.5174 | 2645.5658 | 2673.3899 | 2682.9136 | 2703.2096 | 2708.2092 | 2714.6605 | 2722.6905 | 2731.8197 | 2730.1968
Chassen Rd |  | 47.6114 | 72.7294 | 199.5109 | 454.92 | 789.3445 | 1201.6265 | 1720.2542 | 2290.0005 | 3034.9443 | 3815.1197 | 4683.2434 | 5770.3269 | 6831.9561 | 7792.528 | 8792.1854 | 9674.8413 | 10470.2997 | 11215.0312 | 11890.8925 | 12425.5785 | 12956.0595 | 13347.5685 | 13562.3635 | 13734.764 | 13862.2915 | 13896.3258 | 13985.9659 | 13998.3034 | 14019.3543 | 14050.3473 | 14088.4209 | 14073.02 |  | 47.234 | 67.8202 | 143.5465 | 286.0075 | 472.7486 | 700.1637 | 971.2427 | 1263.0651 | 1657.0081 | 2073.66 | 2540.6704 | 3062.1166 | 3592.496 | 4084.3566 | 4642.2963 | 5164.3969 | 5678.714 | 6232.6987 | 6801.0148 | 7338.0572 | 7936.4385 | 8605.4468 | 9131.949 | 9635.9777 | 10105.0278 | 10486.5602 | 10909.3367 | 11238.8973 | 11550.6413 | 11844.2992 | 12106.4415 | 12286.0057 |  | 47.234 | 68.1427 | 148.9268 | 330.9376 | 587.3284 | 908.9419 | 1309.1482 | 1744.7425 | 2313.6865 | 2921.4071 | 3607.3768 | 4392.3579 | 5152.2425 | 5849.2169 | 6598.9252 | 7295.7463 | 8143.6967 | 8944.7721 | 9683.7011 | 10289.3111 | 10899.8991 | 11385.0918 | 11712.9114 | 12006.6175 | 12257.3855 | 12417.1905 | 12618.5641 | 12729.7887 | 12828.3373 | 12918.8412 | 12989.3895 | 12993.5598 |  | 47.6114 | 72.7294 | 199.5109 | 454.92 | 789.3445 | 1201.6265 | 1720.2542 | 2290.0005 | 3034.9443 | 3815.1197 | 4683.2434 | 5770.3269 | 6831.9561 | 7792.528 | 8792.1854 | 9674.8413 | 10470.2997 | 11215.0312 | 11890.8925 | 12425.5785 | 12956.0595 | 13347.5685 | 13562.3635 | 13734.764 | 13862.2915 | 13896.3258 | 13985.9659 | 13998.3034 | 14019.3543 | 14050.3473 | 14088.4209 | 14073.02 |  | 47.6114 | 72.7139 | 199.3982 | 454.6205 | 788.8771 | 1200.795 | 1709.205 | 2264.058 | 2997.8035 | 3764.4482 | 4625.2057 | 5681.1338 | 6711.6061 | 7643.8976 | 8616.7119 | 9474.8238 | 10274.2102 | 11020.4339 | 11700.9976 | 12240.119 | 12779.8104 | 13181.8527 | 13411.4043 | 13599.7044 | 13745.2484 | 13795.8111 | 13902.1173 | 13928.9246 | 13963.0723 | 14005.2565 | 14052.9077 | 14044.6745
Chatsworth St |  | 10.7119 | 18.5205 | 68.7753 | 201.1732 | 412.4179 | 717.0096 | 1154.6065 | 1634.4501 | 2261.4958 | 2918.599 | 3649.6971 | 4559.8789 | 5450.1553 | 6256.5482 | 7097.7287 | 7842.145 | 8520.3764 | 9154.362 | 9729.2724 | 10184.1495 | 10635.3933 | 10969.6006 | 11154.4714 | 11303.5336 | 11414.5567 | 11446.5582 | 11525.1437 | 11538.1303 | 11557.9898 | 11585.8445 | 11619.0787 | 11606.9045 |  | 10.627 | 17.2503 | 49.1162 | 123.519 | 240.4598 | 407.0977 | 635.3334 | 881.0342 | 1212.7156 | 1563.5169 | 1956.7177 | 2395.7508 | 2842.3053 | 3256.4287 | 3726.1877 | 4165.7718 | 4598.8026 | 5065.2317 | 5543.727 | 5995.8915 | 6499.7004 | 7062.9738 | 7506.2639 | 7930.6323 | 8325.5505 | 8646.7828 | 9002.7406 | 9280.2152 | 9542.689 | 9789.9351 | 10010.6465 | 10161.8311 |  | 10.627 | 17.3365 | 51.1663 | 146.2011 | 306.7403 | 542.2665 | 878.5741 | 1245.3418 | 1724.9798 | 2236.9468 | 2814.4507 | 3475.4826 | 4114.4272 | 4700.234 | 5330.7418 | 5916.9372 | 6627.9716 | 7300.687 | 7921.7182 | 8430.8774 | 8944.7302 | 9354.7039 | 9631.8929 | 9880.2924 | 10092.4446 | 10227.9305 | 10398.448 | 10493.0177 | 10576.9057 | 10654.0147 | 10714.2689 | 10718.551 |  | 10.7119 | 18.5205 | 68.7753 | 201.1732 | 412.4179 | 717.0096 | 1154.6065 | 1634.4501 | 2261.4958 | 2918.599 | 3649.6971 | 4559.8789 | 5450.1553 | 6256.5482 | 7097.7287 | 7842.145 | 8520.3764 | 9154.362 | 9729.2724 | 10184.1495 | 10635.3933 | 10969.6006 | 11154.4714 | 11303.5336 | 11414.5567 | 11446.5582 | 11525.1437 | 11538.1303 | 11557.9898 | 11585.8445 | 11619.0787 | 11606.9045 |  | 10.7119 | 18.5177 | 68.7387 | 201.0937 | 412.2721 | 716.7671 | 1147.9091 | 1616.9115 | 2235.208 | 2882.0154 | 3607.7628 | 4493.9554 | 5359.1605 | 6142.7897 | 6961.9043 | 7685.9421 | 8366.7387 | 9001.3474 | 9579.5257 | 10037.5736 | 10495.8299 | 10838.0185 | 11034.4662 | 11196.0699 | 11321.4223 | 11366.582 | 11458.4442 | 11482.9498 | 11513.2284 | 11549.9507 | 11590.769 | 11584.2323
Cheadle Heath |  | 28.5314 | 43.3771 | 117.2728 | 263.1597 | 450.5551 | 677.3529 | 957.4444 | 1265.2277 | 1667.6883 | 2089.1444 | 2558.1185 | 3145.8866 | 3719.7574 | 4238.9184 | 4779.0151 | 5255.7363 | 5684.6587 | 6086.3236 | 6450.8866 | 6739.2936 | 7025.4379 | 7236.5072 | 7352.1622 | 7444.9251 | 7513.4707 | 7531.5371 | 7579.6661 | 7586.0826 | 7597.2508 | 7613.8259 | 7634.282 | 7625.886 |  | 28.3053 | 40.4511 | 84.412 | 165.7311 | 270.4691 | 395.7026 | 542.1491 | 699.8019 | 912.6238 | 1137.7139 | 1390.0095 | 1671.7132 | 1958.243 | 2223.9635 | 2525.3823 | 2807.4395 | 3085.2918 | 3384.574 | 3691.5985 | 3981.7278 | 4304.9946 | 4666.4166 | 4950.8517 | 5223.1459 | 5476.5434 | 5682.6607 | 5911.0595 | 6089.0999 | 6257.515 | 6416.1594 | 6557.7779 | 6654.7849 |  | 28.3053 | 40.643 | 87.5558 | 191.4529 | 335.2572 | 512.377 | 728.6445 | 963.9663 | 1271.2713 | 1599.5553 | 1970.1453 | 2394.2089 | 2804.806 | 3181.4332 | 3586.5202 | 3963.015 | 4421.3853 | 4854.3222 | 5253.6243 | 5580.8666 | 5910.7503 | 6172.7285 | 6349.7153 | 6508.2793 | 6643.6557 | 6729.8984 | 6838.5947 | 6898.5938 | 6951.7457 | 7000.5522 | 7038.583 | 7040.7622 |  | 28.5314 | 43.3771 | 117.2728 | 263.1597 | 450.5551 | 677.3529 | 957.4444 | 1265.2277 | 1667.6883 | 2089.1444 | 2558.1185 | 3145.8866 | 3719.7574 | 4238.9184 | 4779.0151 | 5255.7363 | 5684.6587 | 6086.3236 | 6450.8866 | 6739.2936 | 7025.4379 | 7236.5072 | 7352.1622 | 7444.9251 | 7513.4707 | 7531.5371 | 7579.6661 | 7586.0826 | 7597.2508 | 7613.8259 | 7634.282 | 7625.886 |  | 28.5314 | 43.3677 | 117.2063 | 262.9814 | 450.2789 | 676.8599 | 951.226 | 1250.801 | 1647.1468 | 2061.1883 | 2526.1015 | 3096.8238 | 3653.7514 | 4157.5343 | 4683.0781 | 5146.5125 | 5577.628 | 5980.1595 | 6347.329 | 6638.1861 | 6929.3771 | 7146.2218 | 7269.9299 | 7371.3632 | 7449.7223 | 7476.7904 | 7533.9953 | 7548.2925 | 7566.5941 | 7589.2682 | 7614.9443 | 7610.4586
Cheadle Hulme |  | 61.6615 | 92.8187 | 243.1835 | 526.2739 | 872.8315 | 1271.9628 | 1739.4025 | 2253.4788 | 2925.857 | 3629.7791 | 4413.1042 | 5397.3839 | 6357.7211 | 7226.094 | 8128.5437 | 8924.2942 | 9636.7512 | 10304.4074 | 10910.6052 | 11390.1438 | 11865.9471 | 12216.3528 | 12407.6342 | 12560.7294 | 12673.4931 | 12702.0777 | 12780.9925 | 12790.4725 | 12808.1107 | 12834.9603 | 12868.5701 | 12854.1671 |  | 61.1728 | 86.5662 | 175.2022 | 332.7503 | 526.9139 | 747.9502 | 992.5856 | 1255.941 | 1611.4552 | 1987.463 | 2408.917 | 2879.4964 | 3358.1378 | 3802.0177 | 4305.5309 | 4776.7009 | 5240.8468 | 5740.7908 | 6253.6681 | 6738.3225 | 7278.3321 | 7882.0791 | 8357.2215 | 8812.0826 | 9235.3773 | 9579.6915 | 9961.2264 | 10258.6387 | 10539.9723 | 10804.9841 | 11041.5546 | 11203.6024 |  | 61.1728 | 86.9752 | 181.6359 | 382.9372 | 649.5301 | 962.2088 | 1323.7871 | 1716.8782 | 2229.9315 | 2778.1817 | 3397.2677 | 4105.6014 | 4791.896 | 5421.5258 | 6098.5533 | 6727.7152 | 7494.7942 | 8218.8405 | 8886.3955 | 9433.397 | 9984.5713 | 10421.502 | 10716.5918 | 10980.9389 | 11206.5973 | 11350.2167 | 11531.3288 | 11631.1157 | 11719.4688 | 11800.5657 | 11863.6872 | 11866.9601 |  | 61.6615 | 92.8187 | 243.1835 | 526.2739 | 872.8315 | 1271.9628 | 1739.4025 | 2253.4788 | 2925.857 | 3629.7791 | 4413.1042 | 5397.3839 | 6357.7211 | 7226.094 | 8128.5437 | 8924.2942 | 9636.7512 | 10304.4074 | 10910.6052 | 11390.1438 | 11865.9471 | 12216.3528 | 12407.6342 | 12560.7294 | 12673.4931 | 12702.0777 | 12780.9925 | 12790.4725 | 12808.1107 | 12834.9603 | 12868.5701 | 12854.1671 |  | 61.6615 | 92.7982 | 243.0446 | 525.8938 | 872.2522 | 1270.9211 | 1727.7731 | 2227.3281 | 2889.1681 | 3580.1816 | 4356.3172 | 5311.0537 | 6242.5341 | 7084.7192 | 7962.6038 | 8736.0224 | 9452.4966 | 10121.9023 | 10732.7838 | 11216.6839 | 11701.2713 | 12061.7476 | 12266.8853 | 12434.867 | 12564.4243 | 12608.4072 | 12702.8432 | 12725.804 | 12755.6482 | 12792.9504 | 12835.5088 | 12827.8272
Cheetham Hill |  | 12.3644 | 20.9123 | 74.2327 | 210.8931 | 425.3921 | 731.2831 | 1167.1711 | 1645.1918 | 2269.8755 | 2924.4801 | 3652.8031 | 4559.8362 | 5446.9512 | 6250.4308 | 7088.4579 | 7829.9863 | 8505.1634 | 9136.3504 | 9708.7484 | 10161.6346 | 10610.9065 | 10943.5862 | 11127.526 | 11275.7992 | 11386.192 | 11417.8796 | 11495.9885 | 11508.7762 | 11528.4375 | 11556.0855 | 11589.1261 | 11576.9522 |  | 12.2664 | 19.4819 | 53.0654 | 129.8116 | 248.632 | 416.0711 | 643.4437 | 888.2152 | 1218.6423 | 1568.1169 | 1959.8308 | 2397.2035 | 2842.0692 | 3254.6265 | 3722.609 | 4160.5307 | 4591.9238 | 5056.5889 | 5533.2747 | 5983.7292 | 6485.6328 | 7046.776 | 7488.3897 | 7911.1532 | 8304.5778 | 8624.5953 | 8979.207 | 9255.6322 | 9517.1134 | 9763.4244 | 9983.3012 | 10133.914 |  | 12.2664 | 19.5785 | 55.2506 | 153.2809 | 316.4019 | 553.0694 | 888.1425 | 1253.5221 | 1731.3108 | 2241.3247 | 2816.6474 | 3475.1728 | 4111.7496 | 4695.3994 | 5323.5637 | 5907.5708 | 6616.0834 | 7286.3557 | 7905.1024 | 8412.3785 | 8924.3014 | 9332.6403 | 9608.7129 | 9856.1089 | 10067.4002 | 10202.3196 | 10372.1364 | 10466.2952 | 10549.8132 | 10626.5782 | 10686.5553 | 10690.7767 |  | 12.3644 | 20.9123 | 74.2327 | 210.8931 | 425.3921 | 731.2831 | 1167.1711 | 1645.1918 | 2269.8755 | 2924.4801 | 3652.8031 | 4559.8362 | 5446.9512 | 6250.4308 | 7088.4579 | 7829.9863 | 8505.1634 | 9136.3504 | 9708.7484 | 10161.6346 | 10610.9065 | 10943.5862 | 11127.526 | 11275.7992 | 11386.192 | 11417.8796 | 11495.9885 | 11508.7762 | 11528.4375 | 11556.0855 | 11589.1261 | 11576.9522 |  | 12.3644 | 20.9089 | 74.1929 | 210.804 | 425.2326 | 731.0152 | 1160.3489 | 1627.4714 | 2243.3999 | 2887.6845 | 3610.628 | 4493.6334 | 5355.705 | 6136.4465 | 6952.4605 | 7673.6709 | 8351.4461 | 8983.2904 | 9558.9838 | 10015.0613 | 10471.362 | 10812.044 | 11007.5657 | 11168.3816 | 11293.098 | 11337.9377 | 11429.3166 | 11453.618 | 11483.694 | 11520.208 | 11560.8317 | 11554.297
Chester Rd T11 & T12 |  | 8.4714 | 13.0235 | 36.4173 | 84.7439 | 149.4787 | 230.9833 | 335.6056 | 450.5059 | 600.7248 | 758.0635 | 933.1359 | 1152.1609 | 1366.1114 | 1559.729 | 1761.3009 | 1939.3455 | 2100.084 | 2250.5338 | 2387.0535 | 2495.0587 | 2602.2123 | 2681.3399 | 2724.8101 | 2759.7267 | 2785.5843 | 2792.5763 | 2810.7729 | 2813.3608 | 2817.6881 | 2824.0058 | 2831.729 | 2828.6538 |  | 8.4042 | 12.1437 | 26.1878 | 53.1646 | 89.273 | 134.1782 | 188.8438 | 247.6926 | 327.135 | 411.1569 | 505.334 | 610.4886 | 717.4447 | 816.6331 | 929.147 | 1034.4336 | 1138.1506 | 1249.8669 | 1364.4733 | 1472.773 | 1593.4424 | 1728.3543 | 1834.5285 | 1936.1707 | 2030.7592 | 2107.6989 | 2192.9558 | 2259.4149 | 2322.281 | 2381.5 | 2434.3635 | 2470.5743 |  | 8.4042 | 12.2016 | 27.1774 | 61.6425 | 111.2178 | 174.7181 | 255.3986 | 343.241 | 457.9977 | 580.5617 | 718.8921 | 877.1955 | 1030.4011 | 1170.9138 | 1322.0723 | 1462.5739 | 1633.4597 | 1794.9368 | 1943.9061 | 2066.0049 | 2189.1268 | 2287.0269 | 2353.1803 | 2412.4517 | 2463.0606 | 2495.3229 | 2535.9692 | 2558.4342 | 2578.3427 | 2596.6286 | 2610.8883 | 2611.7589 |  | 8.4714 | 13.0235 | 36.4173 | 84.7439 | 149.4787 | 230.9833 | 335.6056 | 450.5059 | 600.7248 | 758.0635 | 933.1359 | 1152.1609 | 1366.1114 | 1559.729 | 1761.3009 | 1939.3455 | 2100.084 | 2250.5338 | 2387.0535 | 2495.0587 | 2602.2123 | 2681.3399 | 2724.8101 | 2759.7267 | 2785.5843 | 2792.5763 | 2810.7729 | 2813.3608 | 2817.6881 | 2824.0058 | 2831.729 | 2828.6538 |  | 8.4714 | 13.0208 | 36.3968 | 84.6902 | 149.3939 | 230.8332 | 333.4776 | 445.4399 | 593.4266 | 748.079 | 921.6986 | 1134.5271 | 1342.2392 | 1530.1941 | 1726.3734 | 1899.4794 | 2060.9815 | 2211.7079 | 2349.1492 | 2458.0272 | 2567.0097 | 2648.2272 | 2694.6407 | 2732.7311 | 2762.1896 | 2772.4855 | 2794.0139 | 2799.4943 | 2806.4393 | 2814.9925 | 2824.6287 | 2822.9836
Chester Rd T13 |  | 3.5737 | 5.5411 | 15.8833 | 37.9029 | 68.175 | 107.1738 | 158.3015 | 214.435 | 287.8163 | 364.6834 | 450.2126 | 557.1121 | 661.562 | 756.102 | 854.564 | 941.566 | 1020.2527 | 1093.8837 | 1160.6886 | 1213.5412 | 1265.9761 | 1304.7192 | 1326.0325 | 1343.165 | 1355.867 | 1359.3471 | 1368.2962 | 1369.6105 | 1371.7655 | 1374.8856 | 1378.6812 | 1377.1941 |  | 3.5454 | 5.1663 | 11.414 | 23.7171 | 40.5822 | 62.0416 | 88.7467 | 117.4954 | 156.3043 | 197.3504 | 243.3575 | 294.7273 | 346.9771 | 395.4323 | 450.3972 | 501.8315 | 552.499 | 607.0743 | 663.0614 | 715.9677 | 774.9166 | 840.8234 | 892.6913 | 942.3452 | 988.5532 | 1026.1396 | 1067.789 | 1100.2554 | 1130.9665 | 1159.896 | 1185.7207 | 1203.4103 |  | 3.5454 | 5.191 | 11.8497 | 27.5675 | 50.7222 | 81.0653 | 120.4667 | 163.3795 | 219.4519 | 279.3321 | 346.9079 | 424.2439 | 499.0712 | 567.6945 | 641.5243 | 710.1522 | 793.577 | 872.4276 | 945.1802 | 1004.8134 | 1064.956 | 1112.81 | 1145.1497 | 1174.1262 | 1198.8691 | 1214.6478 | 1234.5228 | 1245.5151 | 1255.2583 | 1264.2088 | 1271.1913 | 1271.6314 |  | 3.5737 | 5.5411 | 15.8833 | 37.9029 | 68.175 | 107.1738 | 158.3015 | 214.435 | 287.8163 | 364.6834 | 450.2126 | 557.1121 | 661.562 | 756.102 | 854.564 | 941.566 | 1020.2527 | 1093.8837 | 1160.6886 | 1213.5412 | 1265.9761 | 1304.7192 | 1326.0325 | 1343.165 | 1355.867 | 1359.3471 | 1368.2962 | 1369.6105 | 1371.7655 | 1374.8856 | 1378.6812 | 1377.1941 |  | 3.5737 | 5.5399 | 15.8744 | 37.88 | 68.1384 | 107.1092 | 157.3121 | 212.0429 | 284.3469 | 359.9227 | 444.7586 | 548.6741 | 650.0987 | 741.8925 | 837.7303 | 922.3253 | 1001.3708 | 1075.1247 | 1142.3666 | 1195.6348 | 1248.9488 | 1288.6958 | 1311.4306 | 1330.0973 | 1344.5423 | 1349.6218 | 1360.1841 | 1362.8986 | 1366.3207 | 1370.5222 | 1375.2431 | 1374.447
Chorley South |  | 74.3204 | 111.4964 | 288.9271 | 617.0195 | 1010.9202 | 1454.9158 | 1962.1523 | 2520.2184 | 3250.2204 | 4014.3688 | 4864.7337 | 5934.5868 | 6978.0637 | 7921.3985 | 8901.2564 | 9764.8389 | 10536.1783 | 11259.2659 | 11915.9054 | 12435.3325 | 12950.7277 | 13329.9934 | 13536.6457 | 13701.8703 | 13823.3741 | 13853.5663 | 13938.4576 | 13948.0967 | 13966.709 | 13995.416 | 14031.6082 | 14015.7727 |  | 73.7312 | 103.9893 | 208.2265 | 390.7062 | 611.6169 | 857.8208 | 1123.4071 | 1409.3164 | 1795.2772 | 2203.4867 | 2661.0343 | 3171.9147 | 3691.5474 | 4173.4416 | 4720.0761 | 5231.5977 | 5735.4934 | 6278.2531 | 6835.0537 | 7361.2143 | 7947.471 | 8602.9235 | 9118.7575 | 9612.5733 | 10072.1194 | 10445.921 | 10860.1309 | 11183.0139 | 11488.4412 | 11776.1488 | 12032.9794 | 12208.9052 |  | 73.7312 | 104.4799 | 215.8341 | 448.9956 | 752.3171 | 1100.6294 | 1493.3362 | 1920.0876 | 2476.9251 | 3072.0538 | 3744.1716 | 4513.1389 | 5258.42 | 5942.2263 | 6677.4137 | 7360.582 | 8194.0828 | 8980.5772 | 9705.5817 | 10299.6137 | 10898.0498 | 11372.0319 | 11692.0971 | 11978.8036 | 12223.532 | 12379.2157 | 12575.5947 | 12683.6953 | 12779.3853 | 12867.1991 | 12935.5114 | 12938.871 |  | 74.3204 | 111.4964 | 288.9271 | 617.0195 | 1010.9202 | 1454.9158 | 1962.1523 | 2520.2184 | 3250.2204 | 4014.3688 | 4864.7337 | 5934.5868 | 6978.0637 | 7921.3985 | 8901.2564 | 9764.8389 | 10536.1783 | 11259.2659 | 11915.9054 | 12435.3325 | 12950.7277 | 13329.9934 | 13536.6457 | 13701.8703 | 13823.3741 | 13853.5663 | 13938.4576 | 13948.0967 | 13966.709 | 13995.416 | 14031.6082 | 14015.7727 |  | 74.3204 | 111.4715 | 288.7616 | 616.5635 | 1010.229 | 1453.67 | 1948.8725 | 2490.7472 | 3209.1378 | 3958.9966 | 4801.3426 | 5838.5592 | 6850.4164 | 7765.0576 | 8718.1124 | 9557.3784 | 10333.2654 | 11058.4114 | 11720.3094 | 12244.613 | 12769.731 | 13160.1526 | 13382.0608 | 13563.659 | 13703.6056 | 13750.7052 | 13852.6366 | 13877.0778 | 13909.0942 | 13949.2883 | 13995.316 | 13986.8772
Chorlton |  | 33.3244 | 50.3737 | 133.7585 | 294.0678 | 494.6394 | 731.0272 | 1014.9808 | 1327.1403 | 1735.3755 | 2162.8189 | 2638.4671 | 3235.3934 | 3817.9961 | 4344.9279 | 4892.8138 | 5376.1583 | 5809.9413 | 6216.3067 | 6585.2028 | 6877.0294 | 7166.575 | 7379.9771 | 7496.6839 | 7590.1887 | 7659.1686 | 7676.9936 | 7725.3456 | 7731.4658 | 7742.4747 | 7759.0239 | 7779.5963 | 7770.9621 |  | 33.0603 | 46.9784 | 96.3286 | 185.6086 | 297.8575 | 428.5879 | 577.1268 | 737.0322 | 952.8951 | 1181.2013 | 1437.1018 | 1722.8305 | 2013.4543 | 2282.9715 | 2588.697 | 2874.7844 | 3156.6067 | 3460.1651 | 3771.5764 | 4065.8513 | 4393.737 | 4760.323 | 5048.8223 | 5325.007 | 5582.0251 | 5791.0875 | 6022.7497 | 6203.334 | 6374.1555 | 6535.0666 | 6678.7086 | 6777.1016 |  | 33.0603 | 47.2008 | 99.8876 | 213.9592 | 368.0784 | 552.9925 | 772.4467 | 1011.1281 | 1322.7323 | 1655.6629 | 2031.5555 | 2461.6611 | 2878.2507 | 3260.4105 | 3671.3917 | 4053.3398 | 4518.6924 | 4958.0768 | 5363.2502 | 5695.2782 | 6029.9101 | 6295.413 | 6474.7524 | 6635.4159 | 6772.5747 | 6859.9097 | 6970.0142 | 7030.7327 | 7084.5075 | 7133.8756 | 7172.322 | 7174.4173 |  | 33.3244 | 50.3737 | 133.7585 | 294.0678 | 494.6394 | 731.0272 | 1014.9808 | 1327.1403 | 1735.3755 | 2162.8189 | 2638.4671 | 3235.3934 | 3817.9961 | 4344.9279 | 4892.8138 | 5376.1583 | 5809.9413 | 6216.3067 | 6585.2028 | 6877.0294 | 7166.575 | 7379.9771 | 7496.6839 | 7590.1887 | 7659.1686 | 7676.9936 | 7725.3456 | 7731.4658 | 7742.4747 | 7759.0239 | 7779.5963 | 7770.9621 |  | 33.3244 | 50.3626 | 133.6823 | 293.8612 | 494.3223 | 730.4588 | 1008.2846 | 1311.8649 | 1713.7966 | 2133.5557 | 2604.9579 | 3184.2602 | 3749.5042 | 4260.6818 | 4793.7272 | 5263.5521 | 5699.6703 | 6107.0093 | 6478.6524 | 6773.0483 | 7067.8234 | 7287.2159 | 7412.2174 | 7514.6426 | 7593.7017 | 7620.7701 | 7678.4405 | 7692.653 | 7710.9881 | 7733.8062 | 7759.7449 | 7755.1361
Church |  | 10.0263 | 15.9054 | 48.5427 | 122.8072 | 230.4009 | 375.114 | 572.0322 | 788.1178 | 1070.5542 | 1366.458 | 1695.697 | 2106.5246 | 2508.1171 | 2871.7174 | 3250.6524 | 3585.6978 | 3889.6545 | 4173.9558 | 4431.8439 | 4635.8789 | 4838.294 | 4988.0035 | 5070.5527 | 5136.9948 | 5186.3507 | 5200.1709 | 5235.0128 | 5240.4015 | 5248.9676 | 5261.201 | 5275.9604 | 5270.337 |  | 9.9468 | 14.8263 | 34.8258 | 76.4002 | 136.2021 | 215.6501 | 318.4425 | 429.1008 | 578.4829 | 736.4761 | 913.5652 | 1111.2961 | 1312.4145 | 1498.9267 | 1710.4959 | 1908.4749 | 2103.5026 | 2313.572 | 2529.0759 | 2732.7209 | 2959.6254 | 3213.3115 | 3412.9597 | 3604.0859 | 3781.9485 | 3926.6245 | 4086.9401 | 4211.9086 | 4330.1211 | 4441.4753 | 4540.8789 | 4608.9692 |  | 9.9468 | 14.898 | 36.1882 | 89.2981 | 171.3997 | 283.7192 | 435.2994 | 600.4805 | 816.3902 | 1046.9168 | 1307.0208 | 1604.7149 | 1892.6307 | 2156.6447 | 2440.7376 | 2704.8349 | 3025.5829 | 3328.8695 | 3608.7654 | 3838.2099 | 4069.6794 | 4254.0633 | 4378.6941 | 4490.3708 | 4585.7393 | 4646.5932 | 4723.2187 | 4765.6472 | 4803.2665 | 4837.8338 | 4864.8194 | 4866.6115 |  | 10.0263 | 15.9054 | 48.5427 | 122.8072 | 230.4009 | 375.114 | 572.0322 | 788.1178 | 1070.5542 | 1366.458 | 1695.697 | 2106.5246 | 2508.1171 | 2871.7174 | 3250.6524 | 3585.6978 | 3889.6545 | 4173.9558 | 4431.8439 | 4635.8789 | 4838.294 | 4988.0035 | 5070.5527 | 5136.9948 | 5186.3507 | 5200.1709 | 5235.0128 | 5240.4015 | 5248.9676 | 5261.201 | 5275.9604 | 5270.337 |  | 10.0263 | 15.9023 | 48.5159 | 122.7408 | 230.2914 | 374.9238 | 568.5545 | 779.4567 | 1057.8323 | 1348.9049 | 1675.5833 | 2075.2097 | 2465.3049 | 2818.4675 | 3187.3699 | 3513.1866 | 3818.4299 | 4103.124 | 4362.6063 | 4568.1692 | 4773.874 | 4927.3352 | 5015.2485 | 5087.4887 | 5143.4469 | 5163.3274 | 5204.2827 | 5214.9768 | 5228.3431 | 5244.6686 | 5262.9286 | 5259.9146
Circle Sq |  | 0 | 0 | 0 | 0 | 0 | 0 | 0 | 0 | 0 | 0 | 0 | 0 | 0 | 0 | 0 | 0 | 0 | 0 | 0 | 0 | 0 | 0 | 0 | 0 | 0 | 0 | 0 | 0 | 0 | 0 | 0 | 0 |  | 0 | 0 | 0 | 0 | 0 | 0 | 0 | 0 | 0 | 0 | 0 | 0 | 0 | 0 | 0 | 0 | 0 | 0 | 0 | 0 | 0 | 0 | 0 | 0 | 0 | 0 | 0 | 0 | 0 | 0 | 0 | 0 |  | 0 | 0 | 0 | 0 | 0 | 0 | 0 | 0 | 0 | 0 | 0 | 0 | 0 | 0 | 0 | 0 | 0 | 0 | 0 | 0 | 0 | 0 | 0 | 0 | 0 | 0 | 0 | 0 | 0 | 0 | 0 | 0 |  | 0 | 0 | 0 | 0 | 0 | 0 | 0 | 0 | 0 | 0 | 0 | 0 | 0 | 0 | 0 | 0 | 0 | 0 | 0 | 0 | 0 | 0 | 0 | 0 | 0 | 0 | 0 | 0 | 0 | 0 | 0 | 0 |  | 0 | 0 | 0 | 0 | 0 | 0 | 0 | 0 | 0 | 0 | 0 | 0 | 0 | 0 | 0 | 0 | 0 | 0 | 0 | 0 | 0 | 0 | 0 | 0 | 0 | 0 | 0 | 0 | 0 | 0 | 0 | 0
Clarendon Rd |  | 34.0982 | 52.1203 | 143.2531 | 327.3259 | 568.9289 | 867.4603 | 1243.8351 | 1657.2937 | 2197.8858 | 2764.051 | 3394.0382 | 4182.84 | 4953.1935 | 5650.2297 | 6375.6588 | 7016.2084 | 7593.5916 | 8134.1393 | 8624.6922 | 9012.7782 | 9397.8114 | 9681.994 | 9837.9296 | 9963.0984 | 10055.6994 | 10080.4491 | 10145.5476 | 10154.5408 | 10169.85 | 10192.3683 | 10220.0159 | 10208.8519 |  | 33.8279 | 48.6019 | 103.0638 | 205.7437 | 340.6381 | 505.287 | 702.005 | 913.7762 | 1199.6547 | 1502.0128 | 1840.9153 | 2219.321 | 2604.2094 | 2961.1452 | 3366.0338 | 3744.9144 | 4118.1466 | 4520.165 | 4932.5835 | 5322.3072 | 5756.5436 | 6242.0329 | 6624.1077 | 6989.8737 | 7330.2565 | 7607.1288 | 7913.9314 | 8153.0886 | 8379.3166 | 8592.4197 | 8782.6524 | 8912.9595 |  | 33.8279 | 48.8331 | 106.93 | 238.1154 | 423.3216 | 656.1683 | 946.582 | 1262.6866 | 1675.5703 | 2116.5885 | 2614.3858 | 3184.0366 | 3735.4605 | 4241.2288 | 4785.2699 | 5290.935 | 5906.2352 | 6487.5366 | 7023.7493 | 7463.22 | 7906.3111 | 8258.4307 | 8496.3427 | 8709.498 | 8891.4922 | 9007.4748 | 9153.6236 | 9234.3519 | 9305.8812 | 9371.5726 | 9422.7815 | 9425.8198 |  | 34.0982 | 52.1203 | 143.2531 | 327.3259 | 568.9289 | 867.4603 | 1243.8351 | 1657.2937 | 2197.8858 | 2764.051 | 3394.0382 | 4182.84 | 4953.1935 | 5650.2297 | 6375.6588 | 7016.2084 | 7593.5916 | 8134.1393 | 8624.6922 | 9012.7782 | 9397.8114 | 9681.994 | 9837.9296 | 9963.0984 | 10055.6994 | 10080.4491 | 10145.5476 | 10154.5408 | 10169.85 | 10192.3683 | 10220.0159 | 10208.8519 |  | 34.0982 | 52.1092 | 143.1722 | 327.1113 | 568.5936 | 866.864 | 1235.8571 | 1638.534 | 2171.0101 | 2727.3732 | 3352.0279 | 4118.2553 | 4866.0166 | 5542.5463 | 6248.5039 | 6871.2467 | 7451.469 | 7993.0898 | 8487.0445 | 8878.3406 | 9270.0461 | 9561.859 | 9728.4901 | 9865.1839 | 9970.8464 | 10007.5788 | 10084.76 | 10104.2435 | 10129.0475 | 10159.6785 | 10194.2691 | 10188.3004
Claughton |  | 14.9482 | 22.2982 | 56.7029 | 118.2713 | 189.4724 | 266.2748 | 349.3607 | 440.8559 | 560.5731 | 685.8523 | 825.2739 | 1001.1815 | 1172.6206 | 1327.5259 | 1488.2434 | 1629.7305 | 1755.4123 | 1873.3264 | 1980.4472 | 2065.1786 | 2149.2576 | 2211.0175 | 2244.525 | 2271.2502 | 2290.8306 | 2295.4667 | 2309.0941 | 2310.4304 | 2313.2816 | 2317.8233 | 2323.6472 | 2320.976 |  | 14.8297 | 20.7981 | 40.8885 | 75.0921 | 115.1032 | 157.8092 | 201.3587 | 248.2406 | 311.5284 | 378.4645 | 453.4908 | 537.2623 | 622.4689 | 701.4874 | 791.1217 | 874.9983 | 957.6246 | 1046.6234 | 1137.9247 | 1224.2018 | 1320.3331 | 1427.8108 | 1512.3946 | 1593.3679 | 1668.7219 | 1730.0159 | 1797.9359 | 1850.8806 | 1900.9629 | 1948.1397 | 1990.2535 | 2019.1009 |  | 14.8297 | 20.8959 | 42.3691 | 86.0741 | 141.0127 | 201.4417 | 265.8966 | 335.8714 | 427.121 | 524.6794 | 634.8945 | 760.9749 | 883.2614 | 995.4836 | 1116.1027 | 1228.1716 | 1365.1174 | 1494.2474 | 1613.2344 | 1710.7098 | 1808.8602 | 1886.4437 | 1938.8153 | 1985.7234 | 2025.757 | 2051.1971 | 2083.307 | 2100.946 | 2116.5507 | 2130.8645 | 2141.9855 | 2142.464 |  | 14.9482 | 22.2982 | 56.7029 | 118.2713 | 189.4724 | 266.2748 | 349.3607 | 440.8559 | 560.5731 | 685.8523 | 825.2739 | 1001.1815 | 1172.6206 | 1327.5259 | 1488.2434 | 1629.7305 | 1755.4123 | 1873.3264 | 1980.4472 | 2065.1786 | 2149.2576 | 2211.0175 | 2244.525 | 2271.2502 | 2290.8306 | 2295.4667 | 2309.0941 | 2310.4304 | 2313.2816 | 2317.8233 | 2323.6472 | 2320.976 |  | 14.9482 | 22.2932 | 56.6703 | 118.1803 | 189.3358 | 266.0275 | 346.9382 | 435.6188 | 553.3681 | 676.2011 | 814.2278 | 984.573 | 1150.7181 | 1300.82 | 1457.0921 | 1594.5651 | 1721.0623 | 1839.3735 | 1947.4215 | 2033.0055 | 2118.7486 | 2182.4212 | 2218.51 | 2247.9995 | 2270.6829 | 2278.1627 | 2294.6553 | 2298.4811 | 2303.5874 | 2310.0649 | 2317.5466 | 2316.1257
Cleveleys |  | 33.9685 | 52.5596 | 149.7675 | 355.2845 | 636.1599 | 996.1563 | 1465.9347 | 1981.7418 | 2656.051 | 3362.3761 | 4148.2998 | 5130.7983 | 6090.7286 | 6959.5505 | 7864.3389 | 8663.7544 | 9386.4825 | 10062.8125 | 10676.4592 | 11161.9431 | 11643.5917 | 11999.427 | 12195.1208 | 12352.4014 | 12468.9805 | 12500.8303 | 12582.9445 | 12594.921 | 12614.6412 | 12643.2448 | 12678.0771 | 12664.3818 |  | 33.6992 | 49.0056 | 107.6425 | 222.4472 | 378.9705 | 577.1173 | 822.5113 | 1086.6832 | 1443.2997 | 1820.4734 | 2243.2341 | 2715.2727 | 3195.3981 | 3640.6543 | 4145.7287 | 4618.3597 | 5083.9447 | 5585.4388 | 6099.9063 | 6586.0634 | 7127.7474 | 7733.3664 | 8209.982 | 8666.2534 | 9090.8606 | 9436.2424 | 9818.9603 | 10117.2947 | 10399.5007 | 10665.3342 | 10902.6382 | 11065.1884 |  | 33.6992 | 49.2399 | 111.742 | 258.4114 | 473.3084 | 753.4883 | 1115.5734 | 1509.9002 | 2025.127 | 2575.3571 | 3196.3148 | 3906.9538 | 4594.5766 | 5225.1971 | 5903.6486 | 6534.2913 | 7300.996 | 8025.6239 | 8694.1928 | 9242.1918 | 9794.8534 | 10234.5288 | 10531.654 | 10797.8771 | 11025.2008 | 11170.1556 | 11352.7505 | 11453.7237 | 11543.219 | 11625.4302 | 11689.56 | 11693.5748 |  | 33.9685 | 52.5596 | 149.7675 | 355.2845 | 636.1599 | 996.1563 | 1465.9347 | 1981.7418 | 2656.051 | 3362.3761 | 4148.2998 | 5130.7983 | 6090.7286 | 6959.5505 | 7864.3389 | 8663.7544 | 9386.4825 | 10062.8125 | 10676.4592 | 11161.9431 | 11643.5917 | 11999.427 | 12195.1208 | 12352.4014 | 12468.9805 | 12500.8303 | 12582.9445 | 12594.921 | 12614.6412 | 12643.2448 | 12678.0771 | 12664.3818 |  | 33.9685 | 52.5487 | 149.6836 | 355.0671 | 635.8139 | 995.5459 | 1456.7425 | 1959.5952 | 2623.9784 | 3318.3957 | 4097.9158 | 5052.9079 | 5984.9945 | 6828.5412 | 7709.196 | 8486.4821 | 9212.5354 | 9890.0194 | 10507.7079 | 10997.0318 | 11486.7873 | 11851.8822 | 12060.6709 | 12232.0818 | 12364.7093 | 12411.2857 | 12508.2522 | 12533.121 | 12564.5082 | 12603.07 | 12646.4233 | 12639.093
Clifton Junction |  | 8.4952 | 13.6139 | 42.6508 | 110.3458 | 210.1689 | 346.2713 | 533.5521 | 739.0309 | 1007.5913 | 1288.9716 | 1602.0482 | 1992.5203 | 2374.2647 | 2719.9252 | 3080.2339 | 3398.87 | 3688.1999 | 3958.7853 | 4204.2162 | 4398.3972 | 4591.0346 | 4733.5537 | 4812.1913 | 4875.5087 | 4922.5698 | 4935.8296 | 4969.0706 | 4974.2865 | 4982.5074 | 4994.2024 | 5008.2785 | 5002.9594 |  | 8.4279 | 12.689 | 30.5786 | 68.5009 | 123.9413 | 198.6095 | 296.3538 | 401.5777 | 543.6237 | 693.858 | 862.2503 | 1050.2708 | 1241.5124 | 1418.8651 | 1620.0442 | 1808.3007 | 1993.7506 | 2193.5037 | 2398.4243 | 2592.0684 | 2807.8298 | 3049.0575 | 3238.9011 | 3420.6412 | 3589.769 | 3727.3401 | 3879.7827 | 3998.6141 | 4111.0212 | 4216.9069 | 4311.4289 | 4376.1752 |  | 8.4279 | 12.7506 | 31.7864 | 80.2297 | 156.3428 | 261.8997 | 406.013 | 563.0827 | 768.4109 | 987.6269 | 1234.9556 | 1518.0341 | 1791.7808 | 2042.7934 | 2312.9095 | 2564.0197 | 2868.9133 | 3157.2438 | 3423.3548 | 3641.5054 | 3861.5993 | 4036.98 | 4155.532 | 4261.7636 | 4352.4847 | 4410.3832 | 4483.28 | 4523.6575 | 4559.4617 | 4592.3636 | 4618.0542 | 4619.7855 |  | 8.4952 | 13.6139 | 42.6508 | 110.3458 | 210.1689 | 346.2713 | 533.5521 | 739.0309 | 1007.5913 | 1288.9716 | 1602.0482 | 1992.5203 | 2374.2647 | 2719.9252 | 3080.2339 | 3398.87 | 3688.1999 | 3958.7853 | 4204.2162 | 4398.3972 | 4591.0346 | 4733.5537 | 4812.1913 | 4875.5087 | 4922.5698 | 4935.8296 | 4969.0706 | 4974.2865 | 4982.5074 | 4994.2024 | 5008.2785 | 5002.9594 |  | 8.4952 | 13.6113 | 42.6274 | 110.2888 | 210.0735 | 346.1066 | 530.3372 | 730.9473 | 995.6704 | 1272.4956 | 1583.1674 | 1963.0676 | 2333.9205 | 2669.6929 | 3020.4805 | 3330.3513 | 3620.8783 | 3891.8149 | 4138.7372 | 4334.3512 | 4530.0904 | 4676.1457 | 4759.8539 | 4828.6548 | 4881.9643 | 4900.9601 | 4939.9874 | 4950.2248 | 4962.9886 | 4978.555 | 4995.943 | 4993.091
Clover Hill |  | 24.0834 | 37.7527 | 111.5908 | 274.2611 | 504.182 | 807.3619 | 1213.0646 | 1658.3601 | 2240.4279 | 2850.2036 | 3528.6832 | 4375.9156 | 5203.9382 | 5953.5262 | 6734.4973 | 7424.8168 | 8050.2259 | 8635.3079 | 9166.0841 | 9586.0153 | 10002.6191 | 10310.6096 | 10480.2597 | 10616.7293 | 10718.0174 | 10746.1085 | 10817.5488 | 10828.3511 | 10845.7555 | 10870.7614 | 10901.0405 | 10889.3594 |  | 23.8925 | 35.1954 | 80.1248 | 171.106 | 299.0383 | 465.6583 | 677.4943 | 905.5404 | 1213.3891 | 1538.9838 | 1903.9315 | 2311.4182 | 2725.8859 | 3110.2528 | 3546.2576 | 3954.2557 | 4356.1715 | 4789.0856 | 5233.1991 | 5652.8736 | 6120.4817 | 6643.2815 | 7054.7194 | 7448.5951 | 7815.1367 | 8113.2871 | 8443.6679 | 8701.2047 | 8944.8187 | 9174.2991 | 9379.1515 | 9519.4728 |  | 23.8925 | 35.3647 | 83.2213 | 199.4501 | 375.0901 | 610.6659 | 923.1199 | 1263.5252 | 1708.4036 | 2183.4417 | 2719.4737 | 3332.9524 | 3926.3917 | 4470.5934 | 5056.139 | 5600.4521 | 6261.7918 | 6887.0133 | 7463.9562 | 7936.8844 | 8413.9272 | 8793.7376 | 9050.4412 | 9280.4564 | 9476.8748 | 9602.1741 | 9759.9721 | 9847.3018 | 9924.7217 | 9995.8525 | 10051.3652 | 10054.9685 |  | 24.0834 | 37.7527 | 111.5908 | 274.2611 | 504.182 | 807.3619 | 1213.0646 | 1658.3601 | 2240.4279 | 2850.2036 | 3528.6832 | 4375.9156 | 5203.9382 | 5953.5262 | 6734.4973 | 7424.8168 | 8050.2259 | 8635.3079 | 9166.0841 | 9586.0153 | 10002.6191 | 10310.6096 | 10480.2597 | 10616.7293 | 10718.0174 | 10746.1085 | 10817.5488 | 10828.3511 | 10845.7555 | 10870.7614 | 10901.0405 | 10889.3594 |  | 24.0834 | 37.7451 | 111.5288 | 274.1042 | 503.9274 | 806.9166 | 1205.5942 | 1640.0099 | 2213.6301 | 2813.322 | 3486.4255 | 4310.3131 | 5114.5068 | 5842.4626 | 6602.6959 | 7273.9634 | 7902.1105 | 8488.0757 | 9022.2178 | 9445.3634 | 9868.833 | 10184.6586 | 10365.4617 | 10513.9785 | 10628.9705 | 10669.6392 | 10753.7658 | 10775.5791 | 10802.9465 | 10836.4499 | 10873.9992 | 10867.7418
Cog Lane |  | 39.188 | 60.7358 | 173.8877 | 414.4573 | 744.7954 | 1169.9268 | 1726.7651 | 2338.1298 | 3137.3478 | 3974.527 | 4906.0482 | 6070.3669 | 7207.9925 | 8237.6759 | 9310.0572 | 10257.6091 | 11114.5317 | 11916.4049 | 12643.9429 | 13219.5335 | 13790.5749 | 14212.4952 | 14444.5879 | 14631.1474 | 14769.4559 | 14807.328 | 14904.7675 | 14919.0575 | 14942.5089 | 14976.4755 | 15017.8035 | 15001.6001 |  | 38.8773 | 56.628 | 124.9622 | 259.3706 | 443.4179 | 677.3638 | 968.2166 | 1281.3259 | 1704.005 | 2151.0495 | 2652.126 | 3211.6089 | 3780.6767 | 4308.416 | 4907.0545 | 5467.2396 | 6019.0735 | 6613.4685 | 7223.2403 | 7799.4572 | 8441.4873 | 9159.2962 | 9724.2041 | 10264.999 | 10768.264 | 11177.6272 | 11631.2429 | 11984.8433 | 12319.3275 | 12634.4061 | 12915.6703 | 13108.3328 |  | 38.8773 | 56.899 | 129.7306 | 301.4437 | 554.1288 | 884.9236 | 1314.0607 | 1781.4365 | 2392.1307 | 3044.3008 | 3780.2881 | 4622.5759 | 5437.5489 | 6184.9539 | 6989.0614 | 7736.5115 | 8645.1411 | 9503.941 | 10296.3206 | 10945.8087 | 11600.8414 | 12122.0194 | 12474.2297 | 12789.8108 | 13059.283 | 13231.1247 | 13447.5805 | 13567.2925 | 13673.4001 | 13770.874 | 13846.915 | 13851.7017 |  | 39.188 | 60.7358 | 173.8877 | 414.4573 | 744.7954 | 1169.9268 | 1726.7651 | 2338.1298 | 3137.3478 | 3974.527 | 4906.0482 | 6070.3669 | 7207.9925 | 8237.6759 | 9310.0572 | 10257.6091 | 11114.5317 | 11916.4049 | 12643.9429 | 13219.5335 | 13790.5749 | 14212.4952 | 14444.5879 | 14631.1474 | 14769.4559 | 14807.328 | 14904.7675 | 14919.0575 | 14942.5089 | 14976.4755 | 15017.8035 | 15001.6001 |  | 39.188 | 60.7233 | 173.7903 | 414.2059 | 744.3942 | 1169.22 | 1715.9652 | 2312.0379 | 3099.5158 | 3922.6214 | 4846.5838 | 5978.3826 | 7083.0488 | 8082.8131 | 9126.6096 | 10047.9433 | 10908.7798 | 11711.9976 | 12444.301 | 13024.4224 | 13605.0453 | 14037.9081 | 14285.4906 | 14488.767 | 14646.0663 | 14701.3654 | 14816.3809 | 14845.9274 | 14883.1847 | 14928.9341 | 14980.344 | 14971.6703
Coniston |  | 0.40654 | 0.94341 | 5.2732 | 18.6517 | 41.8306 | 77.0057 | 129.3888 | 186.8027 | 261.8192 | 340.4435 | 427.9192 | 536.664 | 643.0726 | 739.481 | 840.1075 | 929.2089 | 1010.6071 | 1086.6659 | 1155.6244 | 1210.1869 | 1264.312 | 1304.4337 | 1326.6719 | 1344.6225 | 1358.0144 | 1361.9428 | 1371.4377 | 1373.0688 | 1375.5085 | 1378.8935 | 1382.9049 | 1381.4719 |  | 0.40331 | 0.87672 | 3.7392 | 11.2842 | 24.0752 | 43.2723 | 70.579 | 99.9753 | 139.6584 | 181.6292 | 228.6727 | 281.1997 | 334.6265 | 384.1733 | 440.3764 | 492.9693 | 544.7782 | 600.5829 | 657.8312 | 711.9293 | 772.2062 | 839.5977 | 892.634 | 943.4064 | 990.6554 | 1029.0884 | 1071.6761 | 1104.8738 | 1136.2768 | 1165.858 | 1192.2644 | 1210.3525 |  | 0.40331 | 0.88152 | 3.9106 | 13.5468 | 31.1058 | 58.2344 | 98.4518 | 142.3333 | 199.7367 | 260.9985 | 330.0909 | 409.1818 | 485.6016 | 555.6588 | 631.0731 | 701.1922 | 786.1757 | 866.6089 | 940.8774 | 1001.7726 | 1063.2442 | 1112.3381 | 1145.5368 | 1175.2891 | 1200.7018 | 1216.9396 | 1237.3696 | 1248.7117 | 1258.7755 | 1268.0281 | 1275.2626 | 1275.7978 |  | 0.40654 | 0.94341 | 5.2732 | 18.6517 | 41.8306 | 77.0057 | 129.3888 | 186.8027 | 261.8192 | 340.4435 | 427.9192 | 536.664 | 643.0726 | 739.481 | 840.1075 | 929.2089 | 1010.6071 | 1086.6659 | 1155.6244 | 1210.1869 | 1264.312 | 1304.4337 | 1326.6719 | 1344.6225 | 1358.0144 | 1361.9428 | 1371.4377 | 1373.0688 | 1375.5085 | 1378.8935 | 1382.9049 | 1381.4719 |  | 0.40654 | 0.94337 | 5.2706 | 18.6473 | 41.8205 | 76.9903 | 128.6651 | 184.8326 | 258.8225 | 336.2477 | 423.1086 | 529.05 | 632.4936 | 726.2097 | 824.2121 | 910.8839 | 992.5669 | 1068.6814 | 1138.0103 | 1192.9354 | 1247.8773 | 1288.9275 | 1312.5256 | 1331.9515 | 1347.0327 | 1352.5128 | 1363.5737 | 1366.5632 | 1370.2313 | 1374.6608 | 1379.5652 | 1378.7949
Copse Rd |  | 37.4394 | 58.1321 | 167.3063 | 400.8353 | 723.1374 | 1139.7409 | 1687.5509 | 2288.9699 | 3075.1729 | 3898.7341 | 4815.0998 | 5960.2744 | 7079.248 | 8092.082 | 9146.9898 | 10079.1662 | 10922.4618 | 11711.5459 | 12427.4636 | 12993.863 | 13555.7836 | 13971.0094 | 14199.4764 | 14383.147 | 14519.3424 | 14556.7246 | 14652.6957 | 14666.8514 | 14690.0019 | 14723.4821 | 14764.1819 | 14748.2723 |  | 37.1426 | 54.1994 | 120.2155 | 250.7141 | 430.2424 | 659.4413 | 945.5599 | 1253.5728 | 1669.372 | 2109.1399 | 2602.0603 | 3152.4366 | 3712.2417 | 4231.391 | 4820.2855 | 5371.3524 | 5914.2041 | 6498.9242 | 7098.7707 | 7665.6086 | 8297.1884 | 9003.3135 | 9559.0264 | 10091.0188 | 10586.0921 | 10988.7921 | 11435.0244 | 11782.8693 | 12111.909 | 12421.8592 | 12698.5452 | 12888.0717 |  | 37.1426 | 54.459 | 124.8125 | 291.5297 | 538.0098 | 862.0871 | 1284.2146 | 1743.9837 | 2344.7608 | 2986.3267 | 3710.3324 | 4538.9147 | 5340.5906 | 6075.7917 | 6866.7839 | 7602.049 | 8495.7792 | 9340.5343 | 10119.9743 | 10758.8628 | 11403.2247 | 11915.9749 | 12262.4969 | 12572.9834 | 12838.1079 | 13007.1879 | 13220.1572 | 13337.9556 | 13442.3707 | 13538.2923 | 13613.128 | 13617.8659 |  | 37.4394 | 58.1321 | 167.3063 | 400.8353 | 723.1374 | 1139.7409 | 1687.5509 | 2288.9699 | 3075.1729 | 3898.7341 | 4815.0998 | 5960.2744 | 7079.248 | 8092.082 | 9146.9898 | 10079.1662 | 10922.4618 | 11711.5459 | 12427.4636 | 12993.863 | 13555.7836 | 13971.0094 | 14199.4764 | 14383.147 | 14519.3424 | 14556.7246 | 14652.6957 | 14666.8514 | 14690.0019 | 14723.4821 | 14764.1819 | 14748.2723 |  | 37.4394 | 58.1202 | 167.2128 | 400.5945 | 722.7521 | 1139.0628 | 1677.0253 | 2263.4654 | 3038.1452 | 3847.9033 | 4756.8654 | 5870.1341 | 6956.7288 | 7940.1702 | 8966.9788 | 9873.3744 | 10720.4923 | 11510.8752 | 12231.4546 | 12802.2896 | 13373.6078 | 13799.5643 | 14043.237 | 14243.3205 | 14398.1658 | 14452.6627 | 14565.8951 | 14595.0338 | 14631.7425 | 14676.7928 | 14727.3923 | 14718.8747
Cox Green |  | 49.9283 | 75.0855 | 196.1203 | 422.8672 | 698.9867 | 1015.1704 | 1383.0604 | 1787.697 | 2316.9518 | 2871.017 | 3487.5849 | 4262.5796 | 5018.6561 | 5702.288 | 6412.6536 | 7038.9506 | 7599.3422 | 8124.5426 | 8601.4191 | 8978.6543 | 9352.9536 | 9628.5506 | 9778.9225 | 9899.2425 | 9987.8288 | 10010.1699 | 10072.1382 | 10079.477 | 10093.2592 | 10114.3098 | 10140.7091 | 10129.3346 |  | 49.5326 | 70.0283 | 141.3083 | 267.4781 | 422.2199 | 597.3811 | 789.9403 | 997.2345 | 1277.0693 | 1573.0352 | 1904.7731 | 2275.179 | 2651.9305 | 3001.3205 | 3397.6494 | 3768.5201 | 4133.8619 | 4527.3814 | 4931.081 | 5312.5656 | 5737.6219 | 6212.8475 | 6586.845 | 6944.8784 | 7278.0652 | 7549.0842 | 7849.4007 | 8083.502 | 8304.9473 | 8513.5453 | 8699.7563 | 8827.3086 |  | 49.5326 | 70.359 | 146.49 | 307.6999 | 520.1659 | 767.9556 | 1052.5944 | 1362.0062 | 1765.8153 | 2197.3439 | 2684.6457 | 3242.1889 | 3782.4299 | 4278.0766 | 4811.0171 | 5306.2709 | 5910.1971 | 6480.1967 | 7005.7001 | 7436.2947 | 7870.15 | 8214.0006 | 8446.2178 | 8654.2398 | 8831.8134 | 8944.8157 | 9087.328 | 9165.8291 | 9235.3308 | 9299.1213 | 9348.7654 | 9351.305 |  | 49.9283 | 75.0855 | 196.1203 | 422.8672 | 698.9867 | 1015.1704 | 1383.0604 | 1787.697 | 2316.9518 | 2871.017 | 3487.5849 | 4262.5796 | 5018.6561 | 5702.288 | 6412.6536 | 7038.9506 | 7599.3422 | 8124.5426 | 8601.4191 | 8978.6543 | 9352.9536 | 9628.5506 | 9778.9225 | 9899.2425 | 9987.8288 | 10010.1699 | 10072.1382 | 10079.477 | 10093.2592 | 10114.3098 | 10140.7091 | 10129.3346 |  | 49.9283 | 75.0689 | 196.0082 | 422.5598 | 698.5189 | 1014.3287 | 1373.7831 | 1766.909 | 2287.8367 | 2831.6891 | 3442.5577 | 4194.1918 | 4927.4993 | 5590.4684 | 6281.4728 | 6890.1782 | 7453.7669 | 7980.3745 | 8460.9704 | 8841.6653 | 9222.9141 | 9506.4799 | 9667.7988 | 9799.8764 | 9901.7212 | 9936.2187 | 10010.44 | 10028.4213 | 10051.8401 | 10081.1445 | 10114.6102 | 10108.5451
Craggs Row & Bushell St |  | 23.558 | 36.5517 | 104.9784 | 250.9942 | 452.1129 | 711.6302 | 1052.3565 | 1426.4346 | 1915.4502 | 2427.6988 | 2997.6717 | 3710.0112 | 4406.0397 | 5036.0389 | 5692.1904 | 6271.9876 | 6796.4346 | 7287.1766 | 7732.4195 | 8084.6736 | 8434.1428 | 8692.3689 | 8834.437 | 8948.6432 | 9033.3223 | 9056.5429 | 9116.2078 | 9124.9886 | 9139.3683 | 9160.1767 | 9185.4809 | 9175.5779 |  | 23.3712 | 34.0792 | 75.4349 | 157.0243 | 269.0614 | 411.851 | 589.8152 | 781.3976 | 1040.0225 | 1313.5558 | 1620.1497 | 1962.4808 | 2310.6766 | 2633.5847 | 2999.874 | 3342.6347 | 3680.2856 | 4043.9784 | 4417.0797 | 4769.6499 | 5162.4892 | 5601.6952 | 5947.3457 | 6278.2422 | 6586.1751 | 6836.6524 | 7114.2065 | 7330.5642 | 7535.2252 | 7728.0125 | 7900.1097 | 8017.9942 |  | 23.3712 | 34.2424 | 78.3171 | 182.5511 | 336.3706 | 538.27 | 800.8371 | 1086.8109 | 1460.4854 | 1859.5332 | 2309.8614 | 2825.2342 | 3323.8801 | 3781.1806 | 4273.1801 | 4730.5157 | 5286.4379 | 5811.8872 | 6296.705 | 6694.0971 | 7094.8889 | 7413.8033 | 7629.3273 | 7822.438 | 7987.3346 | 8092.4929 | 8224.9497 | 8298.2111 | 8363.1483 | 8422.8027 | 8469.3422 | 8472.2821 |  | 23.558 | 36.5517 | 104.9784 | 250.9942 | 452.1129 | 711.6302 | 1052.3565 | 1426.4346 | 1915.4502 | 2427.6988 | 2997.6717 | 3710.0112 | 4406.0397 | 5036.0389 | 5692.1904 | 6271.9876 | 6796.4346 | 7287.1766 | 7732.4195 | 8084.6736 | 8434.1428 | 8692.3689 | 8834.437 | 8948.6432 | 9033.3223 | 9056.5429 | 9116.2078 | 9124.9886 | 9139.3683 | 9160.1767 | 9185.4809 | 9175.5779 |  | 23.558 | 36.5442 | 104.9197 | 250.8429 | 451.871 | 711.2043 | 1045.7856 | 1410.5313 | 1892.3732 | 2396.0262 | 2961.3863 | 3653.8598 | 4329.7381 | 4941.4456 | 5580.1146 | 6143.8737 | 6670.705 | 7162.2607 | 7610.4095 | 7965.4277 | 8320.749 | 8585.6577 | 8737.1916 | 8861.6142 | 8957.9012 | 8991.7741 | 9062.1823 | 9080.2886 | 9103.1071 | 9131.1171 | 9162.5833 | 9157.2817
Crown Lane |  | 76.0926 | 114.7665 | 302.5858 | 659.7354 | 1101.5672 | 1616.1755 | 2226.4411 | 2897.4605 | 3775.0577 | 4693.8866 | 5716.3481 | 7000.3177 | 8253.2645 | 9386.3546 | 10564.2044 | 11603.0461 | 12534.25 | 13406.7479 | 14198.8644 | 14825.4841 | 15447.2143 | 15905.2652 | 16155.5366 | 16355.9484 | 16503.6789 | 16541.4892 | 16644.958 | 16657.7203 | 16681.0618 | 16716.3703 | 16760.4156 | 16741.7346 |  | 75.4895 | 107.0334 | 217.9582 | 416.7898 | 664.1997 | 948.9947 | 1268.3051 | 1612.0496 | 2076.0843 | 2566.8684 | 3116.971 | 3731.1947 | 4355.9412 | 4935.3153 | 5592.5257 | 6207.5202 | 6813.3465 | 7465.8982 | 8135.3311 | 8767.9261 | 9472.7735 | 10260.8141 | 10880.9935 | 11474.7007 | 12027.206 | 12476.622 | 12974.6203 | 13362.8176 | 13730.0282 | 14075.9347 | 14384.7183 | 14596.2312 |  | 75.4895 | 107.5396 | 225.9851 | 480.0321 | 819.7314 | 1222.5848 | 1694.438 | 2207.5227 | 2877.2771 | 3592.9245 | 4400.9788 | 5325.5483 | 6221.2081 | 7042.8808 | 7926.4644 | 8747.6037 | 9748.3998 | 10693.199 | 11564.3587 | 12278.2222 | 12997.6074 | 13568.1299 | 13953.4722 | 14298.6776 | 14593.3701 | 14780.9695 | 15017.5111 | 15147.8959 | 15263.3555 | 15369.343 | 15451.8604 | 15456.2476 |  | 76.0926 | 114.7665 | 302.5858 | 659.7354 | 1101.5672 | 1616.1755 | 2226.4411 | 2897.4605 | 3775.0577 | 4693.8866 | 5716.3481 | 7000.3177 | 8253.2645 | 9386.3546 | 10564.2044 | 11603.0461 | 12534.25 | 13406.7479 | 14198.8644 | 14825.4841 | 15447.2143 | 15905.2652 | 16155.5366 | 16355.9484 | 16503.6789 | 16541.4892 | 16644.958 | 16657.7203 | 16681.0618 | 16716.3703 | 16760.4156 | 16741.7346 |  | 76.0926 | 114.7413 | 302.4133 | 659.2651 | 1100.848 | 1614.8842 | 2211.6512 | 2863.9706 | 3727.9144 | 4630.0581 | 5643.2629 | 6889.0065 | 8104.4616 | 9203.5265 | 10349.3928 | 11359.1285 | 12295.4649 | 13170.1517 | 13968.2782 | 14600.5064 | 15233.5912 | 15704.6541 | 15972.8848 | 16192.6008 | 16362.1256 | 16419.9213 | 16543.5362 | 16573.795 | 16612.9776 | 16661.8464 | 16717.5002 | 16707.5328
Culcheth |  | 27.9087 | 41.9337 | 109.2147 | 234.6695 | 386.67 | 559.7588 | 759.8708 | 979.9934 | 1267.9173 | 1569.3283 | 1904.7427 | 2326.4769 | 2737.8806 | 3109.8431 | 3496.3013 | 3836.9809 | 4141.6234 | 4427.1606 | 4686.4368 | 4891.537 | 5095.0424 | 5244.8534 | 5326.5549 | 5391.9107 | 5440.0096 | 5452.0783 | 5485.7105 | 5489.6368 | 5497.0801 | 5508.487 | 5522.8186 | 5516.6106 |  | 27.6875 | 39.1097 | 78.698 | 148.4941 | 233.6998 | 329.621 | 434.3751 | 547.1451 | 699.378 | 860.3864 | 1040.855 | 1242.3594 | 1447.316 | 1637.3875 | 1852.9943 | 2054.7516 | 2253.5011 | 2467.5795 | 2687.1961 | 2894.7274 | 3125.9622 | 3384.4896 | 3587.9479 | 3782.7216 | 3963.9784 | 4111.4155 | 4274.7906 | 4402.1439 | 4522.6124 | 4636.0917 | 4737.3923 | 4806.782 |  | 27.6875 | 39.2944 | 81.58 | 170.7604 | 287.7514 | 423.4482 | 578.311 | 746.6336 | 966.294 | 1201.0423 | 1466.1405 | 1769.4466 | 2063.3644 | 2333.0268 | 2622.9697 | 2892.4053 | 3221.0208 | 3531.1507 | 3817.058 | 4051.3244 | 4287.3519 | 4474.3727 | 4600.6711 | 4713.8088 | 4810.3847 | 4871.8352 | 4949.3386 | 4992.0204 | 5029.8068 | 5064.4863 | 5091.4714 | 5092.8334 |  | 27.9087 | 41.9337 | 109.2147 | 234.6695 | 386.67 | 559.7588 | 759.8708 | 979.9934 | 1267.9173 | 1569.3283 | 1904.7427 | 2326.4769 | 2737.8806 | 3109.8431 | 3496.3013 | 3836.9809 | 4141.6234 | 4427.1606 | 4686.4368 | 4891.537 | 5095.0424 | 5244.8534 | 5326.5549 | 5391.9107 | 5440.0096 | 5452.0783 | 5485.7105 | 5489.6368 | 5497.0801 | 5508.487 | 5522.8186 | 5516.6106 |  | 27.9087 | 41.9244 | 109.1523 | 234.4979 | 386.4092 | 559.2893 | 754.7575 | 968.575 | 1251.9516 | 1547.7789 | 1880.0712 | 2289.0399 | 2688.0275 | 3048.7227 | 3424.6346 | 3755.7368 | 4062.1375 | 4348.4563 | 4609.7735 | 4816.7702 | 5024.075 | 5178.2438 | 5265.922 | 5337.6956 | 5393.0287 | 5411.7298 | 5452.0469 | 5461.7797 | 5474.4809 | 5490.3921 | 5508.5801 | 5505.2705
Cutacre |  | 0.071847 | 0.11055 | 0.30989 | 0.72297 | 1.2778 | 1.9782 | 2.8793 | 3.8688 | 5.1626 | 6.5177 | 8.0255 | 9.9116 | 11.7541 | 13.4215 | 15.1576 | 16.691 | 18.0757 | 19.3717 | 20.5477 | 21.478 | 22.4011 | 23.0827 | 23.4573 | 23.7581 | 23.981 | 24.0413 | 24.1981 | 24.2205 | 24.2579 | 24.3123 | 24.3789 | 24.3525 |  | 0.071277 | 0.10308 | 0.22282 | 0.45344 | 0.76289 | 1.1487 | 1.6195 | 2.1263 | 2.8105 | 3.5342 | 4.3453 | 5.2509 | 6.172 | 7.0263 | 7.9953 | 8.9021 | 9.7953 | 10.7575 | 11.7445 | 12.6773 | 13.7165 | 14.8784 | 15.7929 | 16.6682 | 17.4829 | 18.1455 | 18.8798 | 19.4522 | 19.9936 | 20.5036 | 20.9589 | 21.2708 |  | 0.071277 | 0.10357 | 0.23125 | 0.52588 | 0.95075 | 1.4963 | 2.1911 | 2.9477 | 3.936 | 4.9916 | 6.183 | 7.5464 | 8.8658 | 10.0759 | 11.3777 | 12.5878 | 14.0594 | 15.4501 | 16.733 | 17.7846 | 18.8449 | 19.6881 | 20.2579 | 20.7684 | 21.2043 | 21.4822 | 21.8323 | 22.0258 | 22.1973 | 22.3549 | 22.4777 | 22.4852 |  | 0.071847 | 0.11055 | 0.30989 | 0.72297 | 1.2778 | 1.9782 | 2.8793 | 3.8688 | 5.1626 | 6.5177 | 8.0255 | 9.9116 | 11.7541 | 13.4215 | 15.1576 | 16.691 | 18.0757 | 19.3717 | 20.5477 | 21.478 | 22.4011 | 23.0827 | 23.4573 | 23.7581 | 23.981 | 24.0413 | 24.1981 | 24.2205 | 24.2579 | 24.3123 | 24.3789 | 24.3525 |  | 0.071847 | 0.11052 | 0.30971 | 0.72251 | 1.2771 | 1.9769 | 2.861 | 3.8254 | 5.0999 | 6.4319 | 7.9272 | 9.7601 | 11.5489 | 13.1676 | 14.8572 | 16.3481 | 17.7393 | 19.0377 | 20.2216 | 21.1595 | 22.0982 | 22.7978 | 23.1977 | 23.5259 | 23.7797 | 23.8684 | 24.0539 | 24.1012 | 24.1611 | 24.2348 | 24.3178 | 24.3037
Deansgate |  | 14.4703 | 21.1302 | 49.8513 | 93.645 | 133.8818 | 163.5456 | 176.2835 | 190.6765 | 209.6535 | 229.3466 | 251.2956 | 281.1805 | 309.7304 | 335.1732 | 360.7593 | 382.5882 | 398.9396 | 414.6974 | 429.1994 | 440.6473 | 452.0305 | 459.8999 | 463.5341 | 466.1441 | 467.7319 | 467.0848 | 467.9542 | 467.0939 | 466.6639 | 466.6557 | 467.09 | 466.3414 |  | 14.3556 | 19.713 | 36.0333 | 60.21 | 83.1374 | 100.1208 | 106.9998 | 114.4052 | 124.402 | 134.9751 | 146.8261 | 160.0584 | 173.5175 | 185.9991 | 200.1576 | 213.4065 | 226.458 | 240.5161 | 254.9378 | 268.566 | 283.7507 | 300.7277 | 314.0883 | 326.8787 | 338.7815 | 348.4634 | 359.1919 | 367.5549 | 375.4658 | 382.9178 | 389.57 | 394.1266 |  | 14.3556 | 19.8049 | 37.2895 | 68.1887 | 99.6753 | 123.7546 | 134.2026 | 145.2483 | 159.4089 | 174.6974 | 192.1275 | 211.9956 | 231.659 | 249.8029 | 269.1489 | 287.0552 | 309.8822 | 331.0017 | 350.2552 | 365.9556 | 381.5555 | 393.2068 | 400.9927 | 407.9435 | 413.8478 | 417.4797 | 422.1517 | 424.5571 | 426.6449 | 428.5312 | 429.935 | 429.6928 |  | 14.4703 | 21.1302 | 49.8513 | 93.645 | 133.8818 | 163.5456 | 176.2835 | 190.6765 | 209.6535 | 229.3466 | 251.2956 | 281.1805 | 309.7304 | 335.1732 | 360.7593 | 382.5882 | 398.9396 | 414.6974 | 429.1994 | 440.6473 | 452.0305 | 459.8999 | 463.5341 | 466.1441 | 467.7319 | 467.0848 | 467.9542 | 467.0939 | 466.6639 | 466.6557 | 467.09 | 466.3414 |  | 14.4703 | 21.1252 | 49.8221 | 93.5594 | 133.7581 | 163.3178 | 174.8268 | 188.0751 | 206.4613 | 225.316 | 246.6938 | 274.7757 | 302.0106 | 326.2631 | 350.9266 | 372.0034 | 388.7895 | 404.8709 | 419.8044 | 431.6193 | 443.5713 | 452.1086 | 456.4998 | 459.8949 | 462.3191 | 462.4336 | 464.067 | 463.8736 | 464.0504 | 464.5767 | 465.4707 | 465.0833
Denton East |  | 26.5366 | 42.0471 | 127.9267 | 322.7536 | 604.3839 | 982.5085 | 1496.2876 | 2060.0877 | 2797.0116 | 3569.069 | 4428.104 | 5500.0844 | 6547.9492 | 7496.6709 | 8485.3794 | 9359.5505 | 10152.5133 | 10894.2119 | 11567.0082 | 12099.308 | 12627.3824 | 13017.9398 | 13233.2725 | 13406.5806 | 13535.311 | 13571.3273 | 13662.1957 | 13676.2221 | 13698.5451 | 13730.4416 | 13768.9361 | 13754.2536 |  | 26.3263 | 39.1948 | 91.7852 | 200.8432 | 357.3919 | 565.0028 | 833.2047 | 1121.9298 | 1511.6916 | 1923.9213 | 2385.975 | 2901.8867 | 3426.6369 | 3913.277 | 4465.295 | 4981.8541 | 5490.7124 | 6038.8173 | 6601.1015 | 7132.444 | 7724.4743 | 8386.3819 | 8907.296 | 9405.975 | 9870.0469 | 10247.5298 | 10665.819 | 10991.8819 | 11300.3171 | 11590.8582 | 11850.2182 | 12027.8765 |  | 26.3263 | 39.3842 | 95.3718 | 234.6899 | 449.615 | 743.1264 | 1138.6317 | 1569.6153 | 2132.9506 | 2734.4276 | 3413.0814 | 4189.8113 | 4941.0408 | 5629.9086 | 6371.1616 | 7060.2402 | 7897.1601 | 8688.5061 | 9418.8135 | 10017.4804 | 10621.4243 | 11102.4927 | 11427.6594 | 11719.0275 | 11967.8463 | 12126.6117 | 12326.5276 | 12437.2186 | 12535.3617 | 12625.5416 | 12695.9404 | 12700.6063 |  | 26.5366 | 42.0471 | 127.9267 | 322.7536 | 604.3839 | 982.5085 | 1496.2876 | 2060.0877 | 2797.0116 | 3569.069 | 4428.104 | 5500.0844 | 6547.9492 | 7496.6709 | 8485.3794 | 9359.5505 | 10152.5133 | 10894.2119 | 11567.0082 | 12099.308 | 12627.3824 | 13017.9398 | 13233.2725 | 13406.5806 | 13535.311 | 13571.3273 | 13662.1957 | 13676.2221 | 13698.5451 | 13730.4416 | 13768.9361 | 13754.2536 |  | 26.5366 | 42.0389 | 127.856 | 322.5782 | 604.095 | 982.0063 | 1487.1802 | 2037.4342 | 2763.7543 | 3523.1924 | 4375.5355 | 5418.2613 | 6436.113 | 7357.5877 | 8320.1124 | 9170.2006 | 9966.5301 | 10709.2617 | 11386.2263 | 11922.5198 | 12459.1871 | 12859.5448 | 13088.884 | 13277.331 | 13423.2988 | 13475.1373 | 13581.9659 | 13609.8438 | 13644.6989 | 13687.2792 | 13734.9137 | 13727.0446
Denton West |  | 8.6851 | 15.3264 | 59.1958 | 177.3131 | 368.1361 | 645.543 | 1046.467 | 1486.0635 | 2060.5018 | 2662.4913 | 3332.2665 | 4165.9001 | 4981.3567 | 5720.0128 | 6490.6104 | 7172.6282 | 7794.2908 | 8375.3603 | 8902.2684 | 9319.1675 | 9732.7345 | 10039.0818 | 10208.5988 | 10345.3068 | 10447.1567 | 10476.6022 | 10548.7149 | 10560.7119 | 10578.9875 | 10604.5731 | 10635.0647 | 10623.9421 |  | 8.6162 | 14.2727 | 42.2406 | 108.6528 | 214.2364 | 365.9417 | 575.0314 | 800.1209 | 1103.9785 | 1425.3521 | 1785.5684 | 2187.7722 | 2596.8665 | 2976.2502 | 3406.6024 | 3809.311 | 4206.0161 | 4633.3177 | 5071.6734 | 5485.907 | 5947.4528 | 6463.4747 | 6869.5785 | 7258.3478 | 7620.1373 | 7914.4224 | 8240.5199 | 8494.7179 | 8735.1735 | 8961.6788 | 9163.8753 | 9302.3775 |  | 8.6162 | 14.3445 | 44.0234 | 128.8504 | 273.7973 | 488.2117 | 796.2826 | 1132.2838 | 1571.7099 | 2040.7408 | 2569.7975 | 3175.3816 | 3760.6946 | 4297.3208 | 4874.9097 | 5411.9117 | 6063.1881 | 6679.404 | 7248.2959 | 7714.7149 | 8185.453 | 8561.0914 | 8815.073 | 9042.6778 | 9237.0722 | 9361.2285 | 9517.4791 | 9604.1511 | 9681.0371 | 9751.7125 | 9806.9451 | 9810.8975 |  | 8.6851 | 15.3264 | 59.1958 | 177.3131 | 368.1361 | 645.543 | 1046.467 | 1486.0635 | 2060.5018 | 2662.4913 | 3332.2665 | 4165.9001 | 4981.3567 | 5720.0128 | 6490.6104 | 7172.6282 | 7794.2908 | 8375.3603 | 8902.2684 | 9319.1675 | 9732.7345 | 10039.0818 | 10208.5988 | 10345.3068 | 10447.1567 | 10476.6022 | 10548.7149 | 10560.7119 | 10578.9875 | 10604.5731 | 10635.0647 | 10623.9421 |  | 8.6851 | 15.3242 | 59.1645 | 177.2469 | 368.012 | 645.3384 | 1040.4316 | 1470.1614 | 2036.6106 | 2629.2101 | 3294.1161 | 4105.8591 | 4898.3922 | 5616.2343 | 6366.6376 | 7029.9974 | 7653.9815 | 8235.5975 | 8765.4728 | 9185.2551 | 9605.2178 | 9918.8428 | 10098.9331 | 10247.0979 | 10362.0429 | 10403.5137 | 10487.7603 | 10510.2845 | 10538.0818 | 10571.7698 | 10609.1909 | 10603.2177
Dickinson St |  | 6.6275 | 10.28 | 29.4993 | 70.4704 | 126.856 | 199.5622 | 294.9586 | 399.6937 | 536.6096 | 680.0299 | 839.6121 | 1039.0601 | 1233.9397 | 1410.3309 | 1594.0423 | 1756.3739 | 1903.2006 | 2040.5922 | 2165.246 | 2263.8659 | 2361.7061 | 2433.9999 | 2473.7722 | 2505.7436 | 2529.4484 | 2535.9461 | 2552.6479 | 2555.1035 | 2559.1273 | 2564.9514 | 2572.0348 | 2569.2613 |  | 6.575 | 9.5846 | 21.1979 | 44.0907 | 75.5027 | 115.508 | 165.3349 | 218.9746 | 291.385 | 367.9695 | 453.8104 | 549.6571 | 647.1457 | 737.5543 | 840.1088 | 936.0758 | 1030.6121 | 1132.4397 | 1236.9015 | 1335.6149 | 1445.603 | 1568.5729 | 1665.3489 | 1757.9941 | 1844.2099 | 1914.3391 | 1992.0494 | 2052.6257 | 2109.9272 | 2163.9042 | 2212.0884 | 2245.094 |  | 6.575 | 9.6305 | 22.0076 | 51.2541 | 94.3807 | 150.947 | 224.4619 | 304.5295 | 409.1511 | 520.8771 | 646.9611 | 791.2563 | 930.8692 | 1058.9064 | 1196.6584 | 1324.7048 | 1480.3563 | 1627.4748 | 1763.2164 | 1874.48 | 1986.6949 | 2075.9837 | 2136.3253 | 2190.3917 | 2236.5588 | 2266.0002 | 2303.0847 | 2323.5957 | 2341.7759 | 2358.4771 | 2371.5064 | 2372.3287 |  | 6.6275 | 10.28 | 29.4993 | 70.4704 | 126.856 | 199.5622 | 294.9586 | 399.6937 | 536.6096 | 680.0299 | 839.6121 | 1039.0601 | 1233.9397 | 1410.3309 | 1594.0423 | 1756.3739 | 1903.2006 | 2040.5922 | 2165.246 | 2263.8659 | 2361.7061 | 2433.9999 | 2473.7722 | 2505.7436 | 2529.4484 | 2535.9461 | 2552.6479 | 2555.1035 | 2559.1273 | 2564.9514 | 2572.0348 | 2569.2613 |  | 6.6275 | 10.2779 | 29.4828 | 70.4278 | 126.788 | 199.4425 | 293.116 | 395.2364 | 530.1431 | 671.1556 | 829.4454 | 1023.3288 | 1212.5654 | 1383.8341 | 1562.6501 | 1720.4911 | 1867.9862 | 2005.6062 | 2131.0744 | 2230.4688 | 2329.9483 | 2404.1141 | 2446.5375 | 2481.3703 | 2508.3259 | 2517.807 | 2537.5175 | 2542.5848 | 2548.972 | 2556.813 | 2565.6222 | 2564.1374
Didsbury |  | 35.6442 | 55.1732 | 157.3845 | 373.7571 | 669.7898 | 1049.572 | 1545.5953 | 2090.2121 | 2802.1814 | 3547.9577 | 4377.7778 | 5415.1121 | 6428.6292 | 7345.9584 | 8301.2771 | 9145.3507 | 9908.5084 | 10622.665 | 11270.629 | 11783.2634 | 12291.8476 | 12667.5914 | 12874.2453 | 13040.3398 | 13163.4575 | 13197.1113 | 13283.8353 | 13296.5002 | 13317.3379 | 13347.5523 | 13384.3389 | 13369.8847 |  | 35.3617 | 51.4422 | 113.1137 | 233.9872 | 398.9489 | 607.9754 | 867.075 | 1146.0014 | 1522.5355 | 1920.7749 | 2367.1475 | 2865.5502 | 3372.4914 | 3842.6159 | 4375.8995 | 4874.9277 | 5366.5164 | 5896.0197 | 6439.2211 | 6952.5309 | 7524.4689 | 8163.9127 | 8667.148 | 9148.9029 | 9597.2251 | 9961.897 | 10365.9904 | 10680.9873 | 10978.9549 | 11259.6356 | 11510.1934 | 11681.8224 |  | 35.3617 | 51.6883 | 117.4235 | 271.8459 | 498.3282 | 793.8908 | 1176.1941 | 1592.5448 | 2136.5525 | 2717.5161 | 3373.155 | 4123.4851 | 4849.5064 | 5515.3405 | 6231.6793 | 6897.5406 | 7707.0452 | 8472.1315 | 9178.0327 | 9756.6328 | 10340.1597 | 10804.4027 | 11118.1318 | 11399.2322 | 11639.26 | 11792.3178 | 11985.1183 | 12091.7379 | 12186.2386 | 12273.0483 | 12340.7663 | 12345.0112 |  | 35.6442 | 55.1732 | 157.3845 | 373.7571 | 669.7898 | 1049.572 | 1545.5953 | 2090.2121 | 2802.1814 | 3547.9577 | 4377.7778 | 5415.1121 | 6428.6292 | 7345.9584 | 8301.2771 | 9145.3507 | 9908.5084 | 10622.665 | 11270.629 | 11783.2634 | 12291.8476 | 12667.5914 | 12874.2453 | 13040.3398 | 13163.4575 | 13197.1113 | 13283.8353 | 13296.5002 | 13317.3379 | 13347.5523 | 13384.3389 | 13369.8847 |  | 35.6442 | 55.1618 | 157.2964 | 373.5288 | 669.4262 | 1048.9309 | 1535.9093 | 2066.8611 | 2768.3551 | 3501.5667 | 4324.632 | 5332.9405 | 6317.0675 | 7207.7178 | 8137.559 | 8958.2695 | 9724.9324 | 10440.3027 | 11092.5292 | 11609.2137 | 12126.352 | 12511.8658 | 12732.3396 | 12913.3472 | 13053.4034 | 13102.6007 | 13205.0006 | 13231.273 | 13264.4247 | 13305.1494 | 13350.9292 | 13343.1925
Dodgson Rd |  | 15.6805 | 24.6321 | 73.2268 | 180.931 | 333.8808 | 536.3411 | 808.1599 | 1106.492 | 1496.4512 | 1904.9796 | 2359.536 | 2927.0685 | 3481.7548 | 3983.9116 | 4507.1229 | 4969.6284 | 5388.7584 | 5780.8471 | 6136.5363 | 6417.9457 | 6697.1245 | 6903.5364 | 7017.2572 | 7108.7468 | 7176.6621 | 7195.5338 | 7243.444 | 7250.7213 | 7262.4146 | 7279.1948 | 7299.4988 | 7291.6852 |  | 15.5562 | 22.9631 | 52.5706 | 112.8199 | 197.9061 | 309.1506 | 451.0721 | 603.8537 | 810.0998 | 1028.235 | 1272.7351 | 1545.7346 | 1823.411 | 2080.9212 | 2373.0267 | 2646.3688 | 2915.6359 | 3205.6707 | 3503.2087 | 3784.3735 | 4097.6519 | 4447.9065 | 4723.5531 | 4987.4337 | 5233.0017 | 5432.7503 | 5654.092 | 5826.6312 | 5989.8426 | 6143.5851 | 6280.8278 | 6374.8374 |  | 15.5562 | 23.0736 | 54.6068 | 131.575 | 248.3908 | 405.6716 | 614.993 | 843.051 | 1141.1109 | 1459.3716 | 1818.4905 | 2229.498 | 2627.0651 | 2991.6424 | 3383.923 | 3748.583 | 4191.6088 | 4610.4546 | 4996.9657 | 5313.7969 | 5633.3925 | 5887.8727 | 6059.8719 | 6213.9899 | 6345.598 | 6429.5579 | 6535.2911 | 6593.8128 | 6645.6951 | 6693.3639 | 6730.5684 | 6732.9944 |  | 15.6805 | 24.6321 | 73.2268 | 180.931 | 333.8808 | 536.3411 | 808.1599 | 1106.492 | 1496.4512 | 1904.9796 | 2359.536 | 2927.0685 | 3481.7548 | 3983.9116 | 4507.1229 | 4969.6284 | 5388.7584 | 5780.8471 | 6136.5363 | 6417.9457 | 6697.1245 | 6903.5364 | 7017.2572 | 7108.7468 | 7176.6621 | 7195.5338 | 7243.444 | 7250.7213 | 7262.4146 | 7279.1948 | 7299.4988 | 7291.6852 |  | 15.6805 | 24.6272 | 73.1862 | 180.8285 | 333.7141 | 536.0498 | 803.1953 | 1094.2646 | 1478.5748 | 1880.3645 | 2331.3323 | 2883.2594 | 3421.9992 | 3909.6796 | 4419.0057 | 4868.7515 | 5289.7044 | 5682.375 | 6040.3085 | 6323.8627 | 6607.6298 | 6819.2771 | 6940.457 | 7040.0046 | 7117.088 | 7144.3745 | 7200.7723 | 7215.4162 | 7233.7749 | 7256.2395 | 7281.4068 | 7277.2207
Douglas St |  | 16.3186 | 24.9695 | 68.844 | 157.8351 | 275.0905 | 420.4993 | 604.4691 | 806.5548 | 1070.7753 | 1347.4996 | 1655.4173 | 2040.8956 | 2417.3752 | 2758.034 | 3112.5924 | 3425.6854 | 3707.9904 | 3972.2734 | 4212.1078 | 4401.8461 | 4590.0911 | 4729.0437 | 4805.3071 | 4866.5314 | 4911.8347 | 4923.9711 | 4955.8257 | 4960.252 | 4967.7599 | 4978.7869 | 4992.314 | 4986.8668 |  | 16.1893 | 23.2837 | 49.5256 | 99.1734 | 164.6286 | 244.8096 | 340.9584 | 444.4647 | 584.1921 | 731.974 | 897.6176 | 1082.569 | 1270.6889 | 1445.1466 | 1643.0419 | 1828.2253 | 2010.6481 | 2207.1406 | 2408.7162 | 2599.1994 | 2811.4389 | 3048.729 | 3235.4737 | 3414.2472 | 3580.6143 | 3715.9398 | 3865.8941 | 3982.7857 | 4093.358 | 4197.5153 | 4290.4943 | 4354.1839 |  | 16.1893 | 23.3945 | 51.386 | 114.8164 | 204.6844 | 318.0748 | 460.0111 | 614.5121 | 816.3224 | 1031.8801 | 1275.1853 | 1553.6119 | 1823.1185 | 2070.3083 | 2336.208 | 2583.3534 | 2884.0562 | 3168.1552 | 3430.2239 | 3645.013 | 3861.5775 | 4033.6986 | 4149.9955 | 4254.1915 | 4343.1559 | 4399.8552 | 4471.299 | 4510.7671 | 4545.7389 | 4577.8573 | 4602.8965 | 4604.3906 |  | 16.3186 | 24.9695 | 68.844 | 157.8351 | 275.0905 | 420.4993 | 604.4691 | 806.5548 | 1070.7753 | 1347.4996 | 1655.4173 | 2040.8956 | 2417.3752 | 2758.034 | 3112.5924 | 3425.6854 | 3707.9904 | 3972.2734 | 4212.1078 | 4401.8461 | 4590.0911 | 4729.0437 | 4805.3071 | 4866.5314 | 4911.8347 | 4923.9711 | 4955.8257 | 4960.252 | 4967.7599 | 4978.7869 | 4992.314 | 4986.8668 |  | 16.3186 | 24.9642 | 68.8052 | 157.7322 | 274.9296 | 420.2132 | 600.6005 | 797.4366 | 1057.6983 | 1329.6447 | 1634.9661 | 2009.4374 | 2374.8883 | 2705.5367 | 3050.5845 | 3354.9776 | 3638.6614 | 3903.4614 | 4144.9503 | 4336.2509 | 4527.7484 | 4670.4199 | 4751.9009 | 4818.7482 | 4870.4255 | 4888.4097 | 4926.161 | 4935.7067 | 4947.8481 | 4962.8337 | 4979.7486 | 4976.836
Droylsden East |  | 21.1994 | 34.9366 | 117.1046 | 319.5098 | 629.3704 | 1063.6399 | 1674.3512 | 2344.2101 | 3219.6365 | 4136.941 | 5157.5583 | 6429.307 | 7672.9422 | 8799.2158 | 9973.6552 | 11012.6352 | 11957.6799 | 12841.2813 | 13642.6422 | 14276.6784 | 14905.662 | 15371.262 | 15628.497 | 15835.7654 | 15989.9839 | 16033.9484 | 16142.9965 | 16160.574 | 16187.845 | 16226.3576 | 16272.5041 | 16255.3396 |  | 21.0313 | 32.5546 | 83.8215 | 197.3743 | 369.1952 | 607.1111 | 925.7414 | 1268.7538 | 1731.8003 | 2221.5391 | 2770.4702 | 3383.3857 | 4006.8016 | 4584.9418 | 5240.7525 | 5854.4373 | 6458.9733 | 7110.1352 | 7778.1424 | 8409.3901 | 9112.7364 | 9899.0986 | 10517.9572 | 11110.4 | 11661.7285 | 12110.1874 | 12607.1251 | 12994.4956 | 13360.9242 | 13706.094 | 14014.2199 | 14225.2823 |  | 21.0313 | 32.7144 | 87.2107 | 232.26 | 468.1449 | 804.4487 | 1274.0911 | 1786.1162 | 2455.588 | 3170.2609 | 3976.5004 | 4899.3146 | 5791.4973 | 6609.5328 | 7489.9093 | 8308.3772 | 9301.6389 | 10241.161 | 11108.3929 | 11819.3649 | 12536.7828 | 13108.8184 | 13495.5393 | 13842.0828 | 14138.0432 | 14326.99 | 14564.836 | 14696.6644 | 14813.5824 | 14921.0378 | 15004.9742 | 15010.7884 |  | 21.1994 | 34.9366 | 117.1046 | 319.5098 | 629.3704 | 1063.6399 | 1674.3512 | 2344.2101 | 3219.6365 | 4136.941 | 5157.5583 | 6429.307 | 7672.9422 | 8799.2158 | 9973.6552 | 11012.6352 | 11957.6799 | 12841.2813 | 13642.6422 | 14276.6784 | 14905.662 | 15371.262 | 15628.497 | 15835.7654 | 15989.9839 | 16033.9484 | 16142.9965 | 16160.574 | 16187.845 | 16226.3576 | 16272.5041 | 16255.3396 |  | 21.1994 | 34.9305 | 117.0411 | 319.3621 | 629.1142 | 1063.2041 | 1664.4474 | 2318.8101 | 3181.8778 | 4084.5758 | 5097.5421 | 6335.3239 | 7543.7112 | 8637.9827 | 9781.5032 | 10791.9727 | 11740.7563 | 12625.3624 | 13431.4323 | 14070.0149 | 14708.9462 | 15185.8773 | 15459.4544 | 15684.4111 | 15858.8127 | 15921.308 | 16049.0516 | 16082.8515 | 16124.7973 | 16175.8075 | 16232.6439 | 16223.4342
Dukinfield |  | 9.4805 | 15.0497 | 46.012 | 116.5846 | 218.958 | 356.7852 | 544.4862 | 750.4552 | 1019.6677 | 1301.718 | 1615.5427 | 2007.1224 | 2389.9033 | 2736.474 | 3097.6663 | 3417.0284 | 3706.7761 | 3977.7847 | 4223.6139 | 4418.1083 | 4611.0584 | 4753.7705 | 4832.4653 | 4895.8068 | 4942.8613 | 4956.0432 | 4989.262 | 4994.405 | 5002.5756 | 5014.2409 | 5028.3123 | 5022.9543 |  | 9.4054 | 14.0285 | 33.0087 | 72.5183 | 129.4155 | 205.0792 | 303.059 | 408.5363 | 550.9244 | 701.5205 | 870.3184 | 1058.7916 | 1250.4938 | 1428.2736 | 1629.9373 | 1818.6471 | 2004.5437 | 2204.7778 | 2410.1919 | 2604.3024 | 2820.5834 | 3062.3921 | 3252.6929 | 3434.8707 | 3604.4058 | 3742.3082 | 3895.118 | 4014.2355 | 4126.9134 | 4233.0541 | 4327.8037 | 4392.706 |  | 9.4054 | 14.0964 | 34.3009 | 84.7729 | 162.8867 | 269.8558 | 414.3374 | 571.7848 | 777.5874 | 997.3217 | 1245.2477 | 1529.0042 | 1803.4378 | 2055.0882 | 2325.8782 | 2577.6094 | 2883.3326 | 3172.415 | 3439.2034 | 3657.9036 | 3878.5352 | 4054.2902 | 4173.0889 | 4279.5399 | 4370.446 | 4428.4531 | 4501.4936 | 4541.9381 | 4577.7985 | 4610.7497 | 4636.474 | 4638.1842 |  | 9.4805 | 15.0497 | 46.012 | 116.5846 | 218.958 | 356.7852 | 544.4862 | 750.4552 | 1019.6677 | 1301.718 | 1615.5427 | 2007.1224 | 2389.9033 | 2736.474 | 3097.6663 | 3417.0284 | 3706.7761 | 3977.7847 | 4223.6139 | 4418.1083 | 4611.0584 | 4753.7705 | 4832.4653 | 4895.8068 | 4942.8613 | 4956.0432 | 4989.262 | 4994.405 | 5002.5756 | 5014.2409 | 5028.3123 | 5022.9543 |  | 9.4805 | 15.0468 | 45.9866 | 116.5218 | 218.8543 | 356.605 | 541.1781 | 742.2107 | 1007.5544 | 1285.0026 | 1596.3888 | 1977.2975 | 2349.1225 | 2685.7468 | 3037.3775 | 3347.9438 | 3638.916 | 3910.2973 | 4157.6443 | 4353.5936 | 4549.6775 | 4695.9633 | 4779.7688 | 4848.6348 | 4901.9803 | 4920.9368 | 4959.9807 | 4970.1792 | 4982.9236 | 4998.4879 | 5015.8948 | 5013.0229
Dumers Lane |  | 26.3354 | 39.5307 | 102.6239 | 219.6444 | 360.6042 | 520.0851 | 703.0831 | 904.4047 | 1167.7463 | 1443.4124 | 1750.1798 | 2136.0411 | 2512.412 | 2852.6766 | 3206.1472 | 3517.7003 | 3796.0941 | 4057.0566 | 4294.0306 | 4481.4871 | 4667.4876 | 4804.3796 | 4878.9934 | 4938.6605 | 4982.5514 | 4993.4972 | 5024.1716 | 5027.6909 | 5034.4398 | 5044.8241 | 5057.8994 | 5052.1996 |  | 26.1267 | 36.8688 | 73.9559 | 139.0476 | 218.0882 | 306.5031 | 402.3119 | 505.4522 | 644.6854 | 791.9447 | 957.0026 | 1141.2999 | 1328.7545 | 1502.5952 | 1699.7906 | 1884.3192 | 2066.0969 | 2261.8944 | 2462.7572 | 2652.5668 | 2864.0557 | 3100.5066 | 3286.5909 | 3464.7322 | 3630.511 | 3765.3578 | 3914.7818 | 4031.2601 | 4141.4413 | 4245.2303 | 4337.8805 | 4401.3448 |  | 26.1267 | 37.0428 | 76.6602 | 159.8302 | 268.3566 | 393.438 | 535.0943 | 689.0428 | 889.9288 | 1104.6231 | 1347.0851 | 1624.4877 | 1893.3301 | 2139.9931 | 2405.1965 | 2651.6377 | 2952.2716 | 3235.9668 | 3497.4902 | 3711.7721 | 3927.6509 | 4098.661 | 4214.1419 | 4317.5877 | 4405.8886 | 4462.0658 | 4532.9242 | 4571.9358 | 4606.4703 | 4638.1633 | 4662.8204 | 4664.0449 |  | 26.3354 | 39.5307 | 102.6239 | 219.6444 | 360.6042 | 520.0851 | 703.0831 | 904.4047 | 1167.7463 | 1443.4124 | 1750.1798 | 2136.0411 | 2512.412 | 2852.6766 | 3206.1472 | 3517.7003 | 3796.0941 | 4057.0566 | 4294.0306 | 4481.4871 | 4667.4876 | 4804.3796 | 4878.9934 | 4938.6605 | 4982.5514 | 4993.4972 | 5024.1716 | 5027.6909 | 5034.4398 | 5044.8241 | 5057.8994 | 5052.1996 |  | 26.3354 | 39.5219 | 102.5652 | 219.4827 | 360.3589 | 519.6431 | 698.3346 | 893.8427 | 1153.0066 | 1423.5356 | 1727.4239 | 2101.5481 | 2466.5311 | 2796.4616 | 3140.2717 | 3443.0574 | 3723.0798 | 3984.7746 | 4223.6344 | 4412.8409 | 4602.3369 | 4743.239 | 4823.3425 | 4888.9026 | 4939.4331 | 4956.4659 | 4993.2752 | 5002.1236 | 5013.698 | 5028.2173 | 5044.8329 | 5041.795
Dumplington |  | 8.442 | 12.2763 | 28.5176 | 52.2923 | 72.5455 | 84.8346 | 84.6657 | 84.7343 | 84.9245 | 85.0084 | 85.1246 | 86.796 | 88.0244 | 88.8883 | 89.2201 | 89.0283 | 86.7437 | 84.8903 | 83.3364 | 82.0913 | 80.872 | 79.6341 | 78.5205 | 77.4316 | 76.4081 | 75.454 | 74.5777 | 73.834 | 73.2249 | 72.7257 | 72.3948 | 72.1643 |  | 8.3751 | 11.4534 | 20.6236 | 33.7253 | 45.3267 | 52.5001 | 52.5524 | 52.6087 | 52.6848 | 52.7652 | 52.8553 | 52.9559 | 53.0583 | 53.1532 | 53.2608 | 53.3616 | 53.4608 | 53.5678 | 53.6774 | 53.7811 | 53.8965 | 54.0256 | 54.1272 | 54.2245 | 54.315 | 54.3886 | 54.4702 | 54.5338 | 54.594 | 54.6507 | 54.7012 | 54.7359 |  | 8.3751 | 11.5067 | 21.3365 | 38.0823 | 54.0158 | 64.1994 | 64.4624 | 64.5414 | 64.4749 | 64.5075 | 64.6543 | 64.7729 | 65.1613 | 65.5866 | 65.9355 | 66.2121 | 67.2082 | 67.8659 | 68.3278 | 68.6559 | 68.8408 | 68.5141 | 68.2385 | 67.9757 | 67.732 | 67.4937 | 67.254 | 67.0102 | 66.7666 | 66.5232 | 66.2911 | 66.0706 |  | 8.442 | 12.2763 | 28.5176 | 52.2923 | 72.5455 | 84.8346 | 84.6657 | 84.7343 | 84.9245 | 85.0084 | 85.1246 | 86.796 | 88.0244 | 88.8883 | 89.2201 | 89.0283 | 86.7437 | 84.8903 | 83.3364 | 82.0913 | 80.872 | 79.6341 | 78.5205 | 77.4316 | 76.4081 | 75.454 | 74.5777 | 73.834 | 73.2249 | 72.7257 | 72.3948 | 72.1643 |  | 8.442 | 12.2734 | 28.5008 | 52.2426 | 72.4743 | 84.703 | 83.9156 | 83.4938 | 83.4869 | 83.2534 | 83.1238 | 84.1455 | 85.0345 | 85.5923 | 85.7654 | 85.4866 | 83.4158 | 81.7445 | 80.39 | 79.3075 | 78.3031 | 77.3219 | 76.4545 | 75.6112 | 74.8323 | 74.099 | 73.4428 | 72.8924 | 72.4604 | 72.1226 | 71.9313 | 71.8162
Eastlands |  | 6.1242 | 9.8933 | 31.6213 | 83.165 | 160.1046 | 265.9729 | 412.7274 | 573.726 | 784.1444 | 1004.6147 | 1249.9185 | 1555.7675 | 1854.8059 | 2125.5937 | 2407.8926 | 2657.572 | 2884.4204 | 3096.5545 | 3288.9598 | 3441.1888 | 3592.2067 | 3703.9555 | 3765.6422 | 3815.3232 | 3852.2625 | 3862.7123 | 3888.8135 | 3892.9473 | 3899.4272 | 3908.6223 | 3919.6725 | 3915.5192 |  | 6.0757 | 9.2205 | 22.6597 | 51.5478 | 94.2568 | 152.3109 | 228.8951 | 311.3397 | 422.6351 | 540.3461 | 672.2842 | 819.6013 | 969.4422 | 1108.4009 | 1266.028 | 1413.5299 | 1558.833 | 1715.3427 | 1875.9014 | 2027.6247 | 2196.6772 | 2385.683 | 2534.4285 | 2676.8249 | 2809.3392 | 2917.1284 | 3036.5697 | 3129.676 | 3217.7488 | 3300.7119 | 3374.7714 | 3425.5012 |  | 6.0757 | 9.2654 | 23.5612 | 60.4633 | 119.0973 | 201.1643 | 314.0677 | 437.1347 | 598.0238 | 769.7884 | 963.5736 | 1185.3722 | 1399.842 | 1596.4961 | 1808.1235 | 2004.8634 | 2243.7 | 2469.5799 | 2678.062 | 2848.9732 | 3021.4161 | 3158.8562 | 3251.765 | 3335.0194 | 3406.1192 | 3451.5006 | 3508.634 | 3540.2872 | 3568.3569 | 3594.1525 | 3614.297 | 3615.6675 |  | 6.1242 | 9.8933 | 31.6213 | 83.165 | 160.1046 | 265.9729 | 412.7274 | 573.726 | 784.1444 | 1004.6147 | 1249.9185 | 1555.7675 | 1854.8059 | 2125.5937 | 2407.8926 | 2657.572 | 2884.4204 | 3096.5545 | 3288.9598 | 3441.1888 | 3592.2067 | 3703.9555 | 3765.6422 | 3815.3232 | 3852.2625 | 3862.7123 | 3888.8135 | 3892.9473 | 3899.4272 | 3908.6223 | 3919.6725 | 3915.5192 |  | 6.1242 | 9.8914 | 31.604 | 83.1234 | 160.0343 | 265.8521 | 410.2557 | 567.4702 | 774.8944 | 991.8155 | 1235.2506 | 1532.8569 | 1823.3826 | 2086.4419 | 2361.2906 | 2604.1074 | 2831.8804 | 3044.2781 | 3237.8395 | 3391.181 | 3544.6158 | 3659.1192 | 3724.7635 | 3778.7256 | 3820.5454 | 3835.4757 | 3866.0969 | 3874.1531 | 3884.1815 | 3896.3998 | 3910.0362 | 3907.8088
Easton |  | 3.9483 | 5.9417 | 15.5533 | 33.6229 | 55.7096 | 81.1048 | 110.7904 | 143.4387 | 186.141 | 230.8462 | 280.5942 | 343.1104 | 404.1044 | 459.2566 | 516.5708 | 567.1068 | 612.3449 | 654.7395 | 693.232 | 723.6819 | 753.8947 | 776.1436 | 788.2873 | 798.0059 | 805.1634 | 806.9751 | 811.9835 | 812.5827 | 813.7005 | 815.4038 | 817.537 | 816.6214 |  | 3.917 | 5.5415 | 11.2057 | 21.2615 | 33.6369 | 47.7019 | 63.2385 | 79.9639 | 102.5423 | 126.4222 | 153.1883 | 183.0744 | 213.4724 | 241.6628 | 273.6404 | 303.564 | 333.0415 | 364.7924 | 397.3648 | 428.1447 | 462.4402 | 500.7836 | 530.9594 | 559.8472 | 586.7302 | 608.5973 | 632.8282 | 651.7166 | 669.5838 | 686.4144 | 701.4388 | 711.7303 |  | 3.917 | 5.5677 | 11.617 | 24.4654 | 41.4572 | 61.3539 | 84.3181 | 109.2829 | 141.8658 | 176.6843 | 216.0019 | 260.9873 | 304.5742 | 344.5625 | 387.5606 | 427.5186 | 476.2383 | 522.2237 | 564.6207 | 599.361 | 634.3658 | 662.1132 | 680.8528 | 697.64 | 711.9702 | 721.0904 | 732.5915 | 738.9279 | 744.5381 | 749.6875 | 753.6953 | 753.9024 |  | 3.9483 | 5.9417 | 15.5533 | 33.6229 | 55.7096 | 81.1048 | 110.7904 | 143.4387 | 186.141 | 230.8462 | 280.5942 | 343.1104 | 404.1044 | 459.2566 | 516.5708 | 567.1068 | 612.3449 | 654.7395 | 693.232 | 723.6819 | 753.8947 | 776.1436 | 788.2873 | 798.0059 | 805.1634 | 806.9751 | 811.9835 | 812.5827 | 813.7005 | 815.4038 | 817.537 | 816.6214 |  | 3.9483 | 5.9404 | 15.5444 | 33.5985 | 55.6726 | 81.0381 | 110.049 | 141.7732 | 183.8055 | 227.6896 | 276.9801 | 337.6176 | 396.7777 | 450.2655 | 506.019 | 555.1364 | 600.6305 | 643.1368 | 681.9276 | 712.6551 | 743.4266 | 766.316 | 779.3406 | 790.0056 | 798.2306 | 801.0211 | 807.016 | 808.4721 | 810.3658 | 812.7335 | 815.4356 | 814.9473
Egremont |  | 46.4859 | 70.81 | 192.5792 | 435.0011 | 748.907 | 1131.7975 | 1608.4037 | 2132.0688 | 2816.7938 | 3533.8652 | 4331.7786 | 5331.4362 | 6307.5561 | 7190.6783 | 8109.5515 | 8920.7216 | 9651.0742 | 10334.9439 | 10955.6132 | 11446.6305 | 11933.7917 | 12293.2201 | 12490.2743 | 12648.3726 | 12765.25 | 12796.2221 | 12878.3255 | 12889.4244 | 12908.5751 | 12936.8989 | 12971.7848 | 12957.5556 |  | 46.1175 | 66.0322 | 138.5933 | 273.7589 | 449.1369 | 660.4671 | 909.6275 | 1177.8541 | 1539.9441 | 1922.9068 | 2352.1563 | 2831.44 | 3318.9346 | 3771.0249 | 4283.8514 | 4763.7366 | 5236.4676 | 5745.6589 | 6268.0228 | 6761.6417 | 7311.6398 | 7926.5541 | 8410.4851 | 8873.7596 | 9304.8839 | 9655.5668 | 10044.1588 | 10347.0723 | 10633.6097 | 10903.5233 | 11144.4695 | 11309.5148 |  | 46.1175 | 66.3459 | 143.7685 | 316.4608 | 557.2519 | 856.1305 | 1224.0374 | 1624.4093 | 2147.2934 | 2705.8483 | 3336.3574 | 4057.8567 | 4756.3776 | 5397.0908 | 6086.246 | 6726.7703 | 7506.4271 | 8242.8926 | 8922.1773 | 9478.8878 | 10040.1274 | 10485.9531 | 10787.1568 | 11057.0116 | 11287.4089 | 11434.2056 | 11619.2068 | 11721.3525 | 11811.8479 | 11894.9497 | 11959.7142 | 11963.4759 |  | 46.4859 | 70.81 | 192.5792 | 435.0011 | 748.907 | 1131.7975 | 1608.4037 | 2132.0688 | 2816.7938 | 3533.8652 | 4331.7786 | 5331.4362 | 6307.5561 | 7190.6783 | 8109.5515 | 8920.7216 | 9651.0742 | 10334.9439 | 10955.6132 | 11446.6305 | 11933.7917 | 12293.2201 | 12490.2743 | 12648.3726 | 12765.25 | 12796.2221 | 12878.3255 | 12889.4244 | 12908.5751 | 12936.8989 | 12971.7848 | 12957.5556 |  | 46.4859 | 70.7948 | 192.4701 | 434.7099 | 748.4545 | 1130.9907 | 1598.0063 | 2107.8248 | 2782.194 | 3486.727 | 4277.7908 | 5248.6043 | 6195.9787 | 7053.0102 | 7947.1611 | 8735.7453 | 9469.7771 | 10155.077 | 10780.1326 | 11275.279 | 11770.9745 | 12140.167 | 12350.8632 | 12523.6538 | 12657.1689 | 12703.4032 | 12800.8952 | 12825.3556 | 12856.6005 | 12895.262 | 12938.9955 | 12931.3913
Embleton |  | 32.1026 | 48.521 | 128.7915 | 283.0264 | 475.8872 | 703.0519 | 975.7522 | 1275.5437 | 1667.6052 | 2078.1127 | 2534.9153 | 3108.2087 | 3667.7408 | 4173.8036 | 4699.9842 | 5164.1744 | 5580.7427 | 5970.9847 | 6325.2456 | 6605.4944 | 6883.5528 | 7088.4847 | 7200.5541 | 7290.3412 | 7356.5759 | 7373.6835 | 7420.1093 | 7425.9784 | 7436.5439 | 7452.4316 | 7472.185 | 7463.8902 |  | 31.8481 | 45.2507 | 92.7525 | 178.648 | 286.5847 | 412.2188 | 554.8727 | 708.4427 | 915.7531 | 1135.0139 | 1380.7757 | 1655.184 | 1934.2933 | 2193.1323 | 2486.7452 | 2761.4978 | 3032.1545 | 3323.686 | 3622.7593 | 3905.375 | 4220.27 | 4572.3321 | 4849.4011 | 5114.6435 | 5361.4786 | 5562.258 | 5784.7419 | 5958.1714 | 6122.2251 | 6276.761 | 6414.7119 | 6509.2066 |  | 31.8481 | 45.4649 | 96.1788 | 205.9261 | 354.1246 | 531.8306 | 742.5923 | 971.8172 | 1271.0737 | 1590.8127 | 1951.8127 | 2364.8773 | 2764.9646 | 3131.9867 | 3526.6874 | 3893.5046 | 4340.4297 | 4762.4117 | 5151.5361 | 5470.4117 | 5791.7864 | 6046.7652 | 6218.9953 | 6373.2897 | 6505.0109 | 6588.8825 | 6694.6215 | 6752.9312 | 6804.5724 | 6851.9816 | 6888.9018 | 6890.9115 |  | 32.1026 | 48.521 | 128.7915 | 283.0264 | 475.8872 | 703.0519 | 975.7522 | 1275.5437 | 1667.6052 | 2078.1127 | 2534.9153 | 3108.2087 | 3667.7408 | 4173.8036 | 4699.9842 | 5164.1744 | 5580.7427 | 5970.9847 | 6325.2456 | 6605.4944 | 6883.5528 | 7088.4847 | 7200.5541 | 7290.3412 | 7356.5759 | 7373.6835 | 7420.1093 | 7425.9784 | 7436.5439 | 7452.4316 | 7472.185 | 7463.8902 |  | 32.1026 | 48.5104 | 128.7182 | 282.8274 | 475.5819 | 702.5045 | 969.3126 | 1260.8591 | 1646.8646 | 2049.9886 | 2502.7105 | 3059.0706 | 3601.9279 | 4092.8572 | 4604.7833 | 5055.9888 | 5474.8022 | 5865.9813 | 6222.8827 | 6505.6009 | 6788.6842 | 6999.3721 | 7119.4104 | 7217.7672 | 7293.6846 | 7319.6719 | 7375.0495 | 7388.6925 | 7406.296 | 7428.2061 | 7453.1147 | 7448.6872
Exchange St |  | 30.5859 | 46.6088 | 126.9158 | 287.0674 | 494.7805 | 748.5382 | 1064.9 | 1412.4905 | 1866.9837 | 2342.9508 | 2872.5773 | 3536.0656 | 4183.9445 | 4770.1061 | 5380.0151 | 5918.4508 | 6403.3093 | 6857.3002 | 7269.3309 | 7595.2929 | 7918.6944 | 8157.3115 | 8288.1456 | 8393.1212 | 8470.7335 | 8491.3223 | 8545.8481 | 8553.239 | 8565.9701 | 8584.7866 | 8607.9533 | 8598.5158 |  | 30.3434 | 43.4637 | 91.3341 | 180.6338 | 296.6731 | 436.7181 | 602.1014 | 780.1401 | 1020.4818 | 1274.678 | 1559.5976 | 1877.7281 | 2201.3087 | 2501.3892 | 2841.7841 | 3160.3138 | 3474.0949 | 3812.0769 | 4158.8023 | 4486.448 | 4851.516 | 5259.673 | 5580.8881 | 5888.3923 | 6174.5563 | 6407.3264 | 6665.2592 | 6866.3217 | 7056.5145 | 7235.673 | 7395.604 | 7505.1548 |  | 30.3434 | 43.6702 | 94.7465 | 208.8386 | 368.1585 | 566.2191 | 810.4159 | 1076.1679 | 1423.2443 | 1793.9947 | 2212.5024 | 2691.4075 | 3155.0516 | 3580.3237 | 4037.7524 | 4462.9038 | 4980.3839 | 5469.2059 | 5920.0793 | 6289.596 | 6662.1235 | 6958.0593 | 7157.9978 | 7337.1274 | 7490.0659 | 7587.5126 | 7710.3183 | 7778.1273 | 7838.2031 | 7893.3713 | 7936.3674 | 7938.8714 |  | 30.5859 | 46.6088 | 126.9158 | 287.0674 | 494.7805 | 748.5382 | 1064.9 | 1412.4905 | 1866.9837 | 2342.9508 | 2872.5773 | 3536.0656 | 4183.9445 | 4770.1061 | 5380.0151 | 5918.4508 | 6403.3093 | 6857.3002 | 7269.3309 | 7595.2929 | 7918.6944 | 8157.3115 | 8288.1456 | 8393.1212 | 8470.7335 | 8491.3223 | 8545.8481 | 8553.239 | 8565.9701 | 8584.7866 | 8607.9533 | 8598.5158 |  | 30.5859 | 46.5988 | 126.8439 | 286.8756 | 494.4824 | 748.0069 | 1058.0226 | 1396.4378 | 1844.0634 | 2311.7181 | 2836.8059 | 3481.1692 | 4109.9786 | 4678.8317 | 5272.3359 | 5795.7825 | 6283.0764 | 6738.0107 | 7152.9466 | 7481.6441 | 7810.7036 | 8055.7935 | 8195.6749 | 8310.3949 | 8399.0431 | 8429.7554 | 8494.4886 | 8510.7422 | 8531.4954 | 8557.1686 | 8586.2036 | 8581.1599
Failsworth |  | 18.5163 | 29.5769 | 91.8968 | 236.1035 | 447.6128 | 734.8146 | 1128.7 | 1560.8787 | 2125.743 | 2717.5627 | 3376.05 | 4197.439 | 5000.4375 | 5727.5144 | 6485.3592 | 7155.5161 | 7763.8736 | 8332.84 | 8848.9231 | 9257.2388 | 9662.3097 | 9961.9679 | 10127.2769 | 10260.3656 | 10359.2682 | 10387.0836 | 10456.9303 | 10467.8435 | 10485.0874 | 10509.6464 | 10539.2267 | 10528.0214 |  | 18.3695 | 27.5684 | 65.8993 | 146.6663 | 264.1629 | 421.7601 | 627.3449 | 848.6614 | 1147.4255 | 1463.412 | 1817.5901 | 2213.052 | 2615.2888 | 2988.3131 | 3411.4515 | 3807.4097 | 4197.4649 | 4617.6039 | 5048.6116 | 5455.9016 | 5909.7107 | 6417.0828 | 6816.3792 | 7198.6317 | 7554.3567 | 7843.7088 | 8164.3401 | 8414.2771 | 8650.702 | 8873.4105 | 9072.2177 | 9208.3982 |  | 18.3695 | 27.702 | 68.4945 | 171.6698 | 332.9791 | 555.7742 | 858.9007 | 1189.2637 | 1621.1154 | 2082.1839 | 2602.3894 | 3197.7834 | 3773.5711 | 4301.5461 | 4869.6947 | 5397.8634 | 6039.2076 | 6645.6893 | 7205.4229 | 7664.2734 | 8127.2001 | 8496.0444 | 8745.3679 | 8968.7794 | 9159.5697 | 9281.3264 | 9434.6282 | 9519.5336 | 9594.8201 | 9664.0022 | 9718.0182 | 9721.6426 |  | 18.5163 | 29.5769 | 91.8968 | 236.1035 | 447.6128 | 734.8146 | 1128.7 | 1560.8787 | 2125.743 | 2717.5627 | 3376.05 | 4197.439 | 5000.4375 | 5727.5144 | 6485.3592 | 7155.5161 | 7763.8736 | 8332.84 | 8848.9231 | 9257.2388 | 9662.3097 | 9961.9679 | 10127.2769 | 10260.3656 | 10359.2682 | 10387.0836 | 10456.9303 | 10467.8435 | 10485.0874 | 10509.6464 | 10539.2267 | 10528.0214 |  | 18.5163 | 29.5712 | 91.8463 | 235.9797 | 447.4067 | 734.4581 | 1121.8808 | 1543.7815 | 2100.5598 | 2682.7746 | 3336.1852 | 4135.289 | 4915.3536 | 5621.61 | 6359.4174 | 7011.1317 | 7622.0238 | 8191.7427 | 8710.9781 | 9122.32 | 9533.9315 | 9841.0468 | 10017.0396 | 10161.6802 | 10273.7436 | 10313.6401 | 10395.6739 | 10417.1633 | 10443.9757 | 10476.6897 | 10513.2464 | 10507.239
Fallowfield |  | 19.3539 | 31.831 | 106.1984 | 288.7507 | 567.5847 | 957.7379 | 1505.7232 | 2106.7909 | 2892.3194 | 3715.4211 | 4631.2265 | 5772.4337 | 6888.3972 | 7899.0375 | 8952.8763 | 9885.1466 | 10733.0464 | 11525.8302 | 12244.831 | 12813.7035 | 13378.0433 | 13795.778 | 14026.5514 | 14212.4909 | 14350.831 | 14390.243 | 14488.0575 | 14503.8006 | 14528.247 | 14562.7848 | 14604.1791 | 14588.7683 |  | 19.2005 | 29.6612 | 76.0233 | 178.4291 | 333.0598 | 546.8239 | 832.7332 | 1140.5208 | 1556.0159 | 1995.4622 | 2488.0222 | 3037.9959 | 3597.3917 | 4116.1612 | 4704.6251 | 5255.289 | 5797.7437 | 6382.0362 | 6981.444 | 7547.8673 | 8178.9852 | 8884.594 | 9439.9004 | 9971.5038 | 10466.215 | 10868.6205 | 11314.5265 | 11662.1169 | 11990.916 | 12300.6395 | 12577.1232 | 12766.5111 |  | 19.2005 | 29.8067 | 79.0924 | 209.9032 | 422.1889 | 724.3547 | 1145.7757 | 1605.2194 | 2205.9346 | 2847.2126 | 3570.6579 | 4398.7048 | 5199.2765 | 5933.3173 | 6723.2937 | 7457.7167 | 8349.0106 | 9192.0706 | 9970.2568 | 10608.2257 | 11251.9728 | 11765.2481 | 12112.2424 | 12423.1859 | 12688.7419 | 12858.2747 | 13071.6848 | 13189.9649 | 13294.866 | 13391.2763 | 13466.5834 | 13471.7918 |  | 19.3539 | 31.831 | 106.1984 | 288.7507 | 567.5847 | 957.7379 | 1505.7232 | 2106.7909 | 2892.3194 | 3715.4211 | 4631.2265 | 5772.4337 | 6888.3972 | 7899.0375 | 8952.8763 | 9885.1466 | 10733.0464 | 11525.8302 | 12244.831 | 12813.7035 | 13378.0433 | 13795.778 | 14026.5514 | 14212.4909 | 14350.831 | 14390.243 | 14488.0575 | 14503.8006 | 14528.247 | 14562.7848 | 14604.1791 | 14588.7683 |  | 19.3539 | 31.8253 | 106.1408 | 288.6163 | 567.352 | 957.3417 | 1496.807 | 2083.9508 | 2858.3821 | 3668.3647 | 4577.2954 | 5687.9984 | 6772.3206 | 7754.2334 | 8780.3224 | 9687.0068 | 10538.2699 | 11331.9622 | 12055.1964 | 12628.1548 | 13201.429 | 13629.3412 | 13874.7882 | 14076.6089 | 14233.0691 | 14289.1173 | 14403.7161 | 14434.0231 | 14471.6442 | 14517.4024 | 14568.3943 | 14560.1259
Farnworth |  | 15.244 | 25.1904 | 84.9626 | 232.8772 | 459.9917 | 778.9636 | 1228.2603 | 1721.0608 | 2365.0887 | 3039.93 | 3790.7754 | 4726.3089 | 5641.1782 | 6469.7219 | 7333.7225 | 8098.0898 | 8793.4379 | 9443.5652 | 10033.1771 | 10499.6784 | 10962.4614 | 11305.0467 | 11494.3364 | 11646.8656 | 11760.3641 | 11792.7478 | 11873.0091 | 11885.9716 | 11906.0598 | 11934.4137 | 11968.3766 | 11955.7586 |  | 15.1231 | 23.4723 | 60.806 | 143.7985 | 269.7203 | 444.4518 | 678.8603 | 931.2061 | 1271.8581 | 1632.147 | 2035.9822 | 2486.8892 | 2945.521 | 3370.8447 | 3853.3086 | 4304.7815 | 4749.5239 | 5228.5678 | 5720.0044 | 6184.3979 | 6701.8326 | 7280.3401 | 7735.6193 | 8171.4649 | 8577.0639 | 8906.9841 | 9272.5691 | 9557.5481 | 9827.1207 | 10081.0537 | 10307.7344 | 10463.0079 |  | 15.1231 | 23.5876 | 63.2696 | 169.2816 | 342.1535 | 589.1417 | 934.6384 | 1311.323 | 1803.8444 | 2329.6154 | 2922.7454 | 3601.6387 | 4257.9857 | 4859.7822 | 5507.4452 | 6109.5661 | 6840.2498 | 7531.4123 | 8169.4003 | 8692.4362 | 9220.2202 | 9641.0704 | 9925.5857 | 10180.5426 | 10398.2856 | 10537.3004 | 10712.2896 | 10809.2835 | 10895.3082 | 10974.3714 | 11036.1316 | 11040.4182 |  | 15.244 | 25.1904 | 84.9626 | 232.8772 | 459.9917 | 778.9636 | 1228.2603 | 1721.0608 | 2365.0887 | 3039.93 | 3790.7754 | 4726.3089 | 5641.1782 | 6469.7219 | 7333.7225 | 8098.0898 | 8793.4379 | 9443.5652 | 10033.1771 | 10499.6784 | 10962.4614 | 11305.0467 | 11494.3364 | 11646.8656 | 11760.3641 | 11792.7478 | 11873.0091 | 11885.9716 | 11906.0598 | 11934.4137 | 11968.3766 | 11955.7586 |  | 15.244 | 25.186 | 84.9166 | 232.7706 | 459.8061 | 778.6485 | 1221.0055 | 1702.4262 | 2337.3703 | 3001.479 | 3746.7059 | 4657.2777 | 5546.2299 | 6351.243 | 7192.5037 | 7935.9 | 8633.9897 | 9284.8486 | 9877.9166 | 10347.7557 | 10817.8481 | 11168.7589 | 11370.0609 | 11535.5927 | 11663.9294 | 11709.9367 | 11803.9428 | 11828.8317 | 11859.7086 | 11897.25 | 11939.0715 | 11932.3008
Feniscowles |  | 6.8999 | 10.7729 | 31.4914 | 76.5922 | 139.7344 | 222.343 | 332.1345 | 452.6522 | 610.1913 | 775.2245 | 958.8532 | 1188.2234 | 1412.3746 | 1615.2818 | 1826.6585 | 2013.4776 | 2182.6346 | 2340.897 | 2484.4758 | 2598.0694 | 2710.7637 | 2794.0621 | 2839.9257 | 2876.8105 | 2904.1767 | 2911.7361 | 2931.031 | 2933.9209 | 2938.6037 | 2945.3487 | 2953.5284 | 2950.3566 |  | 6.8452 | 10.0436 | 22.6182 | 47.8342 | 82.9827 | 128.4013 | 185.7348 | 247.4557 | 330.7751 | 418.8976 | 517.6709 | 627.9575 | 740.1334 | 844.1626 | 962.1676 | 1072.5926 | 1181.3714 | 1298.5399 | 1418.7395 | 1532.3247 | 1658.8832 | 1800.3793 | 1911.7352 | 2018.338 | 2117.5427 | 2198.2373 | 2287.6551 | 2357.3577 | 2423.2919 | 2485.401 | 2540.8444 | 2578.8225 |  | 6.8452 | 10.0918 | 23.4885 | 55.7024 | 103.9585 | 168.1755 | 252.7498 | 344.8805 | 465.2792 | 593.8447 | 738.9228 | 904.9597 | 1065.5855 | 1212.8872 | 1371.3747 | 1518.6999 | 1697.7296 | 1866.9691 | 2023.1335 | 2151.1414 | 2280.2564 | 2383.0333 | 2452.495 | 2514.7343 | 2567.8819 | 2601.782 | 2644.4776 | 2668.1014 | 2689.0433 | 2708.2831 | 2723.2965 | 2724.2617 |  | 6.8999 | 10.7729 | 31.4914 | 76.5922 | 139.7344 | 222.343 | 332.1345 | 452.6522 | 610.1913 | 775.2245 | 958.8532 | 1188.2234 | 1412.3746 | 1615.2818 | 1826.6585 | 2013.4776 | 2182.6346 | 2340.897 | 2484.4758 | 2598.0694 | 2710.7637 | 2794.0621 | 2839.9257 | 2876.8105 | 2904.1767 | 2911.7361 | 2931.031 | 2933.9209 | 2938.6037 | 2945.3487 | 2953.5284 | 2950.3566 |  | 6.8999 | 10.7707 | 31.4738 | 76.5475 | 139.6623 | 222.2165 | 330.0788 | 447.6297 | 602.8737 | 765.1635 | 947.326 | 1170.3488 | 1388.0356 | 1585.0745 | 1790.8315 | 1972.4904 | 2142.3981 | 2300.9079 | 2445.4065 | 2559.8774 | 2674.4396 | 2759.8701 | 2808.7633 | 2848.9197 | 2880.0058 | 2890.9792 | 2913.7175 | 2919.5961 | 2926.9833 | 2936.0353 | 2946.189 | 2944.4903
Ferodo |  | 37.1541 | 55.4164 | 140.8677 | 293.6815 | 470.2621 | 660.5468 | 866.1355 | 1092.5373 | 1388.7752 | 1698.7742 | 2043.7684 | 2479.0758 | 2903.3175 | 3286.64 | 3684.3341 | 4034.4333 | 4345.382 | 4637.1184 | 4902.153 | 5111.7923 | 5319.8178 | 5472.6154 | 5555.5062 | 5621.615 | 5670.0455 | 5681.4988 | 5715.202 | 5718.4938 | 5725.537 | 5736.7655 | 5751.17 | 5744.5558 |  | 36.8596 | 51.6883 | 101.5809 | 186.4727 | 285.7058 | 391.5202 | 499.2822 | 615.2904 | 771.8945 | 937.5261 | 1123.1767 | 1330.4672 | 1541.3088 | 1736.8381 | 1958.6359 | 2166.1864 | 2370.6429 | 2590.8684 | 2816.791 | 3030.2815 | 3268.1559 | 3534.1067 | 3743.4071 | 3943.7736 | 4130.235 | 4281.9056 | 4449.9718 | 4580.9821 | 4704.9096 | 4821.6474 | 4925.8568 | 4997.239 |  | 36.8596 | 51.9315 | 105.2585 | 213.7325 | 349.9879 | 499.7161 | 659.2116 | 832.3623 | 1058.1537 | 1299.5578 | 1572.2825 | 1884.2648 | 2186.8643 | 2464.561 | 2763.0338 | 3040.3483 | 3379.2333 | 3698.7721 | 3993.2087 | 4234.4133 | 4477.2853 | 4669.2553 | 4798.841 | 4914.9075 | 5013.964 | 5076.9095 | 5156.3593 | 5200.0012 | 5238.6096 | 5274.0237 | 5301.5375 | 5302.7171 |  | 37.1541 | 55.4164 | 140.8677 | 293.6815 | 470.2621 | 660.5468 | 866.1355 | 1092.5373 | 1388.7752 | 1698.7742 | 2043.7684 | 2479.0758 | 2903.3175 | 3286.64 | 3684.3341 | 4034.4333 | 4345.382 | 4637.1184 | 4902.153 | 5111.7923 | 5319.8178 | 5472.6154 | 5555.5062 | 5621.615 | 5670.0455 | 5681.4988 | 5715.202 | 5718.4938 | 5725.537 | 5736.7655 | 5751.17 | 5744.5558 |  | 37.1541 | 55.4039 | 140.7866 | 293.4554 | 469.9227 | 659.9322 | 860.1265 | 1079.554 | 1370.9187 | 1674.8585 | 2016.3961 | 2437.9271 | 2849.0623 | 3220.4929 | 3607.1841 | 3947.3487 | 4260.3194 | 4553.0418 | 4820.3748 | 5032.127 | 5244.2744 | 5401.8098 | 5491.0927 | 5564.0465 | 5620.1603 | 5638.6543 | 5679.4515 | 5688.9075 | 5701.5342 | 5717.5559 | 5736.0653 | 5732.5471
Flat Lane |  | 13.9028 | 20.8206 | 53.6432 | 113.747 | 185.1253 | 264.5884 | 354.0313 | 452.4612 | 581.226 | 716.003 | 865.9887 | 1054.8309 | 1238.9796 | 1405.4324 | 1578.2764 | 1730.5642 | 1866.3863 | 1993.7392 | 2109.4011 | 2200.8926 | 2291.6755 | 2358.4481 | 2394.7895 | 2423.8268 | 2445.1594 | 2450.3944 | 2465.2837 | 2466.9136 | 2470.1388 | 2475.1547 | 2481.5065 | 2478.692 |  | 13.7926 | 19.4191 | 38.6668 | 72.0841 | 112.138 | 156.2355 | 203.0806 | 253.5104 | 321.5875 | 393.589 | 474.293 | 564.404 | 656.0587 | 741.057 | 837.4744 | 927.6984 | 1016.5774 | 1112.3114 | 1210.5219 | 1303.3281 | 1406.7342 | 1522.3453 | 1613.33 | 1700.4311 | 1781.4875 | 1847.42 | 1920.4799 | 1977.4312 | 2031.3036 | 2082.0505 | 2127.3513 | 2158.3817 |  | 13.7926 | 19.5106 | 40.0757 | 82.7748 | 137.7711 | 200.1607 | 269.4452 | 344.7167 | 442.9172 | 547.8802 | 666.4322 | 802.0624 | 933.5406 | 1054.1802 | 1183.8745 | 1304.3876 | 1451.482 | 1590.2541 | 1718.1631 | 1822.9606 | 1928.5213 | 2012.0844 | 2068.5068 | 2119.0471 | 2162.1857 | 2189.6204 | 2224.2322 | 2243.2744 | 2260.1279 | 2275.5922 | 2287.6183 | 2288.19 |  | 13.9028 | 20.8206 | 53.6432 | 113.747 | 185.1253 | 264.5884 | 354.0313 | 452.4612 | 581.226 | 716.003 | 865.9887 | 1054.8309 | 1238.9796 | 1405.4324 | 1578.2764 | 1730.5642 | 1866.3863 | 1993.7392 | 2109.4011 | 2200.8926 | 2291.6755 | 2358.4481 | 2394.7895 | 2423.8268 | 2445.1594 | 2450.3944 | 2465.2837 | 2466.9136 | 2470.1388 | 2475.1547 | 2481.5065 | 2478.692 |  | 13.9028 | 20.8159 | 53.6124 | 113.6619 | 184.9967 | 264.3563 | 351.6185 | 447.1466 | 573.845 | 706.072 | 854.6202 | 1037.6453 | 1216.1854 | 1377.5488 | 1545.6507 | 1693.6417 | 1830.2861 | 1958.0191 | 2074.6272 | 2166.9941 | 2259.512 | 2328.2763 | 2367.3315 | 2399.2796 | 2423.8879 | 2432.1256 | 2450.0409 | 2454.2996 | 2459.9055 | 2466.9625 | 2475.0622 | 2473.563
Frederick Rd |  | 18.9878 | 30.065 | 91.3036 | 229.981 | 430.1763 | 698.6803 | 1063.1908 | 1463.1945 | 1986.0275 | 2533.785 | 3143.2515 | 3903.8272 | 4647.2849 | 5320.3962 | 6021.867 | 6642.0663 | 7204.6105 | 7730.7922 | 8208.0952 | 8585.7252 | 8960.3578 | 9237.4251 | 9390.1772 | 9513.1143 | 9604.426 | 9629.9605 | 9694.4127 | 9704.35 | 9720.176 | 9742.7963 | 9770.1008 | 9759.6796 |  | 18.8373 | 28.0258 | 65.5119 | 143.1352 | 254.4235 | 401.8549 | 592.1385 | 796.983 | 1073.5109 | 1365.9793 | 1693.7968 | 2059.8255 | 2432.1248 | 2777.3858 | 3169.0311 | 3535.5191 | 3896.5435 | 4285.4126 | 4684.3415 | 5061.3179 | 5481.3511 | 5950.9608 | 6320.5386 | 6674.341 | 7003.5903 | 7271.4066 | 7568.1742 | 7799.5089 | 8018.3374 | 8224.4702 | 8408.4807 | 8534.5257 |  | 18.8373 | 28.1611 | 68.0701 | 167.2315 | 320.0189 | 528.4518 | 809.0582 | 1114.832 | 1514.5033 | 1941.2371 | 2422.7282 | 2973.8013 | 3506.7877 | 3995.5305 | 4521.4381 | 5010.3277 | 5604.1209 | 6165.574 | 6683.718 | 7108.4638 | 7536.9507 | 7878.2507 | 8108.9433 | 8315.6568 | 8492.183 | 8604.8187 | 8746.6495 | 8825.1774 | 8894.8029 | 8958.7787 | 9008.7205 | 9012.0267 |  | 18.9878 | 30.065 | 91.3036 | 229.981 | 430.1763 | 698.6803 | 1063.1908 | 1463.1945 | 1986.0275 | 2533.785 | 3143.2515 | 3903.8272 | 4647.2849 | 5320.3962 | 6021.867 | 6642.0663 | 7204.6105 | 7730.7922 | 8208.0952 | 8585.7252 | 8960.3578 | 9237.4251 | 9390.1772 | 9513.1143 | 9604.426 | 9629.9605 | 9694.4127 | 9704.35 | 9720.176 | 9742.7963 | 9770.1008 | 9759.6796 |  | 18.9878 | 30.0592 | 91.2531 | 229.8556 | 429.9699 | 698.3215 | 1056.7151 | 1447.0988 | 1962.405 | 2501.2033 | 3105.9173 | 3845.7252 | 4567.883 | 5221.6574 | 5904.5484 | 6507.6598 | 7072.5967 | 7599.5147 | 8079.7788 | 8460.2453 | 8840.9785 | 9125.0038 | 9287.6978 | 9421.3803 | 9524.9261 | 9561.6902 | 9637.47 | 9657.2382 | 9681.9588 | 9712.1622 | 9745.954 | 9740.3689
Fusehill |  | 57.1916 | 85.2742 | 216.5213 | 450.7534 | 720.7585 | 1010.8509 | 1323.0519 | 1666.8821 | 2116.7797 | 2587.5658 | 3111.5001 | 3772.7296 | 4417.114 | 4999.3234 | 5603.3098 | 6134.9688 | 6606.9817 | 7049.8572 | 7452.2095 | 7770.464 | 8086.2701 | 8318.2027 | 8443.9833 | 8544.28 | 8617.7357 | 8635.0424 | 8686.1459 | 8691.0775 | 8701.7181 | 8718.7249 | 8740.57 | 8730.5045 |  | 56.7382 | 79.5377 | 156.1408 | 286.2529 | 438.0077 | 599.3546 | 763.0116 | 939.1919 | 1177.0249 | 1428.5679 | 1710.5135 | 2025.3233 | 2345.5263 | 2642.4745 | 2979.3164 | 3294.5212 | 3605.027 | 3939.4811 | 4282.5874 | 4606.8131 | 4968.0705 | 5371.9671 | 5689.8294 | 5994.1238 | 6277.3008 | 6507.6413 | 6762.8817 | 6961.8456 | 7150.053 | 7327.3415 | 7485.6031 | 7594.0104 |  | 56.7382 | 79.9119 | 161.7907 | 328.047 | 536.4195 | 764.7296 | 1006.9707 | 1269.9324 | 1612.8233 | 1979.4334 | 2393.6189 | 2867.4199 | 3326.9966 | 3748.7581 | 4202.0641 | 4623.2316 | 5137.9682 | 5623.294 | 6070.4807 | 6436.8149 | 6805.668 | 7097.1726 | 7293.9423 | 7470.1821 | 7620.5917 | 7716.1619 | 7836.7962 | 7903.0506 | 7961.6609 | 8015.4201 | 8057.1828 | 8058.9541 |  | 57.1916 | 85.2742 | 216.5213 | 450.7534 | 720.7585 | 1010.8509 | 1323.0519 | 1666.8821 | 2116.7797 | 2587.5658 | 3111.5001 | 3772.7296 | 4417.114 | 4999.3234 | 5603.3098 | 6134.9688 | 6606.9817 | 7049.8572 | 7452.2095 | 7770.464 | 8086.2701 | 8318.2027 | 8443.9833 | 8544.28 | 8617.7357 | 8635.0424 | 8686.1459 | 8691.0775 | 8701.7181 | 8718.7249 | 8740.57 | 8730.5045 |  | 57.1916 | 85.255 | 216.3967 | 450.4055 | 720.2365 | 1009.9057 | 1313.8581 | 1647.0522 | 2089.5313 | 2551.0867 | 3069.7494 | 3709.9983 | 4334.4476 | 4898.5696 | 5485.8322 | 6002.3961 | 6477.4992 | 6921.8887 | 7327.7494 | 7649.2275 | 7971.3128 | 8210.464 | 8345.9741 | 8456.6883 | 8541.8344 | 8569.8536 | 8631.7504 | 8646.0607 | 8665.1969 | 8689.4974 | 8717.5893 | 8712.2359
Gale |  | 25.8489 | 40.0594 | 114.669 | 273.2592 | 490.9865 | 771.147 | 1138.0485 | 1540.8783 | 2067.4855 | 2619.1051 | 3232.8869 | 4000.0647 | 4749.6528 | 5428.1164 | 6134.712 | 6759.0555 | 7323.6762 | 7852.0262 | 8331.3975 | 8710.6514 | 9086.9078 | 9364.908 | 9517.8308 | 9640.7516 | 9731.8801 | 9756.8309 | 9821.0312 | 9830.4444 | 9845.8946 | 9868.2736 | 9895.5036 | 9884.8264 |  | 25.644 | 37.35 | 82.4058 | 171.011 | 292.3184 | 446.4896 | 638.1333 | 844.442 | 1122.9464 | 1417.5053 | 1747.6661 | 2116.311 | 2491.2714 | 2839.0003 | 3233.445 | 3602.5525 | 3966.1575 | 4357.8061 | 4759.5864 | 5139.2574 | 5562.2929 | 6035.2593 | 6407.4787 | 6763.81 | 7095.4127 | 7365.1433 | 7664.0321 | 7897.0204 | 8117.4129 | 8325.0192 | 8510.345 | 8637.2908 |  | 25.644 | 37.5288 | 85.5501 | 198.7475 | 365.2948 | 583.2898 | 866.05 | 1174.0053 | 1576.3929 | 2006.1093 | 2491.0535 | 3046.0393 | 3583.0282 | 4075.4964 | 4605.3258 | 5097.8233 | 5696.5247 | 6262.3921 | 6784.4944 | 7212.4446 | 7644.0478 | 7987.4521 | 8219.5233 | 8427.4596 | 8605.0147 | 8718.2407 | 8860.8632 | 8939.7409 | 9009.6546 | 9073.8796 | 9123.9824 | 9127.1357 |  | 25.8489 | 40.0594 | 114.669 | 273.2592 | 490.9865 | 771.147 | 1138.0485 | 1540.8783 | 2067.4855 | 2619.1051 | 3232.8869 | 4000.0647 | 4749.6528 | 5428.1164 | 6134.712 | 6759.0555 | 7323.6762 | 7852.0262 | 8331.3975 | 8710.6514 | 9086.9078 | 9364.908 | 9517.8308 | 9640.7516 | 9731.8801 | 9756.8309 | 9821.0312 | 9830.4444 | 9845.8946 | 9868.2736 | 9895.5036 | 9884.8264 |  | 25.8489 | 40.0512 | 114.6048 | 273.0934 | 490.7219 | 770.6809 | 1130.9299 | 1523.6822 | 2042.5532 | 2584.8986 | 3193.6991 | 3939.4473 | 4667.3173 | 5326.0661 | 6013.8266 | 6620.8945 | 7188.0949 | 7717.3314 | 8199.8433 | 8582.083 | 8964.6535 | 9249.8646 | 9412.9944 | 9546.9309 | 9650.5732 | 9687.0075 | 9762.7893 | 9782.2557 | 9806.8032 | 9836.9465 | 9870.82 | 9865.1044
Garstang |  | 33.8887 | 51.1426 | 135.0925 | 295.1964 | 493.8647 | 726.0007 | 1002.2576 | 1306 | 1703.2448 | 2119.1607 | 2581.9854 | 3163.0832 | 3730.1672 | 4243.0203 | 4776.1696 | 5246.4293 | 5668.1029 | 6063.174 | 6421.8395 | 6705.5702 | 6987.0858 | 7194.5108 | 7307.8731 | 7398.6642 | 7465.604 | 7482.7822 | 7529.6766 | 7535.5026 | 7546.1086 | 7562.1243 | 7582.0839 | 7573.6428 |  | 33.6201 | 47.6962 | 97.3043 | 186.4458 | 297.6758 | 426.1202 | 570.6573 | 726.2546 | 936.3018 | 1158.4572 | 1407.4633 | 1685.4942 | 1968.2881 | 2230.5442 | 2528.0331 | 2806.4128 | 3080.6425 | 3376.0226 | 3679.0441 | 3965.3907 | 4284.4427 | 4641.1525 | 4921.8792 | 5190.6231 | 5440.7168 | 5644.1468 | 5869.5677 | 6045.2867 | 6211.5061 | 6368.0821 | 6507.8542 | 6603.5963 |  | 33.6201 | 47.9219 | 100.8908 | 214.7865 | 367.5075 | 549.1946 | 762.7686 | 995.0188 | 1298.1974 | 1622.1436 | 1987.9117 | 2406.4239 | 2811.832 | 3183.7463 | 3583.6905 | 3955.3731 | 4408.3327 | 4835.9667 | 5230.2796 | 5553.3989 | 5879.0271 | 6137.304 | 6311.7531 | 6468.0327 | 6601.4456 | 6686.381 | 6793.4708 | 6852.5075 | 6904.788 | 6952.7809 | 6990.1488 | 6992.1493 |  | 33.8887 | 51.1426 | 135.0925 | 295.1964 | 493.8647 | 726.0007 | 1002.2576 | 1306 | 1703.2448 | 2119.1607 | 2581.9854 | 3163.0832 | 3730.1672 | 4243.0203 | 4776.1696 | 5246.4293 | 5668.1029 | 6063.174 | 6421.8395 | 6705.5702 | 6987.0858 | 7194.5108 | 7307.8731 | 7398.6642 | 7465.604 | 7482.7822 | 7529.6766 | 7535.5026 | 7546.1086 | 7562.1243 | 7582.0839 | 7573.6428 |  | 33.8887 | 51.1313 | 135.0155 | 294.9868 | 493.5438 | 725.4249 | 995.6121 | 1290.9219 | 1681.9993 | 2090.3834 | 2549.034 | 3112.871 | 3663.0062 | 4160.4775 | 4679.1594 | 5136.2495 | 5560.2323 | 5956.2823 | 6317.6552 | 6603.914 | 6890.5553 | 7103.8534 | 7225.3291 | 7324.8423 | 7401.6316 | 7427.8419 | 7483.8412 | 7497.5745 | 7515.3396 | 7537.483 | 7562.6881 | 7558.1837
Gatley |  | 19.2857 | 29.5228 | 81.5094 | 187.1452 | 326.563 | 499.7229 | 719.131 | 960.1394 | 1275.248 | 1605.271 | 1972.4949 | 2432.1862 | 2881.1545 | 3287.4103 | 3710.254 | 4083.6565 | 4420.3845 | 4735.6102 | 5021.6719 | 5247.9821 | 5472.5109 | 5638.2532 | 5729.2291 | 5802.2686 | 5856.3192 | 5870.8131 | 5908.8216 | 5914.116 | 5923.0827 | 5936.244 | 5952.3835 | 5945.8919 |  | 19.1328 | 27.5295 | 58.6347 | 117.5719 | 195.3926 | 290.8677 | 405.5349 | 528.9765 | 695.6155 | 871.8604 | 1069.4071 | 1289.9802 | 1514.3321 | 1722.3905 | 1958.4005 | 2179.2504 | 2396.8079 | 2631.145 | 2871.5442 | 3098.7146 | 3351.8315 | 3634.8238 | 3857.5357 | 4070.7412 | 4269.1507 | 4430.5399 | 4609.3755 | 4748.7805 | 4880.6491 | 5004.8672 | 5115.754 | 5191.7102 |  | 19.1328 | 27.6605 | 60.8384 | 136.1371 | 242.9824 | 378.0007 | 547.2702 | 731.5283 | 972.211 | 1229.287 | 1519.4526 | 1851.505 | 2172.9138 | 2467.7064 | 2784.8144 | 3079.5572 | 3438.1582 | 3776.9643 | 4089.5009 | 4345.6542 | 4603.9278 | 4809.2082 | 4947.911 | 5072.1819 | 5178.287 | 5245.9122 | 5331.122 | 5378.1972 | 5419.9101 | 5458.2199 | 5488.0869 | 5489.8734 |  | 19.2857 | 29.5228 | 81.5094 | 187.1452 | 326.563 | 499.7229 | 719.131 | 960.1394 | 1275.248 | 1605.271 | 1972.4949 | 2432.1862 | 2881.1545 | 3287.4103 | 3710.254 | 4083.6565 | 4420.3845 | 4735.6102 | 5021.6719 | 5247.9821 | 5472.5109 | 5638.2532 | 5729.2291 | 5802.2686 | 5856.3192 | 5870.8131 | 5908.8216 | 5914.116 | 5923.0827 | 5936.244 | 5952.3835 | 5945.8919 |  | 19.2857 | 29.5166 | 81.4634 | 187.0236 | 326.3725 | 499.3844 | 714.533 | 949.2908 | 1259.6822 | 1584.0136 | 1948.1463 | 2394.7239 | 2830.5466 | 3224.8701 | 3636.3747 | 3999.4033 | 4337.7713 | 4653.6098 | 4941.6406 | 5169.8105 | 5398.2137 | 5568.3859 | 5665.5792 | 5745.3197 | 5806.967 | 5828.4304 | 5873.4668 | 5884.8626 | 5899.3516 | 5917.2307 | 5937.4075 | 5933.9363
Gidlow |  | 33.8034 | 52.5906 | 152.2101 | 366.6732 | 664.2331 | 1050.5931 | 1560.6775 | 2120.6472 | 2852.6533 | 3619.4567 | 4472.6658 | 5538.7232 | 6580.4405 | 7523.3772 | 8505.5553 | 9373.5243 | 10158.9985 | 10893.9429 | 11560.7248 | 12088.2523 | 12611.6064 | 12998.3761 | 13211.2399 | 13382.391 | 13509.3299 | 13544.2557 | 13633.7236 | 13646.997 | 13668.6284 | 13699.8642 | 13737.801 | 13723.0164 |  | 33.5355 | 49.0318 | 109.3517 | 229.2192 | 394.9255 | 607.4341 | 873.8312 | 1160.6134 | 1547.7525 | 1957.2082 | 2416.1528 | 2928.5929 | 3449.812 | 3933.1774 | 4481.4808 | 4994.564 | 5499.9982 | 6044.4149 | 6602.9154 | 7130.6824 | 7718.7289 | 8376.1824 | 8893.5913 | 9388.9147 | 9849.8637 | 10224.8066 | 10640.2811 | 10964.1498 | 11270.5096 | 11559.0956 | 11816.7103 | 11993.1732 |  | 33.5355 | 49.2669 | 113.5428 | 266.6772 | 494.1801 | 794.6528 | 1187.6608 | 1615.7397 | 2175.1287 | 2772.4835 | 3446.5834 | 4218.0575 | 4964.4455 | 5648.9345 | 6385.3799 | 7069.9471 | 7901.9703 | 8688.4354 | 9414.1105 | 10008.9354 | 10608.8745 | 11086.3346 | 11409.0141 | 11698.1395 | 11945.0261 | 12102.4855 | 12300.8102 | 12410.5222 | 12507.773 | 12597.1157 | 12666.8238 | 12671.2629 |  | 33.8034 | 52.5906 | 152.2101 | 366.6732 | 664.2331 | 1050.5931 | 1560.6775 | 2120.6472 | 2852.6533 | 3619.4567 | 4472.6658 | 5538.7232 | 6580.4405 | 7523.3772 | 8505.5553 | 9373.5243 | 10158.9985 | 10893.9429 | 11560.7248 | 12088.2523 | 12611.6064 | 12998.3761 | 13211.2399 | 13382.391 | 13509.3299 | 13544.2557 | 13633.7236 | 13646.997 | 13668.6284 | 13699.8642 | 13737.801 | 13723.0164 |  | 33.8034 | 52.5798 | 152.1251 | 366.4553 | 663.8834 | 1049.9782 | 1550.971 | 2097.0553 | 2818.3568 | 3572.3479 | 4418.6943 | 5455.1257 | 6466.7375 | 7382.3452 | 8338.3802 | 9182.3557 | 9971.3621 | 10707.4929 | 11378.5904 | 11910.2276 | 12442.3049 | 12839.0337 | 13066.0247 | 13252.427 | 13396.7001 | 13447.5337 | 13553.0459 | 13580.2458 | 13614.4791 | 13656.4675 | 13703.6044 | 13695.688
Gillsrow |  | 5.0264 | 7.8164 | 22.5937 | 54.3606 | 98.3838 | 155.487 | 230.8092 | 313.4987 | 421.5928 | 534.825 | 660.8166 | 818.2453 | 972.078 | 1111.3225 | 1256.3595 | 1384.5293 | 1500.5088 | 1609.0285 | 1707.484 | 1785.3775 | 1862.6548 | 1919.7629 | 1951.1914 | 1976.4603 | 1995.2008 | 2000.3543 | 2013.5622 | 2015.5192 | 2018.7109 | 2023.3214 | 2028.922 | 2026.7379 |  | 4.9865 | 7.2875 | 16.2325 | 33.9868 | 58.5039 | 89.914 | 129.2524 | 171.601 | 228.7691 | 289.2326 | 357.0041 | 432.6752 | 509.6427 | 581.0203 | 661.9873 | 737.7533 | 812.3898 | 892.7828 | 975.2556 | 1053.1899 | 1140.0257 | 1237.1106 | 1313.5154 | 1386.6589 | 1454.7264 | 1510.0935 | 1571.4459 | 1619.2709 | 1664.5105 | 1707.1255 | 1745.167 | 1771.2249 |  | 4.9865 | 7.3224 | 16.8543 | 39.5361 | 73.1963 | 117.6082 | 175.6437 | 238.8573 | 321.4605 | 409.6704 | 509.2136 | 623.1356 | 733.3543 | 834.4327 | 943.1831 | 1044.2724 | 1167.1392 | 1283.2771 | 1390.4375 | 1478.275 | 1566.8672 | 1637.3711 | 1685.0192 | 1727.7125 | 1764.1686 | 1787.4192 | 1816.7043 | 1832.9042 | 1847.264 | 1860.456 | 1870.7486 | 1871.4032 |  | 5.0264 | 7.8164 | 22.5937 | 54.3606 | 98.3838 | 155.487 | 230.8092 | 313.4987 | 421.5928 | 534.825 | 660.8166 | 818.2453 | 972.078 | 1111.3225 | 1256.3595 | 1384.5293 | 1500.5088 | 1609.0285 | 1707.484 | 1785.3775 | 1862.6548 | 1919.7629 | 1951.1914 | 1976.4603 | 1995.2008 | 2000.3543 | 2013.5622 | 2015.5192 | 2018.7109 | 2023.3214 | 2028.922 | 2026.7379 |  | 5.0264 | 7.8148 | 22.5811 | 54.3282 | 98.3318 | 155.3957 | 229.3727 | 310.0098 | 416.5225 | 527.8613 | 652.8385 | 805.8898 | 955.2755 | 1090.4831 | 1231.659 | 1356.2854 | 1472.7874 | 1581.483 | 1680.5766 | 1759.0776 | 1837.6439 | 1896.2237 | 1929.7393 | 1957.2614 | 1978.5626 | 1986.0661 | 2001.6441 | 2005.6583 | 2010.7117 | 2016.9106 | 2023.8704 | 2022.701
Glaxo |  | 0.46086 | 0.71603 | 2.0645 | 4.9549 | 8.9509 | 14.1237 | 20.9345 | 28.4117 | 38.1862 | 48.4252 | 59.8181 | 74.0547 | 87.9659 | 100.5577 | 113.6728 | 125.2624 | 135.7481 | 145.5595 | 154.4611 | 161.5037 | 168.4905 | 173.6536 | 176.4946 | 178.7787 | 180.4726 | 180.9379 | 182.1315 | 182.3079 | 182.5961 | 183.0126 | 183.5188 | 183.3211 |  | 0.4572 | 0.66758 | 1.4833 | 3.0986 | 5.3243 | 8.1699 | 11.7271 | 15.5565 | 20.726 | 26.1934 | 32.3217 | 39.1643 | 46.1241 | 52.5785 | 59.9 | 66.7511 | 73.5002 | 80.7698 | 88.2274 | 95.2747 | 103.1268 | 111.9058 | 118.8147 | 125.4288 | 131.5838 | 136.5904 | 142.1382 | 146.4628 | 150.5537 | 154.4071 | 157.8471 | 160.2034 |  | 0.4572 | 0.67078 | 1.5401 | 3.6037 | 6.6594 | 10.683 | 15.931 | 21.6471 | 29.1164 | 37.0928 | 46.094 | 56.3955 | 66.3622 | 75.5025 | 85.3365 | 94.4777 | 105.5886 | 116.0908 | 125.7811 | 133.724 | 141.735 | 148.1101 | 152.4184 | 156.2787 | 159.5751 | 161.6773 | 164.3252 | 165.7899 | 167.0882 | 168.2809 | 169.2114 | 169.2705 |  | 0.46086 | 0.71603 | 2.0645 | 4.9549 | 8.9509 | 14.1237 | 20.9345 | 28.4117 | 38.1862 | 48.4252 | 59.8181 | 74.0547 | 87.9659 | 100.5577 | 113.6728 | 125.2624 | 135.7481 | 145.5595 | 154.4611 | 161.5037 | 168.4905 | 173.6536 | 176.4946 | 178.7787 | 180.4726 | 180.9379 | 182.1315 | 182.3079 | 182.5961 | 183.0126 | 183.5188 | 183.3211 |  | 0.46086 | 0.71588 | 2.0633 | 4.9519 | 8.9461 | 14.1153 | 20.804 | 28.0953 | 37.7266 | 47.7942 | 59.0951 | 72.9355 | 86.4443 | 98.6708 | 111.4367 | 122.7058 | 133.2389 | 143.0663 | 152.0258 | 159.1234 | 166.227 | 171.5233 | 174.5533 | 177.0413 | 178.9669 | 179.6448 | 181.053 | 181.4155 | 181.8722 | 182.4325 | 183.0616 | 182.9558
Glossop |  | 31.2545 | 48.2215 | 136.2648 | 320.5404 | 570.2244 | 887.8288 | 1299.4257 | 1751.3956 | 2342.2689 | 2961.1762 | 3649.8346 | 4511.0095 | 5352.3315 | 6113.7587 | 6906.6062 | 7607.0319 | 8239.8935 | 8832.1765 | 9369.5884 | 9794.7567 | 10216.5689 | 10528.1385 | 10699.4116 | 10837.0309 | 10938.9984 | 10966.7372 | 11038.5321 | 11048.8948 | 11066.0664 | 11091.041 | 11121.5032 | 11109.4625 |  | 31.0068 | 44.9621 | 97.9601 | 200.8675 | 340.0643 | 514.9503 | 729.9774 | 961.4587 | 1273.9447 | 1604.444 | 1974.8891 | 2388.5141 | 2809.2251 | 3199.382 | 3641.9546 | 4056.0986 | 4464.0686 | 4903.504 | 5354.3074 | 5780.3037 | 6254.9557 | 6785.6307 | 7203.2663 | 7603.0752 | 7975.1383 | 8277.7799 | 8613.1374 | 8874.5537 | 9121.8373 | 9354.7745 | 9562.7127 | 9705.1478 |  | 31.0068 | 45.1769 | 101.6781 | 233.1493 | 424.2591 | 671.5553 | 988.866 | 1334.3949 | 1785.8325 | 2267.958 | 2812.0763 | 3434.7695 | 4037.3434 | 4589.9775 | 5184.5083 | 5737.1356 | 6409.1095 | 7044.1552 | 7630.0468 | 8110.2696 | 8594.5524 | 8979.7448 | 9240.0416 | 9473.2638 | 9672.4052 | 9799.3746 | 9959.3246 | 10047.7558 | 10126.1299 | 10198.1215 | 10254.272 | 10257.7509 |  | 31.2545 | 48.2215 | 136.2648 | 320.5404 | 570.2244 | 887.8288 | 1299.4257 | 1751.3956 | 2342.2689 | 2961.1762 | 3649.8346 | 4511.0095 | 5352.3315 | 6113.7587 | 6906.6062 | 7607.0319 | 8239.8935 | 8832.1765 | 9369.5884 | 9794.7567 | 10216.5689 | 10528.1385 | 10699.4116 | 10837.0309 | 10938.9984 | 10966.7372 | 11038.5321 | 11048.8948 | 11066.0664 | 11091.041 | 11121.5032 | 11109.4625 |  | 31.2545 | 48.2115 | 136.1883 | 320.3412 | 569.9086 | 887.2707 | 1291.2389 | 1731.7714 | 2313.9125 | 2922.33 | 3605.3341 | 4442.2927 | 5259.1576 | 5998.3842 | 6770.0576 | 7451.0779 | 8086.8908 | 8680.2171 | 9221.2057 | 9649.7673 | 10078.721 | 10398.4492 | 10581.2397 | 10731.2836 | 10847.3562 | 10888.0376 | 10972.8852 | 10994.5785 | 11022.004 | 11055.7328 | 11093.6858 | 11087.2426
Golborne |  | 80.021 | 120.7167 | 318.4865 | 694.9503 | 1161.182 | 1704.8338 | 2350.3565 | 3060.129 | 3988.404 | 4960.298 | 6041.8085 | 7399.8453 | 8725.092 | 9923.5795 | 11169.4413 | 12268.2951 | 13253.4098 | 14176.4039 | 15014.3574 | 15677.2383 | 16334.9458 | 16819.5213 | 17084.3093 | 17296.3568 | 17452.6765 | 17492.7234 | 17602.2168 | 17615.7573 | 17640.4807 | 17677.8561 | 17724.4636 | 17704.7164 |  | 79.3867 | 112.5824 | 229.4071 | 438.9988 | 700.0573 | 1000.9051 | 1338.6554 | 1702.2508 | 2193.083 | 2712.2094 | 3294.0799 | 3943.7745 | 4604.5994 | 5217.4318 | 5912.5955 | 6563.1053 | 7203.9175 | 7894.1534 | 8602.2454 | 9271.3721 | 10016.9238 | 10850.4729 | 11506.4671 | 12134.4603 | 12718.8722 | 13194.2416 | 13720.9988 | 14131.6141 | 14520.0308 | 14885.913 | 15212.5285 | 15436.2561 |  | 79.3867 | 113.1149 | 237.8582 | 505.653 | 864.0921 | 1289.6506 | 1788.7426 | 2331.4577 | 3039.8995 | 3796.8796 | 4651.5974 | 5629.5617 | 6576.9316 | 7446.039 | 8380.6374 | 9249.1888 | 10307.734 | 11307.0666 | 12228.5173 | 12983.594 | 13744.5193 | 14348.0121 | 14755.6263 | 15120.7846 | 15432.5114 | 15630.9594 | 15881.1765 | 16019.1055 | 16141.2473 | 16253.3699 | 16340.6661 | 16345.319 |  | 80.021 | 120.7167 | 318.4865 | 694.9503 | 1161.182 | 1704.8338 | 2350.3565 | 3060.129 | 3988.404 | 4960.298 | 6041.8085 | 7399.8453 | 8725.092 | 9923.5795 | 11169.4413 | 12268.2951 | 13253.4098 | 14176.4039 | 15014.3574 | 15677.2383 | 16334.9458 | 16819.5213 | 17084.3093 | 17296.3568 | 17452.6765 | 17492.7234 | 17602.2168 | 17615.7573 | 17640.4807 | 17677.8561 | 17724.4636 | 17704.7164 |  | 80.021 | 120.6901 | 318.3048 | 694.4556 | 1160.4252 | 1703.4753 | 2334.7539 | 3024.7734 | 3938.6172 | 4892.8799 | 5964.6127 | 7282.2515 | 8567.8598 | 9730.3738 | 10942.4135 | 12010.485 | 13001.0168 | 13926.3162 | 14770.6158 | 15439.4202 | 16109.1262 | 16607.451 | 16891.2222 | 17123.6751 | 17303.0345 | 17364.2088 | 17494.9997 | 17527.0367 | 17568.5063 | 17620.2163 | 17679.0951 | 17668.5583
Gowhole |  | 73.3655 | 110.1035 | 285.6537 | 610.9072 | 1002.2454 | 1444.4278 | 1951.0423 | 2508.3981 | 3237.4608 | 4000.6376 | 4849.919 | 5918.2534 | 6960.2901 | 7902.3479 | 8880.9372 | 9743.451 | 10514.0514 | 11236.4169 | 11892.3874 | 12411.287 | 12926.1571 | 13305.0711 | 13511.5765 | 13676.704 | 13798.1591 | 13828.4106 | 13913.2843 | 13922.9872 | 13941.6382 | 13970.3598 | 14006.5403 | 13990.7482 |  | 72.7839 | 102.6898 | 205.8602 | 386.7733 | 606.2221 | 851.3839 | 1116.6301 | 1402.1735 | 1787.6401 | 2195.3269 | 2652.2888 | 3162.5151 | 3681.4825 | 4162.7598 | 4708.6944 | 5219.5611 | 5722.8117 | 6264.8765 | 6820.9642 | 7346.4513 | 7931.9573 | 8586.5706 | 9101.7443 | 9594.9278 | 10053.8855 | 10427.2086 | 10840.8882 | 11163.3578 | 11468.3941 | 11755.7334 | 12012.2352 | 12187.9357 |  | 72.7839 | 103.1743 | 213.3854 | 444.5448 | 745.8585 | 1092.693 | 1484.8781 | 1911.0836 | 2467.2262 | 3061.6016 | 3732.8575 | 4500.8436 | 5245.1458 | 5928.047 | 6662.2724 | 7344.5515 | 8176.9004 | 8962.3366 | 9686.3802 | 10279.6302 | 10877.2933 | 11350.7114 | 11670.4013 | 11956.7734 | 12201.2182 | 12356.73 | 12552.886 | 12660.8753 | 12756.4695 | 12844.1975 | 12912.4474 | 12915.8253 |  | 73.3655 | 110.1035 | 285.6537 | 610.9072 | 1002.2454 | 1444.4278 | 1951.0423 | 2508.3981 | 3237.4608 | 4000.6376 | 4849.919 | 5918.2534 | 6960.2901 | 7902.3479 | 8880.9372 | 9743.451 | 10514.0514 | 11236.4169 | 11892.3874 | 12411.287 | 12926.1571 | 13305.0711 | 13511.5765 | 13676.704 | 13798.1591 | 13828.4106 | 13913.2843 | 13922.9872 | 13941.6382 | 13970.3598 | 14006.5403 | 13990.7482 |  | 73.3655 | 110.079 | 285.4902 | 610.4569 | 1001.5624 | 1443.197 | 1937.8557 | 2479.0906 | 3196.5766 | 3945.5143 | 4786.812 | 5822.6173 | 6833.1086 | 7746.5403 | 8698.3764 | 9536.6133 | 10311.7338 | 11036.1364 | 11697.3384 | 12221.0918 | 12745.6505 | 13135.6802 | 13357.3972 | 13538.8526 | 13678.7023 | 13725.8174 | 13827.6873 | 13852.1538 | 13884.1739 | 13924.3518 | 13970.3411 | 13961.9246
Grane Rd & Prinny Hill |  | 13.194 | 20.3338 | 57.2717 | 134.2724 | 238.2406 | 370.0812 | 540.4494 | 727.5365 | 972.1239 | 1228.3123 | 1513.374 | 1869.8931 | 2218.181 | 2533.3867 | 2861.5822 | 3151.5053 | 3413.3978 | 3658.5067 | 3880.9116 | 4056.8648 | 4231.4295 | 4360.3606 | 4431.2222 | 4488.1542 | 4530.3308 | 4541.7837 | 4571.4754 | 4575.7422 | 4582.8315 | 4593.1542 | 4605.7534 | 4600.7623 |  | 13.0894 | 18.9596 | 41.1761 | 84.1712 | 142.1421 | 214.7513 | 303.7596 | 399.5789 | 528.9294 | 665.7362 | 819.0782 | 990.2941 | 1164.4432 | 1325.9447 | 1509.1432 | 1680.5739 | 1849.449 | 2031.3488 | 2217.9543 | 2394.2912 | 2590.7686 | 2810.4362 | 2983.3122 | 3148.8091 | 3302.8208 | 3428.0963 | 3566.9141 | 3675.1247 | 3777.4853 | 3873.9073 | 3959.9812 | 4018.9408 |  | 13.0894 | 19.0501 | 42.7367 | 97.6662 | 177.2573 | 279.931 | 411.2842 | 554.3122 | 741.1749 | 940.7433 | 1165.976 | 1423.7326 | 1673.1694 | 1901.9355 | 2148.0418 | 2376.8005 | 2654.9827 | 2917.8688 | 3160.4024 | 3359.1922 | 3559.6582 | 3719.0919 | 3826.8289 | 3923.3591 | 4005.7828 | 4058.3323 | 4124.5336 | 4161.1307 | 4193.5649 | 4223.3571 | 4246.5926 | 4248.0259 |  | 13.194 | 20.3338 | 57.2717 | 134.2724 | 238.2406 | 370.0812 | 540.4494 | 727.5365 | 972.1239 | 1228.3123 | 1513.374 | 1869.8931 | 2218.181 | 2533.3867 | 2861.5822 | 3151.5053 | 3413.3978 | 3658.5067 | 3880.9116 | 4056.8648 | 4231.4295 | 4360.3606 | 4431.2222 | 4488.1542 | 4530.3308 | 4541.7837 | 4571.4754 | 4575.7422 | 4582.8315 | 4593.1542 | 4605.7534 | 4600.7623 |  | 13.194 | 20.3296 | 57.2395 | 134.1884 | 238.1078 | 369.8461 | 537.0378 | 719.3757 | 960.3426 | 1212.1793 | 1494.8929 | 1841.3684 | 2179.5224 | 2485.5293 | 2804.9552 | 3086.8432 | 3349.9638 | 3595.51 | 3819.4016 | 3996.7643 | 4174.2916 | 4306.6077 | 4382.2442 | 4444.3266 | 4492.3492 | 4509.1662 | 4544.2674 | 4553.2303 | 4564.5695 | 4578.5206 | 4594.2248 | 4591.5542
Grange |  | 23.5789 | 35.9053 | 97.5549 | 220.1213 | 378.623 | 571.7141 | 811.7631 | 1075.5189 | 1420.3981 | 1781.5671 | 2183.4544 | 2686.9848 | 3178.6512 | 3623.4703 | 4086.2857 | 4494.844 | 4862.656 | 5207.0644 | 5519.6465 | 5766.9328 | 6012.2774 | 6193.2865 | 6292.515 | 6372.123 | 6430.9706 | 6446.5516 | 6487.8875 | 6493.4631 | 6503.0969 | 6517.3529 | 6534.9174 | 6527.7461 |  | 23.392 | 33.4828 | 70.2092 | 138.5447 | 227.1046 | 333.6858 | 459.1815 | 594.2803 | 776.6556 | 969.5441 | 1185.7459 | 1427.1487 | 1672.6872 | 1900.3934 | 2158.6908 | 2400.3966 | 2638.499 | 2894.9655 | 3158.0667 | 3406.6898 | 3683.7096 | 3993.4261 | 4237.1696 | 4470.509 | 4687.6551 | 4864.285 | 5060.0088 | 5212.5785 | 5356.9 | 5492.8485 | 5614.2069 | 5697.3359 |  | 23.392 | 33.6418 | 72.8298 | 160.1377 | 281.7291 | 432.4648 | 617.7736 | 819.4305 | 1082.7902 | 1364.1182 | 1681.6896 | 2045.0896 | 2396.9212 | 2719.6376 | 3066.7513 | 3389.3696 | 3782.0789 | 4153.0273 | 4495.1718 | 4775.5766 | 5058.2598 | 5282.8024 | 5434.5043 | 5570.4169 | 5686.4564 | 5760.3888 | 5853.5637 | 5905.0066 | 5950.5817 | 5992.4328 | 6025.0482 | 6026.9385 |  | 23.5789 | 35.9053 | 97.5549 | 220.1213 | 378.623 | 571.7141 | 811.7631 | 1075.5189 | 1420.3981 | 1781.5671 | 2183.4544 | 2686.9848 | 3178.6512 | 3623.4703 | 4086.2857 | 4494.844 | 4862.656 | 5207.0644 | 5519.6465 | 5766.9328 | 6012.2774 | 6193.2865 | 6292.515 | 6372.123 | 6430.9706 | 6446.5516 | 6487.8875 | 6493.4631 | 6503.0969 | 6517.3529 | 6534.9174 | 6527.7461 |  | 23.5789 | 35.8976 | 97.4997 | 219.9736 | 378.3937 | 571.3052 | 806.5116 | 1063.2836 | 1402.943 | 1757.7906 | 2156.2232 | 2645.2129 | 3122.3944 | 3554.0665 | 4004.4269 | 4401.6076 | 4771.2769 | 5116.4092 | 5431.2044 | 5680.5736 | 5930.221 | 6116.1529 | 6222.2573 | 6309.2702 | 6376.5026 | 6399.775 | 6448.866 | 6461.1751 | 6476.9038 | 6496.3698 | 6518.3934 | 6514.5611
Great Harwood |  | 29.3666 | 44.7457 | 121.8006 | 275.3928 | 474.5079 | 717.6548 | 1020.6554 | 1353.5679 | 1788.8698 | 2244.7377 | 2751.9994 | 3387.4832 | 4008.013 | 4569.4287 | 5153.5844 | 5669.2806 | 6133.6442 | 6568.4474 | 6963.0649 | 7275.251 | 7584.985 | 7813.5148 | 7938.8143 | 8039.3475 | 8113.6735 | 8133.3847 | 8185.6003 | 8192.6727 | 8204.861 | 8222.8786 | 8245.0642 | 8236.0232 |  | 29.1338 | 41.7264 | 87.6539 | 173.2947 | 284.5332 | 418.7256 | 577.1253 | 747.646 | 977.8389 | 1221.3012 | 1494.1896 | 1798.8864 | 2108.8032 | 2396.2123 | 2722.2334 | 3027.3127 | 3327.8438 | 3651.5539 | 3983.6382 | 4297.4484 | 4647.1008 | 5038.0226 | 5345.6739 | 5640.1931 | 5914.2734 | 6137.2144 | 6384.2555 | 6576.8278 | 6758.9893 | 6930.5825 | 7083.7602 | 7188.685 |  | 29.1338 | 41.9247 | 90.9283 | 200.3458 | 353.0743 | 542.8582 | 776.7449 | 1031.275 | 1363.694 | 1718.788 | 2119.6236 | 2578.3059 | 3022.3738 | 3429.6905 | 3867.8052 | 4275.005 | 4770.6408 | 5238.8257 | 5670.6629 | 6024.5779 | 6381.3753 | 6664.8111 | 6856.304 | 7027.8668 | 7174.3446 | 7267.6742 | 7385.2918 | 7450.2351 | 7507.7719 | 7560.6083 | 7601.7867 | 7604.183 |  | 29.3666 | 44.7457 | 121.8006 | 275.3928 | 474.5079 | 717.6548 | 1020.6554 | 1353.5679 | 1788.8698 | 2244.7377 | 2751.9994 | 3387.4832 | 4008.013 | 4569.4287 | 5153.5844 | 5669.2806 | 6133.6442 | 6568.4474 | 6963.0649 | 7275.251 | 7584.985 | 7813.5148 | 7938.8143 | 8039.3475 | 8113.6735 | 8133.3847 | 8185.6003 | 8192.6727 | 8204.861 | 8222.8786 | 8245.0642 | 8236.0232 |  | 29.3666 | 44.7361 | 121.7317 | 275.2088 | 474.2218 | 717.1449 | 1014.062 | 1338.1825 | 1766.9051 | 2214.8089 | 2717.7215 | 3334.8823 | 3937.145 | 4481.9805 | 5050.4228 | 5551.7622 | 6018.4601 | 6454.1685 | 6851.5702 | 7166.3777 | 7481.5326 | 7716.264 | 7850.2309 | 7960.0991 | 8044.997 | 8074.4061 | 8136.4 | 8151.9625 | 8171.8356 | 8196.4217 | 8224.229 | 8219.3973
Green Lane (Altrincham) |  | 59.0385 | 89.8349 | 243.5192 | 548.0706 | 940.6934 | 1417.557 | 2008.5925 | 2658.0272 | 3507.2204 | 4396.5104 | 5386.062 | 6626.0626 | 7836.8 | 8932.1464 | 10071.7418 | 11077.683 | 11983.054 | 12830.8502 | 13600.3177 | 14209.0481 | 14813.0005 | 15258.542 | 15502.7357 | 15698.6221 | 15843.3992 | 15881.6523 | 15983.3286 | 15996.9706 | 16020.6202 | 16055.6638 | 16098.873 | 16081.1888 |  | 58.5705 | 83.7743 | 175.2697 | 345.0511 | 564.4549 | 827.7164 | 1136.7214 | 1469.3719 | 1918.4304 | 2393.3749 | 2925.7236 | 3520.1239 | 4124.7073 | 4685.3828 | 5321.3824 | 5916.5287 | 6502.8026 | 7134.2938 | 7782.1215 | 8394.3002 | 9076.3994 | 9839.0068 | 10439.1707 | 11013.7166 | 11548.3904 | 11983.302 | 12465.2279 | 12840.8965 | 13196.2559 | 13530.9986 | 13829.8165 | 14034.5031 |  | 58.5705 | 84.1721 | 181.8051 | 398.7247 | 699.9635 | 1072.2934 | 1528.5965 | 2025.1308 | 2673.5747 | 3366.2719 | 4148.2221 | 5043.0092 | 5909.3439 | 6703.9946 | 7558.7079 | 8353.0998 | 9320.1552 | 10233.5912 | 11076.0824 | 11766.541 | 12462.5927 | 13015.4299 | 13388.9223 | 13723.5395 | 14009.2268 | 14191.2375 | 14420.6273 | 14547.2632 | 14659.4511 | 14762.4697 | 14842.7492 | 14847.378 |  | 59.0385 | 89.8349 | 243.5192 | 548.0706 | 940.6934 | 1417.557 | 2008.5925 | 2658.0272 | 3507.2204 | 4396.5104 | 5386.062 | 6626.0626 | 7836.8 | 8932.1464 | 10071.7418 | 11077.683 | 11983.054 | 12830.8502 | 13600.3177 | 14209.0481 | 14813.0005 | 15258.542 | 15502.7357 | 15698.6221 | 15843.3992 | 15881.6523 | 15983.3286 | 15996.9706 | 16020.6202 | 16055.6638 | 16098.873 | 16081.1888 |  | 59.0385 | 89.8156 | 243.3812 | 547.7012 | 940.1205 | 1416.5349 | 1995.5748 | 2627.7569 | 3464.0749 | 4337.7632 | 5318.7799 | 6522.9025 | 7697.9354 | 8760.875 | 9869.7849 | 10847.7018 | 11757.6708 | 12607.2707 | 13382.2106 | 13996.0884 | 14610.6601 | 15068.3527 | 15329.505 | 15543.6525 | 15709.1032 | 15766.3199 | 15887.1167 | 15917.3607 | 15956.038 | 16003.9286 | 16058.1332 | 16048.6839
Green Lane (Hazel Grove) |  | 55.5087 | 84.7719 | 232.3715 | 529.4176 | 917.9925 | 1396.603 | 1998.14 | 2658.9761 | 3523.0234 | 4427.9312 | 5434.8491 | 6695.7854 | 7927.1829 | 9041.3542 | 10200.8419 | 11224.6049 | 12147.1591 | 13010.891 | 13794.7523 | 14414.8785 | 15030.1284 | 15484.1875 | 15733.2849 | 15933.211 | 16081.0922 | 16120.5354 | 16224.477 | 16238.7618 | 16263.1576 | 16299.0887 | 16343.2381 | 16325.3672 |  | 55.0687 | 79.05 | 167.1931 | 332.8727 | 549.861 | 813.8764 | 1128.2956 | 1466.7747 | 1923.7014 | 2406.9677 | 2948.644 | 3553.4591 | 4168.6358 | 4739.1352 | 5386.2785 | 5991.8527 | 6588.399 | 7230.955 | 7890.1337 | 8513.0387 | 9207.0894 | 9983.0589 | 10593.7385 | 11178.3514 | 11722.3935 | 12164.9255 | 12655.2955 | 13037.5464 | 13399.1322 | 13739.7402 | 14043.7939 | 14252.0668 |  | 55.0687 | 79.4259 | 173.4576 | 385.1333 | 683.0529 | 1056.4283 | 1520.6259 | 2025.863 | 2685.7641 | 3390.6443 | 4186.2877 | 5096.7707 | 5978.154 | 6786.5709 | 7656.1497 | 8464.3836 | 9447.9327 | 10377.1013 | 11234.1814 | 11936.6236 | 12644.835 | 13207.5863 | 13587.8063 | 13928.4594 | 14219.3104 | 14404.656 | 14638.2159 | 14767.2142 | 14881.5098 | 14986.4748 | 15068.2939 | 15073.1236 |  | 55.5087 | 84.7719 | 232.3715 | 529.4176 | 917.9925 | 1396.603 | 1998.14 | 2658.9761 | 3523.0234 | 4427.9312 | 5434.8491 | 6695.7854 | 7927.1829 | 9041.3542 | 10200.8419 | 11224.6049 | 12147.1591 | 13010.891 | 13794.7523 | 14414.8785 | 15030.1284 | 15484.1875 | 15733.2849 | 15933.211 | 16081.0922 | 16120.5354 | 16224.477 | 16238.7618 | 16263.1576 | 16299.0887 | 16343.2381 | 16325.3672 |  | 55.5087 | 84.7538 | 232.2402 | 529.0686 | 917.448 | 1395.6341 | 1985.299 | 2628.8442 | 3479.8962 | 4369.0994 | 5367.4651 | 6592.2431 | 7787.4909 | 8868.8503 | 9997.198 | 10992.4901 | 11919.6075 | 12785.0763 | 13574.3986 | 14199.6747 | 14825.6147 | 15291.8999 | 15558.1215 | 15776.4973 | 15945.2837 | 16003.9052 | 16127.1848 | 16158.2594 | 16197.8518 | 16246.7687 | 16302.0316 | 16292.4782
Green St T11 |  | 11.9904 | 18.6308 | 53.7298 | 128.9847 | 233.0491 | 367.785 | 545.2179 | 740.0103 | 994.6505 | 1261.3924 | 1558.1921 | 1929.0758 | 2291.4803 | 2619.5132 | 2961.1819 | 3263.1075 | 3536.2793 | 3791.8855 | 4023.7891 | 4207.2602 | 4389.2803 | 4523.7876 | 4597.8038 | 4657.3104 | 4701.4391 | 4713.5622 | 4744.6604 | 4749.2573 | 4756.7653 | 4767.6172 | 4780.8048 | 4775.6556 |  | 11.8953 | 17.3703 | 38.6046 | 80.6609 | 138.6215 | 212.7413 | 305.4114 | 405.1728 | 539.8447 | 682.2798 | 841.9304 | 1020.1901 | 1201.5037 | 1369.6494 | 1560.3847 | 1738.8681 | 1914.6907 | 2104.0739 | 2298.3564 | 2481.9479 | 2686.5084 | 2915.2131 | 3095.2013 | 3267.5067 | 3427.8545 | 3558.2838 | 3702.8127 | 3815.4751 | 3922.0468 | 4022.4356 | 4112.0506 | 4173.4358 |  | 11.8953 | 17.4535 | 40.0821 | 93.8105 | 173.3864 | 278.1879 | 414.9065 | 563.8198 | 758.4066 | 966.2028 | 1200.6986 | 1469.0662 | 1728.7147 | 1966.8321 | 2223.0209 | 2461.1614 | 2750.6156 | 3024.2127 | 3276.6581 | 3483.5824 | 3692.2817 | 3858.3616 | 3970.6011 | 4071.1688 | 4157.0438 | 4211.811 | 4280.7935 | 4318.9511 | 4352.774 | 4383.846 | 4408.0882 | 4409.6264 |  | 11.9904 | 18.6308 | 53.7298 | 128.9847 | 233.0491 | 367.785 | 545.2179 | 740.0103 | 994.6505 | 1261.3924 | 1558.1921 | 1929.0758 | 2291.4803 | 2619.5132 | 2961.1819 | 3263.1075 | 3536.2793 | 3791.8855 | 4023.7891 | 4207.2602 | 4389.2803 | 4523.7876 | 4597.8038 | 4657.3104 | 4701.4391 | 4713.5622 | 4744.6604 | 4749.2573 | 4756.7653 | 4767.6172 | 4780.8048 | 4775.6556 |  | 11.9904 | 18.627 | 53.6997 | 128.9076 | 232.9255 | 367.5675 | 541.8208 | 731.7697 | 982.6808 | 1244.957 | 1539.3628 | 1899.9229 | 2251.8457 | 2570.3635 | 2902.9337 | 3196.5107 | 3470.9169 | 3726.9409 | 3960.3512 | 4145.2563 | 4330.3167 | 4468.2955 | 4547.2326 | 4612.0513 | 4662.2166 | 4679.8794 | 4716.5648 | 4726.0114 | 4737.908 | 4752.5047 | 4768.8965 | 4766.1396
Green St T12 & T13 |  | 35.8117 | 55.4923 | 158.787 | 378.2558 | 679.4538 | 1066.8994 | 1574.1594 | 2131.0945 | 2859.1598 | 3621.805 | 4470.3934 | 5531.0737 | 6567.4316 | 7505.4526 | 8482.3629 | 9345.5507 | 10126.1499 | 10856.6066 | 11519.3503 | 12043.6788 | 12563.8634 | 12948.2032 | 13159.6175 | 13329.5528 | 13455.5339 | 13490.0215 | 13578.7741 | 13591.782 | 13613.1373 | 13644.0732 | 13681.7172 | 13666.9534 |  | 35.5278 | 51.7392 | 114.112 | 236.7288 | 404.545 | 617.7582 | 882.7167 | 1167.9503 | 1552.9988 | 1960.2435 | 2416.7097 | 2926.3825 | 3444.787 | 3925.5422 | 4470.8847 | 4981.1972 | 5483.902 | 6025.3788 | 6580.8633 | 7105.7803 | 7690.6513 | 8344.5545 | 8859.1694 | 9351.8179 | 9810.2778 | 10183.1959 | 10596.4268 | 10918.5466 | 11223.2521 | 11510.2797 | 11766.5032 | 11942.0132 |  | 35.5278 | 51.9868 | 118.4654 | 275.1143 | 505.5152 | 806.9949 | 1197.9289 | 1623.6948 | 2180.0172 | 2774.1243 | 3444.5877 | 4211.8873 | 4954.3075 | 5635.1757 | 6367.6973 | 7048.6047 | 7876.3512 | 8658.7 | 9380.5393 | 9972.207 | 10568.9238 | 11043.6964 | 11364.5453 | 11652.0264 | 11897.5039 | 12054.0431 | 12251.2244 | 12360.2751 | 12456.9326 | 12545.7249 | 12614.9928 | 12619.3504 |  | 35.8117 | 55.4923 | 158.787 | 378.2558 | 679.4538 | 1066.8994 | 1574.1594 | 2131.0945 | 2859.1598 | 3621.805 | 4470.3934 | 5531.0737 | 6567.4316 | 7505.4526 | 8482.3629 | 9345.5507 | 10126.1499 | 10856.6066 | 11519.3503 | 12043.6788 | 12563.8634 | 12948.2032 | 13159.6175 | 13329.5528 | 13455.5339 | 13490.0215 | 13578.7741 | 13591.782 | 13613.1373 | 13644.0732 | 13681.7172 | 13666.9534 |  | 35.8117 | 55.4809 | 158.6981 | 378.0261 | 679.0875 | 1066.2537 | 1564.311 | 2107.3091 | 2824.6769 | 3574.4972 | 4416.1965 | 5447.2435 | 6453.5718 | 7364.3334 | 8315.2018 | 9154.5043 | 9938.6719 | 10670.356 | 11337.4435 | 11865.9015 | 12394.8175 | 12789.1289 | 13014.6572 | 13199.8244 | 13343.1088 | 13393.4748 | 13498.2415 | 13525.1501 | 13559.0846 | 13600.7564 | 13647.5866 | 13639.6836
Greenfield |  | 37.1838 | 56.129 | 148.3799 | 324.5279 | 543.3788 | 799.434 | 1104.5943 | 1440.1083 | 1878.9022 | 2338.3234 | 2849.5594 | 3491.3947 | 4117.7634 | 4684.2391 | 5273.1498 | 5792.6076 | 6258.459 | 6694.9122 | 7091.1427 | 7404.5905 | 7715.5908 | 7944.7506 | 8070.0044 | 8170.3251 | 8244.2976 | 8263.301 | 8315.1268 | 8321.5843 | 8333.3177 | 8351.0237 | 8373.0809 | 8363.7637 |  | 36.889 | 52.3465 | 106.8724 | 204.9509 | 327.4729 | 469.1411 | 628.7963 | 800.6686 | 1032.6859 | 1278.078 | 1553.1293 | 1860.2412 | 2172.6144 | 2462.3014 | 2790.9066 | 3098.4039 | 3401.317 | 3727.5929 | 4062.3093 | 4378.6068 | 4731.0305 | 5125.0508 | 5435.1405 | 5731.9941 | 6008.2468 | 6232.9548 | 6481.9539 | 6676.0526 | 6859.6579 | 7032.6111 | 7187.0029 | 7292.7594 |  | 36.889 | 52.5942 | 110.813 | 236.1273 | 404.3522 | 604.7436 | 840.6512 | 1097.1941 | 1432.0893 | 1789.9217 | 2193.9474 | 2656.2355 | 3104.0407 | 3514.8472 | 3956.6181 | 4367.1733 | 4867.4862 | 5339.8343 | 5775.3815 | 6132.2917 | 6491.9774 | 6777.2816 | 6969.9875 | 7142.6228 | 7289.9989 | 7383.8262 | 7502.1255 | 7567.345 | 7625.1017 | 7678.1221 | 7719.4059 | 7721.6222 |  | 37.1838 | 56.129 | 148.3799 | 324.5279 | 543.3788 | 799.434 | 1104.5943 | 1440.1083 | 1878.9022 | 2338.3234 | 2849.5594 | 3491.3947 | 4117.7634 | 4684.2391 | 5273.1498 | 5792.6076 | 6258.459 | 6694.9122 | 7091.1427 | 7404.5905 | 7715.5908 | 7944.7506 | 8070.0044 | 8170.3251 | 8244.2976 | 8263.301 | 8315.1268 | 8321.5843 | 8333.3177 | 8351.0237 | 8373.0809 | 8363.7637 |  | 37.1838 | 56.1167 | 148.2953 | 324.2978 | 543.0264 | 798.8019 | 1097.2759 | 1423.4897 | 1855.4768 | 2306.5877 | 2813.2203 | 3436.0084 | 4043.6654 | 4593.1592 | 5166.0938 | 5671.0072 | 6139.4029 | 6576.932 | 6976.1472 | 7292.3828 | 7609.0385 | 7844.6783 | 7978.8869 | 8088.8348 | 8173.6798 | 8202.6537 | 8264.5303 | 8279.7166 | 8299.3527 | 8323.8225 | 8351.6699 | 8346.6978
Greenhill |  | 30.0486 | 47.154 | 139.7873 | 344.4951 | 634.5334 | 1017.7428 | 1531.4099 | 2095.1928 | 2832.136 | 3604.1657 | 4463.1793 | 5535.7685 | 6584.0595 | 7533.0638 | 8521.8301 | 9395.8504 | 10187.7978 | 10928.6646 | 11600.7595 | 12132.4978 | 12660.0218 | 13050.0321 | 13264.8838 | 13437.7245 | 13566.0185 | 13601.6347 | 13692.1309 | 13705.8466 | 13727.9142 | 13759.6004 | 13797.9539 | 13783.1767 |  | 29.8104 | 43.9594 | 100.3627 | 214.8657 | 376.231 | 586.8112 | 855.013 | 1143.7381 | 1533.4999 | 1945.7296 | 2407.7834 | 2923.6951 | 3448.4452 | 3935.0853 | 4487.1033 | 5003.6625 | 5512.5208 | 6060.6257 | 6622.9099 | 7154.2523 | 7746.2826 | 8408.1902 | 8929.1044 | 9427.7834 | 9891.8552 | 10269.3382 | 10687.6274 | 11013.6902 | 11322.1255 | 11612.6666 | 11872.0265 | 12049.6849 |  | 29.8104 | 44.1709 | 104.2459 | 250.5233 | 472.0636 | 769.7903 | 1165.3731 | 1596.3544 | 2159.6164 | 2761.0581 | 3439.7179 | 4216.4341 | 4967.7644 | 5656.7532 | 6398.0913 | 7087.229 | 7924.4957 | 8716.0512 | 9446.4916 | 10045.2465 | 10649.2183 | 11130.1116 | 11455.1372 | 11746.3723 | 11995.0694 | 12153.7228 | 12353.5226 | 12464.1032 | 12562.1369 | 12652.2081 | 12722.5046 | 12727.0783 |  | 30.0486 | 47.154 | 139.7873 | 344.4951 | 634.5334 | 1017.7428 | 1531.4099 | 2095.1928 | 2832.136 | 3604.1657 | 4463.1793 | 5535.7685 | 6584.0595 | 7533.0638 | 8521.8301 | 9395.8504 | 10187.7978 | 10928.6646 | 11600.7595 | 12132.4978 | 12660.0218 | 13050.0321 | 13264.8838 | 13437.7245 | 13566.0185 | 13601.6347 | 13692.1309 | 13705.8466 | 13727.9142 | 13759.6004 | 13797.9539 | 13783.1767 |  | 30.0486 | 47.1445 | 139.7096 | 344.299 | 634.2148 | 1017.1859 | 1521.991 | 2072.0248 | 2798.283 | 3557.5623 | 4409.7822 | 5452.8486 | 6470.9878 | 7392.6199 | 8355.1385 | 9205.0416 | 10000.4444 | 10742.4199 | 11418.7658 | 11954.5651 | 12490.7708 | 12890.6875 | 13119.647 | 13307.7277 | 13453.3594 | 13504.8884 | 13611.4352 | 13639.0817 | 13673.7541 | 13716.1904 | 13763.7414 | 13755.825
Griffin |  | 31.9059 | 49.8148 | 145.6188 | 354.1691 | 646.1441 | 1028.1334 | 1535.8191 | 2093.1034 | 2821.5782 | 3584.7062 | 4433.8211 | 5494.449 | 6530.944 | 7469.2047 | 8446.6289 | 9310.4966 | 10092.6936 | 10824.513 | 11488.4335 | 12013.7005 | 12534.8086 | 12919.9877 | 13132.0652 | 13302.6237 | 13429.1675 | 13464.1228 | 13553.3442 | 13566.7072 | 13588.3607 | 13619.5502 | 13657.374 | 13642.7074 |  | 31.653 | 46.4423 | 104.5885 | 221.1894 | 383.7192 | 593.7387 | 858.8541 | 1144.2567 | 1529.5332 | 1937.0191 | 2393.7557 | 2903.7304 | 3422.4419 | 3903.4819 | 4449.1474 | 4959.7621 | 5462.7647 | 6004.5622 | 6560.3757 | 7085.6037 | 7670.821 | 8325.1116 | 8840.0312 | 9332.9716 | 9791.703 | 10164.842 | 10578.3177 | 10900.6283 | 11205.5142 | 11492.7118 | 11749.0871 | 11924.701 |  | 31.653 | 46.6653 | 108.6129 | 257.5727 | 480.7133 | 777.658 | 1168.7371 | 1594.7575 | 2151.4916 | 2745.99 | 3416.8438 | 4184.6131 | 4927.3605 | 5608.4966 | 6341.3569 | 7022.6014 | 7850.4505 | 8633.0284 | 9355.1466 | 9947.0664 | 10544.1054 | 11019.3549 | 11340.5517 | 11628.3518 | 11874.1107 | 12030.868 | 12228.2958 | 12337.5346 | 12434.3716 | 12523.3381 | 12592.7614 | 12597.2247 |  | 31.9059 | 49.8148 | 145.6188 | 354.1691 | 646.1441 | 1028.1334 | 1535.8191 | 2093.1034 | 2821.5782 | 3584.7062 | 4433.8211 | 5494.449 | 6530.944 | 7469.2047 | 8446.6289 | 9310.4966 | 10092.6936 | 10824.513 | 11488.4335 | 12013.7005 | 12534.8086 | 12919.9877 | 13132.0652 | 13302.6237 | 13429.1675 | 13464.1228 | 13553.3442 | 13566.7072 | 13588.3607 | 13619.5502 | 13657.374 | 13642.7074 |  | 31.9059 | 49.8048 | 145.5377 | 353.9624 | 645.8106 | 1027.5485 | 1526.3132 | 2069.8791 | 2787.741 | 3538.1831 | 4380.5186 | 5411.7954 | 6418.3984 | 7329.5234 | 8280.9618 | 9120.9684 | 9906.6367 | 10639.5995 | 11307.774 | 11837.0975 | 12366.843 | 12761.8811 | 12987.9676 | 13173.6541 | 13317.3991 | 13368.141 | 13473.2848 | 13500.4681 | 13534.6269 | 13576.4845 | 13623.4359 | 13615.581
Hadfield |  | 26.802 | 41.5004 | 118.4969 | 281.6789 | 505.155 | 792.0956 | 1167.1473 | 1578.9368 | 2117.2613 | 2681.1494 | 3308.5835 | 4092.8938 | 4859.2035 | 5552.791 | 6275.112 | 6913.3288 | 7490.401 | 8030.4153 | 8520.3755 | 8908.0059 | 9292.5735 | 9576.6994 | 9732.9723 | 9858.5774 | 9951.6861 | 9977.149 | 10042.7374 | 10052.3266 | 10068.093 | 10090.9472 | 10118.7679 | 10107.8429 |  | 26.5896 | 38.6939 | 85.1625 | 176.3251 | 300.8497 | 458.7703 | 654.6774 | 865.5757 | 1150.2759 | 1451.3877 | 1788.8933 | 2165.7393 | 2549.0413 | 2904.506 | 3307.7256 | 3685.0445 | 4056.7384 | 4457.0998 | 4867.8184 | 5255.9357 | 5688.3823 | 6171.8704 | 6552.3704 | 6916.6289 | 7255.6086 | 7531.3398 | 7836.8777 | 8075.0492 | 8300.3447 | 8512.5695 | 8702.0181 | 8831.7881 |  | 26.5896 | 38.879 | 88.4087 | 204.8735 | 375.8381 | 599.1365 | 888.1955 | 1203.0015 | 1614.3329 | 2053.6052 | 2549.3384 | 3116.6692 | 3665.615 | 4169.0519 | 4710.6774 | 5214.1375 | 5826.1953 | 6404.6738 | 6938.4053 | 7375.8854 | 7817.0932 | 8168.1182 | 8405.3371 | 8617.8849 | 8799.3768 | 8915.1097 | 9060.8925 | 9141.5131 | 9212.9704 | 9278.6124 | 9329.8188 | 9333.0323 |  | 26.802 | 41.5004 | 118.4969 | 281.6789 | 505.155 | 792.0956 | 1167.1473 | 1578.9368 | 2117.2613 | 2681.1494 | 3308.5835 | 4092.8938 | 4859.2035 | 5552.791 | 6275.112 | 6913.3288 | 7490.401 | 8030.4153 | 8520.3755 | 8908.0059 | 9292.5735 | 9576.6994 | 9732.9723 | 9858.5774 | 9951.6861 | 9977.149 | 10042.7374 | 10052.3266 | 10068.093 | 10090.9472 | 10118.7679 | 10107.8429 |  | 26.802 | 41.4918 | 118.4305 | 281.5072 | 504.8814 | 791.6132 | 1159.8368 | 1561.3028 | 2091.7102 | 2646.1037 | 3268.4347 | 4030.8098 | 4774.9033 | 5448.3239 | 6151.384 | 6771.9371 | 7351.6559 | 7892.5847 | 8385.7642 | 8776.4542 | 9167.4858 | 9458.9944 | 9625.7123 | 9762.589 | 9868.5008 | 9905.7124 | 9983.1496 | 10003.0242 | 10028.0982 | 10058.8965 | 10093.5146 | 10087.6668
Hall Cross |  | 50.6737 | 76.3408 | 200.5354 | 435.3328 | 724.0418 | 1058.1342 | 1451.4959 | 1884.0668 | 2449.8269 | 3042.1456 | 3701.275 | 4529.2786 | 5337.199 | 6067.7863 | 6827.1248 | 7496.7541 | 8096.595 | 8658.6752 | 9168.9968 | 9572.694 | 9973.2442 | 10268.2787 | 10429.3965 | 10558.3783 | 10653.4128 | 10677.6031 | 10744.1335 | 10752.2175 | 10767.1471 | 10789.8119 | 10818.1412 | 10806.0546 |  | 50.272 | 71.1977 | 144.4651 | 275.1553 | 436.8719 | 621.8373 | 827.6836 | 1049.2817 | 1348.426 | 1664.8145 | 2019.4432 | 2415.4082 | 2818.1568 | 3191.6557 | 3615.3324 | 4011.7943 | 4402.3458 | 4823.0193 | 5254.5754 | 5662.3836 | 6116.77 | 6624.7876 | 7024.592 | 7407.3309 | 7763.5085 | 8053.2287 | 8374.2679 | 8624.5229 | 8861.2486 | 9084.2404 | 9283.3006 | 9419.6543 |  | 50.272 | 71.5342 | 149.7765 | 316.7603 | 538.8018 | 800.4492 | 1104.6695 | 1435.4333 | 1867.1628 | 2328.4953 | 2849.4177 | 3445.4436 | 4022.8855 | 4552.6402 | 5122.2897 | 5651.6721 | 6297.0045 | 6906.1747 | 7467.8371 | 7928.0764 | 8391.8476 | 8759.5594 | 9007.9089 | 9230.3873 | 9420.3075 | 9541.1934 | 9693.6287 | 9777.6315 | 9852.0131 | 9920.2889 | 9973.4372 | 9976.223 |  | 50.6737 | 76.3408 | 200.5354 | 435.3328 | 724.0418 | 1058.1342 | 1451.4959 | 1884.0668 | 2449.8269 | 3042.1456 | 3701.275 | 4529.2786 | 5337.199 | 6067.7863 | 6827.1248 | 7496.7541 | 8096.595 | 8658.6752 | 9168.9968 | 9572.694 | 9973.2442 | 10268.2787 | 10429.3965 | 10558.3783 | 10653.4128 | 10677.6031 | 10744.1335 | 10752.2175 | 10767.1471 | 10789.8119 | 10818.1412 | 10806.0546 |  | 50.6737 | 76.324 | 200.421 | 435.02 | 723.5645 | 1057.2765 | 1441.8178 | 1862.2399 | 2419.1607 | 3000.6627 | 3653.7778 | 4457.015 | 5240.7019 | 5949.2969 | 6687.9873 | 7338.8374 | 7942.0279 | 8505.5541 | 9019.7883 | 9427.1322 | 9835.0432 | 10138.5149 | 10311.2571 | 10452.7301 | 10561.8608 | 10598.9766 | 10678.5361 | 10697.936 | 10723.1112 | 10754.5485 | 10790.3876 | 10783.9403
Handforth |  | 79.2254 | 117.6359 | 294.4975 | 601.9009 | 944.9478 | 1298.5469 | 1657.9243 | 2054.1128 | 2572.6793 | 3115.1406 | 3718.8776 | 4483.232 | 5227.4811 | 5899.5307 | 6595.8258 | 7207.9746 | 7748.1057 | 8255.353 | 8716.3925 | 9081.0421 | 9442.9124 | 9708.134 | 9851.2685 | 9965.0857 | 10048.0863 | 10066.5151 | 10123.9994 | 10128.505 | 10139.8001 | 10158.6021 | 10183.244 | 10171.2846 |  | 78.5974 | 109.727 | 212.4646 | 383.0566 | 576.209 | 773.4126 | 962.0223 | 1165.0647 | 1439.1599 | 1729.0554 | 2053.989 | 2416.7976 | 2785.8217 | 3128.0454 | 3516.2453 | 3879.5092 | 4237.3576 | 4622.8057 | 5018.2251 | 5391.8852 | 5808.2233 | 6273.7017 | 6640.0282 | 6990.7181 | 7317.071 | 7582.5312 | 7876.688 | 8105.9877 | 8322.891 | 8527.2105 | 8709.6022 | 8834.5383 |  | 78.5974 | 110.2422 | 220.0999 | 438.0884 | 703.3091 | 982.4096 | 1261.8784 | 1564.9255 | 1959.8185 | 2382.1917 | 2859.5506 | 3405.5397 | 3935.5695 | 4422.0957 | 4944.8393 | 5430.4463 | 6024.9788 | 6585.096 | 7100.9691 | 7523.4914 | 7948.6892 | 8283.9757 | 8510.2116 | 8712.8183 | 8885.6996 | 8995.4163 | 9134.0038 | 9209.9412 | 9277.0733 | 9338.6171 | 9386.3594 | 9388.0513 |  | 79.2254 | 117.6359 | 294.4975 | 601.9009 | 944.9478 | 1298.5469 | 1657.9243 | 2054.1128 | 2572.6793 | 3115.1406 | 3718.8776 | 4483.232 | 5227.4811 | 5899.5307 | 6595.8258 | 7207.9746 | 7748.1057 | 8255.353 | 8716.3925 | 9081.0421 | 9442.9124 | 9708.134 | 9851.2685 | 9965.0857 | 10048.0863 | 10066.5151 | 10123.9994 | 10128.505 | 10139.8001 | 10158.6021 | 10183.244 | 10171.2846 |  | 79.2254 | 117.609 | 294.3275 | 601.4216 | 944.2339 | 1297.2502 | 1646.1478 | 2029.3089 | 2539.0178 | 3070.3441 | 3667.62 | 4406.7784 | 5127.5267 | 5778.2566 | 6455.0356 | 7049.6581 | 7593.6867 | 8102.9658 | 8568.362 | 8936.9823 | 9306.4255 | 9580.3684 | 9735.1001 | 9861.3061 | 9958.1602 | 9989.2783 | 10059.5441 | 10075.1591 | 10096.5205 | 10123.9799 | 10156.0384 | 10149.6896
Hanging Bridge |  | 10.7987 | 15.9887 | 39.6373 | 79.9569 | 123.8465 | 167.5748 | 209.7897 | 256.3734 | 317.364 | 381.1447 | 452.134 | 542.2775 | 629.9797 | 709.1307 | 791.0381 | 862.962 | 926.0519 | 985.3523 | 1039.2737 | 1081.9188 | 1124.2418 | 1155.2005 | 1171.8299 | 1185.0174 | 1194.5939 | 1196.5923 | 1203.1953 | 1203.594 | 1204.8145 | 1206.9368 | 1209.7752 | 1208.3288 |  | 10.7131 | 14.9142 | 28.605 | 50.964 | 75.7108 | 100.1545 | 122.3347 | 146.2121 | 178.4452 | 212.5363 | 250.7479 | 293.4135 | 336.81 | 377.0549 | 422.7065 | 465.4256 | 507.5079 | 552.8359 | 599.3365 | 643.2782 | 692.2388 | 746.9781 | 790.0575 | 831.2979 | 869.6764 | 900.894 | 935.4863 | 962.4515 | 987.9589 | 1011.9865 | 1033.4355 | 1048.1277 |  | 10.7131 | 14.9842 | 29.628 | 58.1998 | 92.1807 | 126.7811 | 159.6788 | 195.3157 | 241.7234 | 291.3788 | 347.5178 | 411.7193 | 474.0923 | 531.358 | 592.8675 | 649.999 | 720.0612 | 786.0183 | 846.7401 | 896.4651 | 946.4793 | 985.8345 | 1012.3799 | 1036.1499 | 1056.4291 | 1069.2843 | 1085.5329 | 1094.4164 | 1102.2649 | 1109.4565 | 1115.0277 | 1115.1878 |  | 10.7987 | 15.9887 | 39.6373 | 79.9569 | 123.8465 | 167.5748 | 209.7897 | 256.3734 | 317.364 | 381.1447 | 452.134 | 542.2775 | 629.9797 | 709.1307 | 791.0381 | 862.962 | 926.0519 | 985.3523 | 1039.2737 | 1081.9188 | 1124.2418 | 1155.2005 | 1171.8299 | 1185.0174 | 1194.5939 | 1196.5923 | 1203.1953 | 1203.594 | 1204.8145 | 1206.9368 | 1209.7752 | 1208.3288 |  | 10.7987 | 15.9851 | 39.6144 | 79.8918 | 123.7501 | 167.3992 | 208.2733 | 253.2394 | 313.1541 | 375.57 | 445.7566 | 532.824 | 617.7039 | 694.2949 | 773.8803 | 843.7287 | 907.3144 | 966.8856 | 1021.3542 | 1064.4947 | 1107.7457 | 1139.7748 | 1157.8107 | 1172.4978 | 1183.7458 | 1187.2746 | 1195.4188 | 1197.1575 | 1199.5925 | 1202.7608 | 1206.4956 | 1205.7291
Hareholme |  | 52.5536 | 79.7441 | 214.2997 | 477.6483 | 813.0782 | 1215.6531 | 1708.5776 | 2250.3066 | 2958.7047 | 3700.5063 | 4525.9501 | 5560.9064 | 6571.2802 | 7485.2618 | 8435.9438 | 9274.9376 | 10029.2243 | 10735.6562 | 11376.8703 | 11884.1325 | 12387.4194 | 12758.5664 | 12961.8152 | 13124.7799 | 13245.1393 | 13276.6727 | 13361.1389 | 13372.2264 | 13391.7141 | 13420.7487 | 13456.6605 | 13441.8195 |  | 52.137 | 74.3663 | 154.278 | 301.0299 | 488.5846 | 710.9861 | 968.7518 | 1246.2421 | 1620.8376 | 2017.0268 | 2461.1013 | 2956.938 | 3461.2693 | 3928.9734 | 4459.5114 | 4955.9704 | 5445.0283 | 5971.8055 | 6512.2103 | 7022.8773 | 7591.8707 | 8228.0224 | 8728.6669 | 9207.9416 | 9653.9556 | 10016.7501 | 10418.763 | 10732.1381 | 11028.5717 | 11307.8073 | 11557.0752 | 11727.8206 |  | 52.137 | 74.7189 | 160.0086 | 347.5075 | 605.0197 | 919.5764 | 1300.288 | 1714.4849 | 2255.3346 | 2833.1355 | 3485.4282 | 4231.8286 | 4954.6022 | 5617.5977 | 6330.6624 | 6993.3837 | 7800.408 | 8562.575 | 9265.4893 | 9841.5387 | 10422.1972 | 10883.1981 | 11194.6251 | 11473.6309 | 11711.8309 | 11863.5552 | 12054.7983 | 12160.3315 | 12253.8134 | 12339.6472 | 12406.5184 | 12410.2929 |  | 52.5536 | 79.7441 | 214.2997 | 477.6483 | 813.0782 | 1215.6531 | 1708.5776 | 2250.3066 | 2958.7047 | 3700.5063 | 4525.9501 | 5560.9064 | 6571.2802 | 7485.2618 | 8435.9438 | 9274.9376 | 10029.2243 | 10735.6562 | 11376.8703 | 11884.1325 | 12387.4194 | 12758.5664 | 12961.8152 | 13124.7799 | 13245.1393 | 13276.6727 | 13361.1389 | 13372.2264 | 13391.7141 | 13420.7487 | 13456.6605 | 13441.8195 |  | 52.5536 | 79.7268 | 214.1781 | 477.3207 | 812.5724 | 1214.749 | 1697.4254 | 2224.5716 | 2922.153 | 3650.8166 | 4469.045 | 5473.8203 | 6454.2794 | 7341.1103 | 8266.1348 | 9081.7191 | 9839.9249 | 10547.9325 | 11193.7894 | 11705.4089 | 12217.6377 | 12599.0208 | 12816.5114 | 12994.8042 | 13132.5036 | 13179.9414 | 13280.4424 | 13305.4536 | 13337.5456 | 13377.3593 | 13422.4971 | 13414.5703
Harpurhey |  | 11.9982 | 20.9471 | 79.2762 | 234.6062 | 483.983 | 845.0335 | 1365.2988 | 1935.7698 | 2681.2358 | 3462.4458 | 4331.6243 | 5413.5762 | 6471.9015 | 7430.5312 | 8430.5656 | 9315.6047 | 10122.1405 | 10876.0356 | 11559.6712 | 12100.5747 | 12637.1562 | 13034.5969 | 13254.4835 | 13431.7958 | 13563.8784 | 13602.0076 | 13695.5129 | 13711.0173 | 13734.6811 | 13767.8406 | 13807.381 | 13792.9274 |  | 11.9031 | 19.5087 | 56.5931 | 143.9054 | 281.9213 | 479.4078 | 750.7483 | 1042.8523 | 1437.1754 | 1854.2293 | 2321.6904 | 2843.6396 | 3374.5308 | 3866.866 | 4425.344 | 4947.9484 | 5462.7617 | 6017.281 | 6586.1454 | 7123.706 | 7722.6647 | 8392.3185 | 8919.3287 | 9423.8437 | 9893.3464 | 10275.247 | 10698.4313 | 11028.31 | 11340.3548 | 11634.296 | 11896.6912 | 12076.4286 |  | 11.9031 | 19.6066 | 58.968 | 170.4914 | 359.9624 | 639.0861 | 1038.8928 | 1474.929 | 2045.1672 | 2653.8323 | 3340.4027 | 4126.2805 | 4885.8757 | 5582.2931 | 6331.8612 | 7028.7536 | 7874.0019 | 8673.723 | 9412.0148 | 10017.3158 | 10628.2094 | 11115.6478 | 11445.2165 | 11740.5569 | 11992.8019 | 12153.8993 | 12356.6452 | 12469.0986 | 12568.8527 | 12660.5474 | 12732.2028 | 12737.3129 |  | 11.9982 | 20.9471 | 79.2762 | 234.6062 | 483.983 | 845.0335 | 1365.2988 | 1935.7698 | 2681.2358 | 3462.4458 | 4331.6243 | 5413.5762 | 6471.9015 | 7430.5312 | 8430.5656 | 9315.6047 | 10122.1405 | 10876.0356 | 11559.6712 | 12100.5747 | 12637.1562 | 13034.5969 | 13254.4835 | 13431.7958 | 13563.8784 | 13602.0076 | 13695.5129 | 13711.0173 | 13734.6811 | 13767.8406 | 13807.381 | 13792.9274 |  | 11.9982 | 20.9439 | 79.2342 | 234.516 | 483.8159 | 844.7568 | 1357.4019 | 1915.0267 | 2650.1082 | 3419.1055 | 4281.9441 | 5335.4323 | 6363.9805 | 7295.5736 | 8269.3882 | 9130.2073 | 9939.774 | 10694.3942 | 11381.8975 | 11926.5563 | 12471.4561 | 12878.3634 | 13111.992 | 13304.1931 | 13453.2902 | 13507.0438 | 13616.3142 | 13645.4965 | 13681.5318 | 13725.2197 | 13773.7646 | 13766.0032
Harwood |  | 31.5721 | 49.8633 | 150.4018 | 376.5526 | 701.3772 | 1135.2931 | 1722.3866 | 2366.6763 | 3208.8203 | 4091.0973 | 5072.7721 | 6298.0191 | 7495.6425 | 8579.917 | 9709.8074 | 10708.7335 | 11614.5499 | 12461.8482 | 13230.453 | 13838.5518 | 14441.8259 | 14887.9503 | 15133.856 | 15331.742 | 15478.6968 | 15519.7132 | 15623.4231 | 15639.3418 | 15664.7613 | 15701.1371 | 15745.0775 | 15728.2651 |  | 31.3219 | 46.4823 | 107.9348 | 234.4964 | 415.106 | 653.4124 | 959.9064 | 1289.8538 | 1735.2633 | 2206.3484 | 2734.3713 | 3323.9415 | 3923.6121 | 4479.7316 | 5110.5631 | 5700.8732 | 6282.3831 | 6908.7429 | 7551.3063 | 8158.5104 | 8835.067 | 9591.4775 | 10186.7644 | 10756.6416 | 11286.9706 | 11718.3482 | 12196.358 | 12568.974 | 12921.4457 | 13253.4683 | 13549.858 | 13752.8813 |  | 31.3219 | 46.7065 | 112.1388 | 273.8183 | 521.7775 | 858.691 | 1310.6916 | 1803.2074 | 2446.9461 | 3134.2855 | 3909.8353 | 4797.4568 | 5655.9778 | 6443.2407 | 7290.3552 | 8077.837 | 9034.37 | 9938.7736 | 10773.3969 | 11457.5688 | 12147.7499 | 12697.4399 | 13068.9818 | 13401.9022 | 13686.2026 | 13867.5958 | 14096.0131 | 14222.4687 | 14334.5852 | 14437.6018 | 14518.0154 | 14523.3147 |  | 31.5721 | 49.8633 | 150.4018 | 376.5526 | 701.3772 | 1135.2931 | 1722.3866 | 2366.6763 | 3208.8203 | 4091.0973 | 5072.7721 | 6298.0191 | 7495.6425 | 8579.917 | 9709.8074 | 10708.7335 | 11614.5499 | 12461.8482 | 13230.453 | 13838.5518 | 14441.8259 | 14887.9503 | 15133.856 | 15331.742 | 15478.6968 | 15519.7132 | 15623.4231 | 15639.3418 | 15664.7613 | 15701.1371 | 15745.0775 | 15728.2651 |  | 31.5721 | 49.8535 | 150.3185 | 376.3449 | 701.0365 | 1134.6998 | 1711.8683 | 2340.6058 | 3170.6032 | 4038.4127 | 5012.404 | 6204.1244 | 7367.4005 | 8420.4933 | 9520.4389 | 10491.8315 | 11401.5268 | 12250.0324 | 13023.43 | 13636.1166 | 14249.2419 | 14706.6035 | 14968.5516 | 15183.7737 | 15350.4626 | 15409.5923 | 15531.5732 | 15563.3491 | 15603.1158 | 15651.7244 | 15706.1301 | 15697.1208
Hattersley |  | 25.202 | 39.2136 | 113.5342 | 273.5976 | 495.7531 | 784.2863 | 1165.3112 | 1583.5981 | 2130.3923 | 2703.1802 | 3340.5113 | 4136.8274 | 4914.9644 | 5619.3162 | 6352.9836 | 7001.3419 | 7588.0901 | 8137.091 | 8635.174 | 9029.2347 | 9420.1778 | 9709.0949 | 9868.1068 | 9995.9598 | 10090.7867 | 10116.8811 | 10183.7171 | 10193.6363 | 10209.7981 | 10233.1336 | 10261.4736 | 10250.4311 |  | 25.0022 | 36.56 | 81.5652 | 171.0287 | 294.7416 | 453.4404 | 652.434 | 866.6548 | 1155.8403 | 1461.6959 | 1804.5187 | 2187.3017 | 2576.6423 | 2937.7071 | 3347.2792 | 3730.5425 | 4108.0922 | 4514.761 | 4931.9502 | 5326.1821 | 5765.4415 | 6256.5467 | 6643.0413 | 7013.0383 | 7357.3585 | 7637.4336 | 7947.7851 | 8189.7088 | 8418.5537 | 8634.1219 | 8826.5552 | 8958.3696 |  | 25.0022 | 36.7353 | 84.6917 | 198.9841 | 368.8331 | 593.2222 | 886.7906 | 1206.5573 | 1624.4112 | 2070.6243 | 2574.1639 | 3150.4405 | 3707.9767 | 4219.2752 | 4769.3846 | 5280.7424 | 5902.243 | 6489.7145 | 7031.778 | 7476.0997 | 7924.2423 | 8280.8983 | 8521.9356 | 8737.9086 | 8922.3299 | 9039.9506 | 9188.0969 | 9270.0512 | 9342.6972 | 9409.436 | 9461.508 | 9464.8252 |  | 25.202 | 39.2136 | 113.5342 | 273.5976 | 495.7531 | 784.2863 | 1165.3112 | 1583.5981 | 2130.3923 | 2703.1802 | 3340.5113 | 4136.8274 | 4914.9644 | 5619.3162 | 6352.9836 | 7001.3419 | 7588.0901 | 8137.091 | 8635.174 | 9029.2347 | 9420.1778 | 9709.0949 | 9868.1068 | 9995.9598 | 10090.7867 | 10116.8811 | 10183.7171 | 10193.6363 | 10209.7981 | 10233.1336 | 10261.4736 | 10250.4311 |  | 25.202 | 39.2056 | 113.4708 | 273.4351 | 495.4922 | 783.8278 | 1158.0649 | 1565.9825 | 2104.7818 | 2668.0008 | 3300.2071 | 4074.3968 | 4830.0475 | 5513.9868 | 6228.1266 | 6858.5627 | 7447.9482 | 7997.8343 | 8499.1398 | 8896.2694 | 9293.7273 | 9590.0823 | 9759.6455 | 9898.8895 | 10006.6634 | 10044.6393 | 10123.4589 | 10143.7798 | 10169.354 | 10200.7205 | 10235.932 | 10230.0193
Haverthwaite |  | 7.0829 | 11.0005 | 31.6835 | 75.9632 | 137.1188 | 216.2156 | 320.2799 | 434.5271 | 583.8761 | 740.3221 | 914.3974 | 1131.9326 | 1344.4921 | 1536.8902 | 1737.2827 | 1914.3625 | 2074.5655 | 2224.4688 | 2360.4722 | 2468.0715 | 2574.8199 | 2653.7018 | 2697.1059 | 2732.0004 | 2757.876 | 2764.9805 | 2783.2145 | 2785.9062 | 2790.306 | 2796.6678 | 2804.4004 | 2801.3789 |  | 7.0268 | 10.2563 | 22.7652 | 47.5099 | 81.5736 | 125.0881 | 179.4399 | 237.9508 | 316.9371 | 400.4765 | 494.1129 | 598.6638 | 705.0058 | 803.6247 | 915.4926 | 1020.1746 | 1123.2961 | 1234.371 | 1348.3194 | 1455.9973 | 1575.9738 | 1710.1111 | 1815.6757 | 1916.7344 | 2010.7797 | 2087.2776 | 2172.045 | 2238.1225 | 2300.6277 | 2359.5067 | 2412.0666 | 2448.0696 |  | 7.0268 | 10.3054 | 23.636 | 55.2483 | 102.0154 | 163.5429 | 243.7307 | 331.0696 | 445.1954 | 567.0691 | 704.603 | 862.0027 | 1014.2902 | 1153.9499 | 1304.2081 | 1443.8804 | 1613.6527 | 1774.1228 | 1922.1861 | 2043.5502 | 2165.9546 | 2263.3594 | 2329.1867 | 2388.1686 | 2438.5334 | 2470.6532 | 2511.1103 | 2533.4885 | 2553.3244 | 2571.5468 | 2585.7636 | 2586.6644 |  | 7.0829 | 11.0005 | 31.6835 | 75.9632 | 137.1188 | 216.2156 | 320.2799 | 434.5271 | 583.8761 | 740.3221 | 914.3974 | 1131.9326 | 1344.4921 | 1536.8902 | 1737.2827 | 1914.3625 | 2074.5655 | 2224.4688 | 2360.4722 | 2468.0715 | 2574.8199 | 2653.7018 | 2697.1059 | 2732.0004 | 2757.876 | 2764.9805 | 2783.2145 | 2785.9062 | 2790.306 | 2796.6678 | 2804.4004 | 2801.3789 |  | 7.0829 | 10.9983 | 31.6658 | 75.9177 | 137.0458 | 216.0873 | 318.283 | 429.6865 | 576.8471 | 730.6721 | 903.3419 | 1114.8184 | 1321.2283 | 1508.044 | 1703.0992 | 1875.2819 | 2036.2102 | 2186.3596 | 2323.2479 | 2431.6892 | 2540.2221 | 2621.1415 | 2667.4334 | 2705.4448 | 2734.8623 | 2745.2173 | 2766.7295 | 2772.2667 | 2779.2415 | 2787.8006 | 2797.4133 | 2795.7957
Hawk Green |  | 37.3881 | 56.914 | 154.472 | 348.1407 | 598.2367 | 902.4922 | 1280.2175 | 1695.2548 | 2237.9488 | 2806.2721 | 3438.6692 | 4231.06 | 5004.7672 | 5704.7452 | 6433.0234 | 7075.9072 | 7654.6036 | 8196.4876 | 8688.3012 | 9077.3786 | 9463.4014 | 9748.1879 | 9904.2921 | 10029.5232 | 10122.0887 | 10146.5741 | 10211.5889 | 10220.3373 | 10235.476 | 10257.8919 | 10285.5194 | 10274.2271 |  | 37.0917 | 53.0741 | 111.1752 | 219.1478 | 358.894 | 526.8481 | 724.3246 | 936.9123 | 1223.8932 | 1527.4171 | 1867.6263 | 2247.4911 | 2633.8636 | 2992.1758 | 3398.6255 | 3778.967 | 4153.6384 | 4557.2069 | 4971.2157 | 5362.4421 | 5798.3528 | 6285.7141 | 6669.2621 | 7036.4385 | 7378.1337 | 7656.0736 | 7964.0592 | 8204.1386 | 8431.2389 | 8645.1637 | 8836.1299 | 8966.9394 |  | 37.0917 | 53.3262 | 115.3229 | 253.2729 | 445.1424 | 682.6779 | 974.281 | 1291.6025 | 1706.0122 | 2148.6992 | 2648.4213 | 3220.2563 | 3773.897 | 4281.7244 | 4827.9398 | 5335.6078 | 5953.5924 | 6537.3237 | 7075.7235 | 7516.9679 | 7961.7925 | 8315.1125 | 8553.8149 | 8767.6724 | 8950.259 | 9066.588 | 9213.196 | 9294.1362 | 9365.843 | 9431.6899 | 9483.0043 | 9485.9714 |  | 37.3881 | 56.914 | 154.472 | 348.1407 | 598.2367 | 902.4922 | 1280.2175 | 1695.2548 | 2237.9488 | 2806.2721 | 3438.6692 | 4231.06 | 5004.7672 | 5704.7452 | 6433.0234 | 7075.9072 | 7654.6036 | 8196.4876 | 8688.3012 | 9077.3786 | 9463.4014 | 9748.1879 | 9904.2921 | 10029.5232 | 10122.0887 | 10146.5741 | 10211.5889 | 10220.3373 | 10235.476 | 10257.8919 | 10285.5194 | 10274.2271 |  | 37.3881 | 56.9017 | 154.3845 | 347.9066 | 597.8735 | 901.8443 | 1271.9285 | 1675.96 | 2210.4337 | 2768.7992 | 3395.7517 | 4165.2399 | 4916.1429 | 5595.4228 | 6304.097 | 6929.0746 | 7510.7008 | 8053.7301 | 8549.033 | 8941.3933 | 9334.194 | 9626.7356 | 9793.6678 | 9930.5592 | 10036.3268 | 10072.9226 | 10150.1479 | 10169.4985 | 10194.2339 | 10224.8534 | 10259.5022 | 10253.468
Haydock |  | 20.8405 | 33.4417 | 105.1183 | 272.7159 | 520.3755 | 858.5816 | 1324.5629 | 1835.8147 | 2504.0159 | 3204.1185 | 3983.0836 | 4954.5628 | 5904.342 | 6764.3534 | 7660.8296 | 8453.6384 | 9173.6034 | 9846.915 | 10457.6288 | 10940.8165 | 11420.1625 | 11774.8093 | 11970.5074 | 12128.0864 | 12245.2156 | 12278.2411 | 12360.979 | 12373.9829 | 12394.4589 | 12423.5747 | 12458.6094 | 12445.3828 |  | 20.6753 | 31.1694 | 75.3585 | 169.2532 | 306.7876 | 492.3184 | 735.5153 | 997.322 | 1350.7456 | 1724.5423 | 2143.518 | 2611.3302 | 3087.1569 | 3528.4266 | 4028.9789 | 4497.3783 | 4958.7948 | 5455.7988 | 5965.6601 | 6447.4645 | 6984.2987 | 7584.4954 | 8056.8437 | 8509.03 | 8929.8355 | 9272.125 | 9651.4163 | 9947.0797 | 10226.7589 | 10490.2123 | 10725.3916 | 10886.4866 |  | 20.6753 | 31.3208 | 78.3387 | 198.2829 | 387.101 | 649.3804 | 1007.9411 | 1398.7452 | 1909.627 | 2455.0595 | 3070.4356 | 3774.7621 | 4455.8606 | 5080.3928 | 5752.4594 | 6377.2395 | 7135.8138 | 7853.1888 | 8515.2863 | 9058.0576 | 9605.6691 | 10042.0472 | 10337.0274 | 10601.3527 | 10827.0853 | 10971.1516 | 11152.5353 | 11253.0077 | 11342.1011 | 11423.9731 | 11487.9023 | 11492.2177 |  | 20.8405 | 33.4417 | 105.1183 | 272.7159 | 520.3755 | 858.5816 | 1324.5629 | 1835.8147 | 2504.0159 | 3204.1185 | 3983.0836 | 4954.5628 | 5904.342 | 6764.3534 | 7660.8296 | 8453.6384 | 9173.6034 | 9846.915 | 10457.6288 | 10940.8165 | 11420.1625 | 11774.8093 | 11970.5074 | 12128.0864 | 12245.2156 | 12278.2411 | 12360.979 | 12373.9829 | 12394.4589 | 12423.5747 | 12458.6094 | 12445.3828 |  | 20.8405 | 33.4354 | 105.0606 | 272.5758 | 520.1406 | 858.1764 | 1316.5904 | 1815.7452 | 2474.4059 | 3163.1859 | 3936.1763 | 4881.3743 | 5804.0661 | 6639.4856 | 7512.2778 | 8283.2805 | 9006.2168 | 9680.3957 | 10294.8134 | 10781.5606 | 11268.6169 | 11632.053 | 11840.3589 | 12011.5726 | 12144.24 | 12191.5293 | 12288.6567 | 12314.1477 | 12345.9208 | 12384.6635 | 12427.9335 | 12420.8414
HDA No1 & HDA No2 |  | 20.5894 | 31.3666 | 85.3369 | 192.836 | 332.0994 | 502.0451 | 713.6827 | 946.2153 | 1250.2657 | 1568.6802 | 1922.9922 | 2366.8789 | 2800.3165 | 3192.4608 | 3600.4837 | 3960.6843 | 4285.011 | 4588.6943 | 4864.3117 | 5082.3553 | 5298.6864 | 5458.298 | 5545.8067 | 5616.0169 | 5667.9226 | 5681.6817 | 5718.1451 | 5723.0782 | 5731.5858 | 5744.1661 | 5759.6592 | 5753.3422 |  | 20.4262 | 29.2502 | 61.4137 | 121.3522 | 199.1564 | 292.9527 | 403.5918 | 522.6973 | 683.4826 | 853.5364 | 1044.1437 | 1256.9686 | 1473.4395 | 1674.1893 | 1901.9088 | 2115.0008 | 2324.916 | 2551.0213 | 2782.9758 | 3002.1663 | 3246.3918 | 3519.4432 | 3734.3317 | 3940.0477 | 4131.4875 | 4287.2075 | 4459.761 | 4594.2691 | 4721.5054 | 4841.36 | 4948.3516 | 5021.6396 |  | 20.4262 | 29.3891 | 63.7073 | 140.2868 | 247.1106 | 379.764 | 543.1311 | 720.9154 | 953.1021 | 1201.1277 | 1481.1038 | 1801.4843 | 2111.6595 | 2396.165 | 2702.1816 | 2986.6042 | 3332.804 | 3659.8267 | 3961.4597 | 4208.6645 | 4457.8813 | 4655.8519 | 4789.6028 | 4909.4333 | 5011.7425 | 5076.929 | 5159.0801 | 5204.4393 | 5244.6253 | 5281.5281 | 5310.2881 | 5311.9599 |  | 20.5894 | 31.3666 | 85.3369 | 192.836 | 332.0994 | 502.0451 | 713.6827 | 946.2153 | 1250.2657 | 1568.6802 | 1922.9922 | 2366.8789 | 2800.3165 | 3192.4608 | 3600.4837 | 3960.6843 | 4285.011 | 4588.6943 | 4864.3117 | 5082.3553 | 5298.6864 | 5458.298 | 5545.8067 | 5616.0169 | 5667.9226 | 5681.6817 | 5718.1451 | 5723.0782 | 5731.5858 | 5744.1661 | 5759.6592 | 5753.3422 |  | 20.5894 | 31.3599 | 85.2886 | 192.707 | 331.8989 | 501.6876 | 709.0704 | 935.4575 | 1234.9107 | 1547.7594 | 1899.0315 | 2330.114 | 2750.7893 | 3131.35 | 3528.3959 | 3878.5678 | 4204.5269 | 4508.8442 | 4786.408 | 5006.2841 | 5226.4036 | 5390.3493 | 5483.9142 | 5560.647 | 5619.9391 | 5640.474 | 5683.7693 | 5694.6343 | 5708.5113 | 5725.681 | 5745.1021 | 5741.7261
Heady Hill |  | 20.5471 | 31.8814 | 91.575 | 218.9712 | 394.4621 | 620.9306 | 918.2903 | 1244.7565 | 1671.5311 | 2118.5817 | 2616.0097 | 3237.6818 | 3845.1197 | 4394.9328 | 4967.5704 | 5473.5726 | 5931.2726 | 6359.5569 | 6748.1326 | 7055.5545 | 7360.5459 | 7585.9073 | 7709.8951 | 7809.5669 | 7883.4698 | 7903.7364 | 7955.8085 | 7963.4728 | 7976.0232 | 7994.1839 | 8016.2679 | 8007.6256 |  | 20.3843 | 29.7248 | 65.8034 | 136.989 | 234.7491 | 359.3542 | 514.6675 | 681.8656 | 907.5732 | 1146.2918 | 1413.863 | 1712.6229 | 2016.501 | 2298.3099 | 2617.9786 | 2917.1134 | 3211.7887 | 3529.1914 | 3854.8052 | 4162.5008 | 4505.3403 | 4888.6451 | 5190.3018 | 5479.0824 | 5747.8223 | 5966.4193 | 6208.6469 | 6397.4669 | 6576.079 | 6744.3288 | 6894.5218 | 6997.4022 |  | 20.3843 | 29.8671 | 68.3177 | 159.2603 | 293.4785 | 469.6657 | 698.8135 | 948.389 | 1274.5033 | 1622.7612 | 2015.7725 | 2465.5496 | 2900.7285 | 3299.8243 | 3729.2027 | 4128.3293 | 4613.4935 | 5072.0639 | 5495.1746 | 5841.987 | 6191.7668 | 6470.091 | 6658.184 | 6826.7164 | 6970.6257 | 7062.4 | 7177.9984 | 7241.9357 | 7298.6082 | 7350.6702 | 7391.2866 | 7393.8526 |  | 20.5471 | 31.8814 | 91.575 | 218.9712 | 394.4621 | 620.9306 | 918.2903 | 1244.7565 | 1671.5311 | 2118.5817 | 2616.0097 | 3237.6818 | 3845.1197 | 4394.9328 | 4967.5704 | 5473.5726 | 5931.2726 | 6359.5569 | 6748.1326 | 7055.5545 | 7360.5459 | 7585.9073 | 7709.8951 | 7809.5669 | 7883.4698 | 7903.7364 | 7955.8085 | 7963.4728 | 7976.0232 | 7994.1839 | 8016.2679 | 8007.6256 |  | 20.5471 | 31.8749 | 91.5237 | 218.8392 | 394.2511 | 620.559 | 912.5568 | 1230.8792 | 1651.3934 | 2090.943 | 2584.3456 | 3188.6812 | 3778.534 | 4312.3839 | 4869.7645 | 5361.77 | 5821.5505 | 6250.5446 | 6641.6561 | 6951.49 | 7261.5883 | 7492.7816 | 7625.0298 | 7733.6175 | 7817.6504 | 7847.2131 | 7908.661 | 7924.4635 | 7944.3784 | 7968.8238 | 7996.2853 | 7991.6587
Heap Bridge |  | 22.3134 | 33.2807 | 84.5951 | 176.3542 | 282.374 | 396.6083 | 520.011 | 655.907 | 833.7217 | 1019.7963 | 1226.8764 | 1488.1686 | 1742.8181 | 1972.9056 | 2211.6187 | 2421.7627 | 2608.4039 | 2783.5138 | 2942.5965 | 3068.429 | 3193.293 | 3285.0067 | 3334.7597 | 3374.4394 | 3403.508 | 3410.3814 | 3430.6102 | 3432.5851 | 3436.8118 | 3443.551 | 3452.1966 | 3448.2262 |  | 22.1365 | 31.0417 | 61.0024 | 111.9766 | 171.5569 | 235.0814 | 299.7647 | 369.3978 | 463.3983 | 562.8174 | 674.2529 | 798.6774 | 925.2336 | 1042.5986 | 1175.7311 | 1300.3118 | 1423.0353 | 1555.2241 | 1690.8325 | 1818.9786 | 1961.761 | 2121.396 | 2247.0271 | 2367.2956 | 2479.2177 | 2570.2569 | 2671.1374 | 2749.7753 | 2824.162 | 2894.233 | 2956.7839 | 2999.6305 |  | 22.1365 | 31.1878 | 63.2109 | 128.3453 | 210.1541 | 300.0417 | 395.778 | 499.7104 | 635.2398 | 780.1407 | 943.8418 | 1131.1068 | 1312.7403 | 1479.4262 | 1658.5826 | 1825.0388 | 2028.4532 | 2220.2547 | 2396.9886 | 2541.7702 | 2687.5525 | 2802.7805 | 2880.5629 | 2950.2305 | 3009.688 | 3047.4702 | 3095.159 | 3121.3543 | 3144.5284 | 3165.785 | 3182.2997 | 3183.0074 |  | 22.3134 | 33.2807 | 84.5951 | 176.3542 | 282.374 | 396.6083 | 520.011 | 655.907 | 833.7217 | 1019.7963 | 1226.8764 | 1488.1686 | 1742.8181 | 1972.9056 | 2211.6187 | 2421.7627 | 2608.4039 | 2783.5138 | 2942.5965 | 3068.429 | 3193.293 | 3285.0067 | 3334.7597 | 3374.4394 | 3403.508 | 3410.3814 | 3430.6102 | 3432.5851 | 3436.8118 | 3443.551 | 3452.1966 | 3448.2262 |  | 22.3134 | 33.2732 | 84.5465 | 176.2184 | 282.1702 | 396.2392 | 516.4031 | 648.1121 | 823.0015 | 1005.4386 | 1210.4436 | 1463.4657 | 1710.2476 | 1933.1966 | 2165.3052 | 2369.4859 | 2557.3411 | 2733.043 | 2893.5056 | 3020.6066 | 3147.945 | 3242.503 | 3296.0931 | 3339.8818 | 3373.5626 | 3384.6624 | 3409.1497 | 3414.8248 | 3422.4033 | 3432.0197 | 3443.1296 | 3441.0176
Heasandford |  | 5.9067 | 9.249 | 27.2553 | 66.7961 | 122.5407 | 195.8928 | 293.8717 | 401.4151 | 541.9916 | 689.2586 | 853.1185 | 1057.7504 | 1257.7381 | 1438.7794 | 1627.3942 | 1794.1103 | 1945.1275 | 2086.4101 | 2214.5805 | 2315.9842 | 2416.5846 | 2490.9537 | 2531.9137 | 2564.8607 | 2589.3117 | 2596.0857 | 2613.3298 | 2615.9307 | 2620.1274 | 2626.1613 | 2633.4704 | 2630.6468 |  | 5.8599 | 8.6226 | 19.5715 | 41.6845 | 72.7054 | 113.0223 | 164.1831 | 219.2588 | 293.6078 | 372.2426 | 460.3816 | 558.7942 | 658.8929 | 751.7218 | 857.0219 | 955.558 | 1052.6252 | 1157.1789 | 1264.4373 | 1365.7934 | 1478.7261 | 1604.9882 | 1704.355 | 1799.4805 | 1888.0044 | 1960.0111 | 2039.8018 | 2101.9999 | 2160.8354 | 2216.2575 | 2265.7317 | 2299.6208 |  | 5.8599 | 8.664 | 20.327 | 48.5765 | 91.1656 | 148.1681 | 223.6313 | 305.843 | 413.2843 | 528.0104 | 657.4684 | 805.63 | 948.9549 | 1080.3889 | 1221.8069 | 1353.2662 | 1512.9962 | 1663.9996 | 1803.3413 | 1917.561 | 2032.773 | 2124.497 | 2186.4901 | 2242.038 | 2289.4721 | 2319.7305 | 2357.8375 | 2378.9257 | 2397.6207 | 2414.7968 | 2428.2011 | 2429.069 |  | 5.9067 | 9.249 | 27.2553 | 66.7961 | 122.5407 | 195.8928 | 293.8717 | 401.4151 | 541.9916 | 689.2586 | 853.1185 | 1057.7504 | 1257.7381 | 1438.7794 | 1627.3942 | 1794.1103 | 1945.1275 | 2086.4101 | 2214.5805 | 2315.9842 | 2416.5846 | 2490.9537 | 2531.9137 | 2564.8607 | 2589.3117 | 2596.0857 | 2613.3298 | 2615.9307 | 2620.1274 | 2626.1613 | 2633.4704 | 2630.6468 |  | 5.9067 | 9.2471 | 27.2402 | 66.7576 | 122.4784 | 195.7838 | 292.0595 | 396.9701 | 535.5043 | 680.3326 | 842.8915 | 1041.8784 | 1236.1077 | 1411.9213 | 1595.5261 | 1757.64 | 1909.3208 | 2050.8186 | 2179.804 | 2281.9857 | 2384.2466 | 2460.5107 | 2504.1669 | 2540.026 | 2567.7892 | 2577.6032 | 2597.9135 | 2603.1757 | 2609.7805 | 2617.8683 | 2626.9347 | 2625.4223
Heaton Moor |  | 43.382 | 66.1636 | 180.6247 | 409.6965 | 707.791 | 1073.1346 | 1530.0658 | 2032.0777 | 2688.4757 | 3375.8979 | 4140.8164 | 5098.923 | 6034.5267 | 6881.0275 | 7761.8763 | 8539.5467 | 9240.0331 | 9895.8974 | 10491.1314 | 10962.0289 | 11429.2259 | 11773.9722 | 11963.038 | 12114.7545 | 12226.9446 | 12256.7702 | 12335.6029 | 12346.3473 | 12364.7918 | 12392.0149 | 12425.5052 | 12411.8965 |  | 43.0381 | 61.6985 | 129.9759 | 257.7196 | 424.2238 | 625.8145 | 864.6696 | 1121.8022 | 1468.916 | 1836.0392 | 2247.5347 | 2706.995 | 3174.3266 | 3607.7182 | 4099.3339 | 4559.3708 | 5012.5495 | 5500.6804 | 6001.439 | 6474.6416 | 7001.8915 | 7591.3727 | 8055.2881 | 8499.4013 | 8912.6941 | 9248.8725 | 9621.3922 | 9911.777 | 10186.4631 | 10445.213 | 10676.1936 | 10834.4124 |  | 43.0381 | 61.9917 | 134.8374 | 298.0462 | 526.653 | 811.7521 | 1164.4161 | 1548.2291 | 2049.5112 | 2584.9758 | 3189.4047 | 3881.0671 | 4550.6629 | 5164.8353 | 5825.4581 | 6439.4701 | 7186.7633 | 7892.6977 | 8543.8422 | 9077.4972 | 9615.5142 | 10042.9593 | 10331.7525 | 10590.4907 | 10811.3996 | 10952.1625 | 11129.5509 | 11227.509 | 11314.2982 | 11393.9994 | 11456.1197 | 11459.7568 |  | 43.382 | 66.1636 | 180.6247 | 409.6965 | 707.791 | 1073.1346 | 1530.0658 | 2032.0777 | 2688.4757 | 3375.8979 | 4140.8164 | 5098.923 | 6034.5267 | 6881.0275 | 7761.8763 | 8539.5467 | 9240.0331 | 9895.8974 | 10491.1314 | 10962.0289 | 11429.2259 | 11773.9722 | 11963.038 | 12114.7545 | 12226.9446 | 12256.7702 | 12335.6029 | 12346.3473 | 12364.7918 | 12392.0149 | 12425.5052 | 12411.8965 |  | 43.382 | 66.1494 | 180.5225 | 409.4242 | 707.3672 | 1072.3797 | 1520.2033 | 2009.0095 | 2655.5073 | 3330.9539 | 4089.3404 | 5019.8859 | 5927.9798 | 6749.5112 | 7606.6816 | 8362.7117 | 9066.6953 | 9723.9052 | 10323.3163 | 10798.1494 | 11273.4981 | 11627.5688 | 11829.6783 | 11995.4454 | 12123.5513 | 12167.9774 | 12261.5319 | 12285.0584 | 12315.0724 | 12352.1834 | 12394.1361 | 12386.8623
Heaton Norris |  | 36.0862 | 55.1562 | 151.5734 | 346.2786 | 601.787 | 917.4421 | 1315.3343 | 1752.4315 | 2323.9312 | 2922.4656 | 3588.4709 | 4422.3778 | 5236.7796 | 5973.6707 | 6740.5755 | 7417.7457 | 8028.1287 | 8599.5722 | 9118.1639 | 9528.4319 | 9935.4726 | 10235.8969 | 10400.7425 | 10533.0625 | 10630.953 | 10657.1134 | 10725.9297 | 10735.4337 | 10751.6154 | 10775.4188 | 10804.6455 | 10792.8422 |  | 35.8001 | 51.4328 | 109.0504 | 217.6605 | 360.32 | 534.415 | 742.38 | 966.2588 | 1268.482 | 1588.1268 | 1946.4055 | 2346.4458 | 2753.3396 | 3130.6826 | 3558.7199 | 3959.2623 | 4353.8335 | 4778.8366 | 5214.8344 | 5626.8399 | 6085.903 | 6599.1492 | 7003.0685 | 7389.7466 | 7749.5901 | 8042.2922 | 8366.6356 | 8619.4662 | 8858.6284 | 9083.9153 | 9285.0243 | 9422.7814 |  | 35.8001 | 51.6775 | 113.1408 | 251.9028 | 447.7703 | 693.9759 | 1000.9944 | 1335.1716 | 1771.6604 | 2237.8927 | 2764.1507 | 3366.3701 | 3949.3218 | 4484.0079 | 5059.1546 | 5593.7308 | 6244.2136 | 6858.7522 | 7425.6233 | 7890.221 | 8358.6452 | 8730.8948 | 8982.4074 | 9207.748 | 9400.1462 | 9522.7586 | 9677.2619 | 9762.6045 | 9838.2222 | 9907.6681 | 9961.8038 | 9965.0147 |  | 36.0862 | 55.1562 | 151.5734 | 346.2786 | 601.787 | 917.4421 | 1315.3343 | 1752.4315 | 2323.9312 | 2922.4656 | 3588.4709 | 4422.3778 | 5236.7796 | 5973.6707 | 6740.5755 | 7417.7457 | 8028.1287 | 8599.5722 | 9118.1639 | 9528.4319 | 9935.4726 | 10235.8969 | 10400.7425 | 10533.0625 | 10630.953 | 10657.1134 | 10725.9297 | 10735.4337 | 10751.6154 | 10775.4188 | 10804.6455 | 10792.8422 |  | 36.0862 | 55.1444 | 151.4878 | 346.0514 | 601.4321 | 916.811 | 1306.8967 | 1732.5935 | 2295.5124 | 2883.6828 | 3544.0497 | 4354.0885 | 5144.6049 | 5859.8157 | 6606.1351 | 7264.4802 | 7877.8655 | 8450.4442 | 8972.6332 | 9386.2954 | 9800.3909 | 10108.8829 | 10285.0367 | 10429.5417 | 10541.2416 | 10580.0707 | 10661.6615 | 10682.2565 | 10708.4766 | 10740.8573 | 10777.4245 | 10771.1141
Helwith Bridge |  | 2.6412 | 4.0698 | 11.4566 | 26.8448 | 47.6103 | 73.9289 | 107.9221 | 145.2516 | 194.0541 | 245.1713 | 302.0495 | 373.1872 | 442.6821 | 505.5757 | 571.0606 | 628.9086 | 681.1614 | 730.0659 | 774.4406 | 809.5471 | 844.3767 | 870.1009 | 884.2387 | 895.5972 | 904.0116 | 906.2958 | 912.2193 | 913.0699 | 914.4838 | 916.543 | 919.0565 | 918.0604 |  | 2.6203 | 3.7947 | 8.2369 | 16.8292 | 28.4079 | 42.9029 | 60.6627 | 79.7815 | 105.5908 | 132.8879 | 163.4842 | 197.6468 | 232.3948 | 264.6191 | 301.1727 | 335.3782 | 369.0739 | 405.3683 | 442.6017 | 477.7861 | 516.9892 | 560.8195 | 595.3134 | 628.335 | 659.0649 | 684.0611 | 711.7594 | 733.3506 | 753.7746 | 773.0137 | 790.188 | 801.9522 |  | 2.6203 | 3.8128 | 8.5491 | 19.5263 | 35.4233 | 55.9201 | 82.1292 | 110.6676 | 147.9521 | 187.7718 | 232.7125 | 284.1426 | 333.9129 | 379.5589 | 428.6646 | 474.309 | 529.8155 | 582.2696 | 630.6626 | 670.3273 | 710.3263 | 742.1377 | 763.6341 | 782.8944 | 799.3401 | 809.825 | 823.0338 | 830.3358 | 836.8071 | 842.7513 | 847.3872 | 847.673 |  | 2.6412 | 4.0698 | 11.4566 | 26.8448 | 47.6103 | 73.9289 | 107.9221 | 145.2516 | 194.0541 | 245.1713 | 302.0495 | 373.1872 | 442.6821 | 505.5757 | 571.0606 | 628.9086 | 681.1614 | 730.0659 | 774.4406 | 809.5471 | 844.3767 | 870.1009 | 884.2387 | 895.5972 | 904.0116 | 906.2958 | 912.2193 | 913.0699 | 914.4838 | 916.543 | 919.0565 | 918.0604 |  | 2.6412 | 4.0689 | 11.4501 | 26.828 | 47.5837 | 73.8818 | 107.2407 | 143.622 | 191.7019 | 241.9504 | 298.3599 | 367.493 | 434.9655 | 496.0234 | 559.7584 | 616.003 | 668.5011 | 717.493 | 762.1646 | 797.5525 | 832.9733 | 859.3733 | 874.4641 | 886.8505 | 896.4316 | 899.7863 | 906.7894 | 908.5771 | 910.8392 | 913.6225 | 916.7558 | 916.2228
Hensingham |  | 17.2638 | 27.2832 | 82.4367 | 206.7128 | 385.446 | 624.4539 | 948.1163 | 1303.3066 | 1767.5702 | 2253.9606 | 2795.1476 | 3470.5878 | 4130.8068 | 4728.5435 | 5351.4369 | 5902.1396 | 6401.5468 | 6868.6862 | 7292.4376 | 7627.6982 | 7960.2985 | 8206.2638 | 8341.8483 | 8450.9594 | 8531.9915 | 8554.6195 | 8611.8086 | 8620.5969 | 8634.6207 | 8654.6827 | 8678.9123 | 8669.6476 |  | 17.1269 | 25.4331 | 59.1575 | 128.7099 | 228.0838 | 359.3397 | 528.3063 | 710.2026 | 955.7518 | 1215.4557 | 1506.5486 | 1831.572 | 2162.1636 | 2468.7459 | 2816.5161 | 3141.9474 | 3462.5272 | 3807.8322 | 4162.0701 | 4496.8148 | 4869.7928 | 5286.7932 | 5614.9681 | 5929.135 | 6221.4993 | 6459.3128 | 6722.8342 | 6928.2532 | 7122.5668 | 7305.6071 | 7469.0034 | 7580.9278 |  | 17.1269 | 25.5558 | 61.4631 | 150.3147 | 286.7451 | 472.3118 | 721.4914 | 993.0098 | 1347.8986 | 1726.8224 | 2154.374 | 2643.7102 | 3116.9989 | 3551.0031 | 4018.0043 | 4452.1316 | 4979.4434 | 5478.0224 | 5938.1353 | 6315.308 | 6695.7958 | 6998.8408 | 7203.6732 | 7387.2139 | 7543.9503 | 7643.9548 | 7769.8834 | 7839.6013 | 7901.4143 | 7958.2106 | 8002.5458 | 8005.471 |  | 17.2638 | 27.2832 | 82.4367 | 206.7128 | 385.446 | 624.4539 | 948.1163 | 1303.3066 | 1767.5702 | 2253.9606 | 2795.1476 | 3470.5878 | 4130.8068 | 4728.5435 | 5351.4369 | 5902.1396 | 6401.5468 | 6868.6862 | 7292.4376 | 7627.6982 | 7960.2985 | 8206.2638 | 8341.8483 | 8450.9594 | 8531.9915 | 8554.6195 | 8611.8086 | 8620.5969 | 8634.6207 | 8654.6827 | 8678.9123 | 8669.6476 |  | 17.2638 | 27.2778 | 82.3911 | 206.5991 | 385.2593 | 624.129 | 942.3303 | 1288.955 | 1746.5256 | 2224.9455 | 2761.9008 | 3418.8689 | 4060.1582 | 4640.7099 | 5247.0977 | 5782.6228 | 6284.1648 | 6751.9668 | 7178.357 | 7516.1441 | 7854.1717 | 8106.3277 | 8250.752 | 8369.4163 | 8461.3235 | 8493.9335 | 8561.1916 | 8578.7186 | 8600.6489 | 8627.452 | 8657.4487 | 8652.4838
Heyrod |  | 43.9196 | 66.5702 | 178.2861 | 395.8389 | 671.5687 | 1000.8514 | 1401.9567 | 1842.8102 | 2419.3109 | 3022.9801 | 3694.7193 | 4537.1664 | 5359.5485 | 6103.4395 | 6877.1235 | 7559.8474 | 8173.353 | 8747.9746 | 9269.5647 | 9682.1906 | 10091.5851 | 10393.4453 | 10558.6914 | 10691.1588 | 10788.9642 | 10814.4949 | 10883.1115 | 10892.0326 | 10907.808 | 10931.3674 | 10960.5462 | 10948.4375 |  | 43.5715 | 62.0815 | 128.3638 | 249.576 | 403.7873 | 585.7512 | 795.5209 | 1021.3426 | 1326.1885 | 1648.6072 | 2009.9951 | 2413.5071 | 2823.9319 | 3204.5496 | 3636.3015 | 4040.3199 | 4438.3152 | 4867.0065 | 5306.788 | 5722.3689 | 6185.4158 | 6703.1161 | 7110.5407 | 7500.5744 | 7863.5407 | 8158.7828 | 8485.941 | 8740.9657 | 8982.2034 | 9209.4454 | 9412.2996 | 9551.2522 |  | 43.5715 | 62.3758 | 133.1247 | 287.9932 | 499.7256 | 757.0941 | 1066.9426 | 1404.0153 | 1844.1348 | 2314.3377 | 2845.1755 | 3452.5917 | 4040.818 | 4580.4036 | 5160.7235 | 5700.0656 | 6356.9358 | 6977.256 | 7549.3313 | 8018.1492 | 8490.6984 | 8865.8035 | 9119.1966 | 9346.2079 | 9540.0152 | 9663.4517 | 9819.0473 | 9904.894 | 9980.9337 | 10050.7497 | 10105.136 | 10108.1774 |  | 43.9196 | 66.5702 | 178.2861 | 395.8389 | 671.5687 | 1000.8514 | 1401.9567 | 1842.8102 | 2419.3109 | 3022.9801 | 3694.7193 | 4537.1664 | 5359.5485 | 6103.4395 | 6877.1235 | 7559.8474 | 8173.353 | 8747.9746 | 9269.5647 | 9682.1906 | 10091.5851 | 10393.4453 | 10558.6914 | 10691.1588 | 10788.9642 | 10814.4949 | 10883.1115 | 10892.0326 | 10907.808 | 10931.3674 | 10960.5462 | 10948.4375 |  | 43.9196 | 66.5557 | 178.1848 | 395.5656 | 671.1474 | 1000.0977 | 1392.7789 | 1821.6983 | 2389.3698 | 2982.3043 | 3648.1382 | 4465.9361 | 5263.9281 | 5985.6828 | 6738.4658 | 7402.1278 | 8018.8518 | 8594.7806 | 9120.1762 | 9536.3701 | 9953.0706 | 10263.2956 | 10440.165 | 10585.1396 | 10697.0891 | 10735.5926 | 10817.2879 | 10837.5662 | 10863.6227 | 10895.9759 | 10932.6817 | 10926.2153
Heyside |  | 20.9795 | 32.3135 | 90.8572 | 212.6378 | 376.7637 | 584.544 | 852.6305 | 1147.0318 | 1531.9187 | 1935.058 | 2383.633 | 2944.6932 | 3492.7894 | 3988.8183 | 4505.274 | 4961.4911 | 5373.5453 | 5759.1999 | 6109.1356 | 6385.9827 | 6660.6457 | 6863.4993 | 6974.9783 | 7064.5382 | 7130.8807 | 7148.8784 | 7195.5785 | 7202.2736 | 7213.4136 | 7229.6445 | 7249.462 | 7241.6022 |  | 20.8132 | 30.1298 | 65.3258 | 133.3204 | 224.8421 | 339.2845 | 479.3489 | 630.1313 | 833.6787 | 1048.9595 | 1290.2603 | 1559.6876 | 1833.7306 | 2087.8712 | 2376.1544 | 2645.9198 | 2911.6635 | 3197.9032 | 3491.5478 | 3769.0336 | 4078.2126 | 4423.8841 | 4695.9238 | 4956.3516 | 5198.7062 | 5395.8411 | 5614.2865 | 5784.568 | 5945.6438 | 6097.3745 | 6232.8214 | 6325.6009 |  | 20.8132 | 30.2736 | 67.8001 | 154.6683 | 280.3232 | 442.1524 | 648.8561 | 873.9266 | 1167.9713 | 1482.0123 | 1836.4414 | 2242.0493 | 2634.572 | 2994.5686 | 3381.8495 | 3741.8306 | 4179.6027 | 4593.2962 | 4974.9581 | 5287.7815 | 5603.2389 | 5854.1148 | 6023.6422 | 6175.535 | 6305.2304 | 6387.916 | 6492.0838 | 6549.6666 | 6600.6986 | 6647.5734 | 6684.1306 | 6686.3804 |  | 20.9795 | 32.3135 | 90.8572 | 212.6378 | 376.7637 | 584.544 | 852.6305 | 1147.0318 | 1531.9187 | 1935.058 | 2383.633 | 2944.6932 | 3492.7894 | 3988.8183 | 4505.274 | 4961.4911 | 5373.5453 | 5759.1999 | 6109.1356 | 6385.9827 | 6660.6457 | 6863.4993 | 6974.9783 | 7064.5382 | 7130.8807 | 7148.8784 | 7195.5785 | 7202.2736 | 7213.4136 | 7229.6445 | 7249.462 | 7241.6022 |  | 20.9795 | 32.3067 | 90.8062 | 212.5044 | 376.5527 | 584.1708 | 847.2427 | 1134.1581 | 1513.3426 | 1909.6258 | 2354.4997 | 2899.7385 | 3431.8793 | 3913.425 | 4416.077 | 4859.6477 | 5273.64 | 5659.9876 | 6012.2677 | 6291.3371 | 6570.6675 | 6778.8544 | 6897.8534 | 6995.5243 | 7071.0724 | 7097.5167 | 7152.7349 | 7166.8246 | 7184.6568 | 7206.6016 | 7231.3087 | 7227.1034
Heywood |  | 21.6594 | 33.6921 | 97.4719 | 234.7124 | 425.0536 | 672.1153 | 998.1971 | 1356.1707 | 1824.123 | 2314.3196 | 2859.7532 | 3541.2641 | 4207.2123 | 4810.0107 | 5437.8919 | 5992.7592 | 6494.8777 | 6964.6963 | 7390.9424 | 7728.1687 | 8062.7273 | 8309.9711 | 8446.0425 | 8555.4483 | 8636.5907 | 8658.9122 | 8716.1014 | 8724.5823 | 8738.4071 | 8758.3723 | 8782.6223 | 8773.1696 |  | 21.4877 | 31.4122 | 70.0271 | 146.7323 | 252.7322 | 388.6253 | 558.9259 | 742.2582 | 989.7459 | 1251.5001 | 1544.8912 | 1872.4805 | 2205.682 | 2514.6848 | 2865.2005 | 3193.201 | 3516.3116 | 3864.3428 | 4221.3773 | 4558.7647 | 4934.6872 | 5354.9798 | 5685.7456 | 6002.3927 | 6297.0652 | 6536.7562 | 6802.358 | 7009.3986 | 7205.2463 | 7389.7317 | 7554.4179 | 7667.226 |  | 21.4877 | 31.5628 | 72.7106 | 170.7039 | 316.2342 | 508.378 | 759.6187 | 1033.2782 | 1390.8797 | 1772.7522 | 2203.6865 | 2696.8692 | 3174.0166 | 3611.594 | 4082.3852 | 4520.0116 | 5051.9069 | 5554.6761 | 6018.5828 | 6398.8398 | 6782.3654 | 7087.5905 | 7293.8689 | 7478.6972 | 7636.5235 | 7737.1816 | 7863.9636 | 7934.098 | 7996.2663 | 8053.3792 | 8097.9403 | 8100.7768 |  | 21.6594 | 33.6921 | 97.4719 | 234.7124 | 425.0536 | 672.1153 | 998.1971 | 1356.1707 | 1824.123 | 2314.3196 | 2859.7532 | 3541.2641 | 4207.2123 | 4810.0107 | 5437.8919 | 5992.7592 | 6494.8777 | 6964.6963 | 7390.9424 | 7728.1687 | 8062.7273 | 8309.9711 | 8446.0425 | 8555.4483 | 8636.5907 | 8658.9122 | 8716.1014 | 8724.5823 | 8738.4071 | 8758.3723 | 8782.6223 | 8773.1696 |  | 21.6594 | 33.6852 | 97.4174 | 234.5728 | 424.8296 | 671.7214 | 991.9876 | 1341.0817 | 1802.1897 | 2284.1939 | 2825.239 | 3487.8068 | 4134.5075 | 4719.8334 | 5331.0011 | 5870.5296 | 6374.9073 | 6845.4855 | 7274.4915 | 7614.346 | 7954.4824 | 8208.0944 | 8353.1983 | 8472.3551 | 8564.5803 | 8597.0725 | 8664.5197 | 8681.9045 | 8703.7864 | 8730.6264 | 8760.7586 | 8755.6972
Higher Mill |  | 54.8138 | 82.9845 | 221.4212 | 489.5234 | 827.4506 | 1228.7594 | 1714.736 | 2248.9195 | 2947.4862 | 3678.952 | 4492.9026 | 5513.9897 | 6510.6808 | 7412.1973 | 8349.7125 | 9176.9146 | 9919.8508 | 10615.7538 | 11247.4567 | 11747.1889 | 12243.0107 | 12608.5323 | 12808.5459 | 12968.8472 | 13087.1616 | 13117.916 | 13200.891 | 13211.5598 | 13230.5591 | 13259.0109 | 13294.3035 | 13279.5881 |  | 54.3793 | 77.39 | 159.4379 | 308.7868 | 497.836 | 719.6744 | 973.8567 | 1247.4895 | 1616.8776 | 2007.5591 | 2445.4602 | 2934.404 | 3431.7243 | 3892.9266 | 4416.0893 | 4905.6468 | 5387.9059 | 5907.3601 | 6440.2524 | 6943.8204 | 7504.9039 | 8132.2121 | 8625.8969 | 9098.5088 | 9538.3225 | 9896.0736 | 10292.4979 | 10601.5166 | 10893.8293 | 11169.1831 | 11414.9857 | 11583.3575 |  | 54.3793 | 77.7566 | 165.3414 | 356.1605 | 615.7263 | 929.5 | 1304.985 | 1713.4221 | 2246.6907 | 2816.4292 | 3459.6591 | 4195.6716 | 4908.4834 | 5562.3653 | 6265.5897 | 6919.1486 | 7715.2492 | 8466.9993 | 9160.2552 | 9728.3715 | 10300.9818 | 10755.4249 | 11062.4025 | 11337.4163 | 11572.2014 | 11721.721 | 11910.2067 | 12014.1787 | 12106.268 | 12190.816 | 12256.6705 | 12260.3141 |  | 54.8138 | 82.9845 | 221.4212 | 489.5234 | 827.4506 | 1228.7594 | 1714.736 | 2248.9195 | 2947.4862 | 3678.952 | 4492.9026 | 5513.9897 | 6510.6808 | 7412.1973 | 8349.7125 | 9176.9146 | 9919.8508 | 10615.7538 | 11247.4567 | 11747.1889 | 12243.0107 | 12608.5323 | 12808.5459 | 12968.8472 | 13087.1616 | 13117.916 | 13200.891 | 13211.5598 | 13230.5591 | 13259.0109 | 13294.3035 | 13279.5881 |  | 54.8138 | 82.9664 | 221.2953 | 489.1828 | 826.9266 | 1227.8212 | 1703.4736 | 2223.1041 | 2910.9353 | 3629.3341 | 4436.0829 | 5427.1803 | 6394.2543 | 7268.8908 | 8181.0509 | 8985.1397 | 9732.016 | 10429.5374 | 11065.8889 | 11569.9752 | 12074.6901 | 12450.3959 | 12664.5396 | 12840.042 | 12975.5409 | 13022.0557 | 13120.9196 | 13145.3861 | 13176.8763 | 13216.0139 | 13260.4531 | 13252.5962
Higher Walton |  | 32.763 | 49.4294 | 130.4466 | 284.735 | 475.9014 | 698.9205 | 963.8708 | 1255.1896 | 1636.1895 | 2035.0934 | 2478.9881 | 3036.3655 | 3580.2888 | 4072.1884 | 4583.5374 | 5034.5535 | 5438.9064 | 5817.7584 | 6161.7034 | 6433.7885 | 6703.75 | 6902.6513 | 7011.3418 | 7098.3851 | 7162.5548 | 7179.0008 | 7223.9498 | 7229.5144 | 7239.6677 | 7255.0129 | 7274.1457 | 7266.0429 |  | 32.5033 | 46.0987 | 93.9605 | 179.8599 | 286.8978 | 410.3093 | 548.9352 | 698.1689 | 899.6257 | 1112.6955 | 1351.5179 | 1618.1779 | 1889.4063 | 2140.9367 | 2426.259 | 2693.2537 | 2956.268 | 3239.5678 | 3530.1965 | 3804.8322 | 4110.8358 | 4452.9569 | 4722.2026 | 4979.9556 | 5219.821 | 5414.9312 | 5631.133 | 5799.6655 | 5959.0869 | 6109.2593 | 6243.3151 | 6335.1416 |  | 32.5033 | 46.3167 | 97.4223 | 207.1758 | 354.1411 | 528.7101 | 733.5552 | 956.3067 | 1247.0806 | 1557.7757 | 1908.5851 | 2309.9802 | 2698.8156 | 3055.5284 | 3439.1222 | 3795.6083 | 4230.0686 | 4640.229 | 5018.4253 | 5328.3363 | 5640.6491 | 5888.3502 | 6055.6542 | 6205.5325 | 6333.4802 | 6414.9336 | 6517.6351 | 6574.2491 | 6624.3834 | 6670.4054 | 6706.2375 | 6708.1494 |  | 32.763 | 49.4294 | 130.4466 | 284.735 | 475.9014 | 698.9205 | 963.8708 | 1255.1896 | 1636.1895 | 2035.0934 | 2478.9881 | 3036.3655 | 3580.2888 | 4072.1884 | 4583.5374 | 5034.5535 | 5438.9064 | 5817.7584 | 6161.7034 | 6433.7885 | 6703.75 | 6902.6513 | 7011.3418 | 7098.3851 | 7162.5548 | 7179.0008 | 7223.9498 | 7229.5144 | 7239.6677 | 7255.0129 | 7274.1457 | 7266.0429 |  | 32.763 | 49.4186 | 130.3723 | 284.5324 | 475.5915 | 698.3642 | 957.4741 | 1240.6901 | 1615.7687 | 2007.4391 | 2447.323 | 2988.1256 | 3515.7829 | 3992.9205 | 4490.3891 | 4928.7717 | 5335.3459 | 5715.1424 | 6061.6901 | 6336.205 | 6611.0891 | 6815.6312 | 6932.1107 | 7027.5269 | 7101.1508 | 7126.2662 | 7179.9544 | 7193.1089 | 7210.1339 | 7231.361 | 7255.5291 | 7251.2055
Hill Top T11 & T12 |  | 58.8663 | 89.6156 | 243.2814 | 548.4263 | 942.5937 | 1422.2558 | 2017.9141 | 2672.4093 | 3528.212 | 4424.4322 | 5421.6937 | 6671.2411 | 7891.3302 | 8995.1556 | 10143.6151 | 11157.4171 | 12070.0212 | 12924.5693 | 13700.155 | 14313.7269 | 14922.4815 | 15371.5911 | 15617.773 | 15815.269 | 15961.252 | 15999.875 | 16102.4101 | 16116.2142 | 16140.0939 | 16175.4483 | 16219.0194 | 16201.2145 |  | 58.3997 | 83.5694 | 175.0911 | 345.2149 | 565.4606 | 830.2379 | 1141.6491 | 1476.8901 | 1929.4456 | 2408.0888 | 2944.583 | 3543.6121 | 4152.9037 | 4717.9453 | 5358.8977 | 5958.6786 | 6549.518 | 7185.9269 | 7838.7995 | 8455.7454 | 9143.1565 | 9911.7026 | 10516.5401 | 11095.5602 | 11634.3977 | 12072.6961 | 12558.375 | 12936.9691 | 13295.0957 | 13632.4452 | 13933.5901 | 14139.8707 |  | 58.3997 | 83.9662 | 181.6241 | 398.9806 | 701.3749 | 1075.8458 | 1535.6883 | 2036.0896 | 2689.5964 | 3387.6944 | 4175.7328 | 5077.4903 | 5950.5534 | 6751.3705 | 7612.7246 | 8413.292 | 9387.8158 | 10308.3274 | 11157.3554 | 11853.1751 | 12554.6422 | 13111.816 | 13488.2424 | 13825.4893 | 14113.4232 | 14296.8715 | 14528.0685 | 14655.7104 | 14768.7916 | 14872.6321 | 14953.5552 | 14958.2365 |  | 58.8663 | 89.6156 | 243.2814 | 548.4263 | 942.5937 | 1422.2558 | 2017.9141 | 2672.4093 | 3528.212 | 4424.4322 | 5421.6937 | 6671.2411 | 7891.3302 | 8995.1556 | 10143.6151 | 11157.4171 | 12070.0212 | 12924.5693 | 13700.155 | 14313.7269 | 14922.4815 | 15371.5911 | 15617.773 | 15815.269 | 15961.252 | 15999.875 | 16102.4101 | 16116.2142 | 16140.0939 | 16175.4483 | 16219.0194 | 16201.2145 |  | 58.8663 | 89.5963 | 243.1435 | 548.0578 | 942.0216 | 1421.2356 | 2004.8511 | 2641.9959 | 3484.8377 | 4365.3583 | 5354.0367 | 6567.4749 | 7751.6065 | 8822.7953 | 9940.3418 | 10925.9074 | 11843.1295 | 12699.4815 | 13480.5675 | 14099.3148 | 14718.7554 | 15180.0917 | 15443.3459 | 15659.227 | 15826.0266 | 15883.7446 | 16005.5328 | 16036.0539 | 16075.0653 | 16123.3547 | 16177.9965 | 16168.4821
Hill Top T13 |  | 25.0449 | 38.0854 | 103.0402 | 231.4069 | 396.4599 | 596.4111 | 843.5901 | 1115.2032 | 1470.3654 | 1842.2927 | 2256.1533 | 2774.8232 | 3281.2359 | 3739.3739 | 4215.9956 | 4636.6979 | 5015.2515 | 5369.7439 | 5691.4897 | 5946.0242 | 6198.5614 | 6384.8464 | 6486.9278 | 6568.8069 | 6629.3135 | 6645.272 | 6687.7589 | 6693.4332 | 6703.2986 | 6717.9338 | 6735.9911 | 6728.5855 |  | 24.8464 | 35.5162 | 74.1659 | 145.7215 | 237.9676 | 348.3706 | 477.6066 | 616.7319 | 804.5428 | 1003.1801 | 1225.8257 | 1474.4233 | 1727.2797 | 1961.7725 | 2227.7683 | 2476.6779 | 2721.8767 | 2985.987 | 3256.9296 | 3512.9627 | 3798.2388 | 4117.1861 | 4368.1942 | 4608.488 | 4832.106 | 5014.0003 | 5215.5574 | 5372.6743 | 5521.2971 | 5661.2975 | 5786.2728 | 5871.8794 |  | 24.8464 | 35.6848 | 76.929 | 168.3516 | 295.0046 | 451.1489 | 641.9975 | 849.6641 | 1120.8571 | 1410.5622 | 1737.5998 | 2111.8276 | 2474.1671 | 2806.5281 | 3164.0057 | 3496.2522 | 3900.7412 | 4282.7909 | 4635.1616 | 4923.9427 | 5215.0571 | 5446.254 | 5602.4465 | 5742.381 | 5861.8525 | 5937.964 | 6033.8907 | 6086.8428 | 6133.7524 | 6176.8273 | 6210.3925 | 6212.3191 |  | 25.0449 | 38.0854 | 103.0402 | 231.4069 | 396.4599 | 596.4111 | 843.5901 | 1115.2032 | 1470.3654 | 1842.2927 | 2256.1533 | 2774.8232 | 3281.2359 | 3739.3739 | 4215.9956 | 4636.6979 | 5015.2515 | 5369.7439 | 5691.4897 | 5946.0242 | 6198.5614 | 6384.8464 | 6486.9278 | 6568.8069 | 6629.3135 | 6645.272 | 6687.7589 | 6693.4332 | 6703.2986 | 6717.9338 | 6735.9911 | 6728.5855 |  | 25.0449 | 38.0771 | 102.9818 | 231.2504 | 396.2173 | 595.9781 | 838.1144 | 1102.4914 | 1452.2606 | 1817.6496 | 2227.9304 | 2731.568 | 3223.0339 | 3667.6058 | 4131.3874 | 4540.3656 | 4920.8511 | 5276.1055 | 5600.1484 | 5856.8424 | 6113.8299 | 6305.2076 | 6414.3918 | 6503.9184 | 6573.0815 | 6596.9803 | 6647.4731 | 6660.0989 | 6676.2566 | 6696.2715 | 6718.9333 | 6714.9765
Hindley Green |  | 53.8524 | 83.7722 | 242.3754 | 583.6886 | 1057.0995 | 1671.625 | 2482.7487 | 3373.2018 | 4537.225 | 5756.5808 | 7113.3377 | 8808.5798 | 10465.1115 | 11964.5601 | 13526.4033 | 14906.6273 | 16155.6455 | 17324.3171 | 18384.6018 | 19223.4506 | 20055.6632 | 20670.6817 | 21009.1604 | 21281.3086 | 21483.1522 | 21538.6792 | 21680.939 | 21702.0373 | 21736.4281 | 21786.0927 | 21846.4152 | 21822.9024 |  | 53.4255 | 78.1035 | 174.1304 | 364.8945 | 628.5333 | 966.544 | 1390.1638 | 1846.1996 | 2461.8211 | 3112.9301 | 3842.7353 | 4657.6081 | 5486.4411 | 6255.08 | 7126.982 | 7942.8775 | 8746.6096 | 9612.331 | 10500.4483 | 11339.6937 | 12274.7944 | 13320.265 | 14143.0391 | 14930.6932 | 15663.686 | 16259.9132 | 16920.5931 | 17435.6032 | 17922.7709 | 18381.6751 | 18791.3292 | 19071.9373 |  | 53.4255 | 78.4779 | 180.8033 | 424.5106 | 786.4676 | 1264.3923 | 1889.3486 | 2570.0717 | 3459.5998 | 4409.5015 | 5481.4429 | 6708.2265 | 7895.1218 | 8983.5871 | 10154.6714 | 11243.2592 | 12566.3371 | 13816.9653 | 14970.9242 | 15916.8064 | 16870.8194 | 17630.0627 | 18143.1777 | 18602.9358 | 18995.527 | 19245.913 | 19561.2818 | 19735.7408 | 19890.3843 | 20032.4522 | 20143.298 | 20150.3543 |  | 53.8524 | 83.7722 | 242.3754 | 583.6886 | 1057.0995 | 1671.625 | 2482.7487 | 3373.2018 | 4537.225 | 5756.5808 | 7113.3377 | 8808.5798 | 10465.1115 | 11964.5601 | 13526.4033 | 14906.6273 | 16155.6455 | 17324.3171 | 18384.6018 | 19223.4506 | 20055.6632 | 20670.6817 | 21009.1604 | 21281.3086 | 21483.1522 | 21538.6792 | 21680.939 | 21702.0373 | 21736.4281 | 21786.0927 | 21846.4152 | 21822.9024 |  | 53.8524 | 83.7551 | 242.24 | 583.3414 | 1056.5424 | 1670.6457 | 2467.3049 | 3335.672 | 4482.6706 | 5681.6488 | 7027.49 | 8675.6137 | 10284.2684 | 11740.2553 | 13260.5244 | 14602.5935 | 15857.2309 | 17027.7914 | 18094.941 | 18940.3267 | 19786.4132 | 20417.2717 | 20778.218 | 21074.6212 | 21304.0321 | 21384.858 | 21552.6338 | 21595.8799 | 21650.312 | 21717.0771 | 21792.031 | 21779.4413
Hollinwood |  | 11.4177 | 18.3336 | 57.7248 | 149.9669 | 286.4155 | 472.8977 | 729.9969 | 1012.071 | 1380.7383 | 1767.0076 | 2196.7877 | 2732.7695 | 3256.7828 | 3731.2718 | 4225.8846 | 4663.3058 | 5060.5565 | 5432.0628 | 5769.029 | 6035.6318 | 6300.1147 | 6495.7971 | 6603.781 | 6690.7331 | 6755.3669 | 6773.5973 | 6819.255 | 6826.4367 | 6837.7399 | 6853.8088 | 6873.1418 | 6865.8464 |  | 11.3272 | 17.0878 | 41.3807 | 93.0604 | 168.8319 | 271.127 | 405.3064 | 549.7534 | 744.7483 | 950.9838 | 1182.1459 | 1440.2526 | 1702.7813 | 1946.2437 | 2222.4142 | 2480.8449 | 2735.4229 | 3009.6357 | 3290.9423 | 3556.769 | 3852.9574 | 4184.1048 | 4444.7143 | 4694.1997 | 4926.3714 | 5115.2233 | 5324.4903 | 5487.6171 | 5641.925 | 5787.2805 | 5917.0364 | 6005.9175 |  | 11.3272 | 17.1708 | 43.0182 | 109.0354 | 213.0605 | 357.6716 | 555.499 | 771.118 | 1052.9893 | 1353.9225 | 1693.4447 | 2082.0442 | 2457.8255 | 2802.3968 | 3173.1952 | 3517.9047 | 3936.4261 | 4332.2198 | 4697.5168 | 4996.9788 | 5299.1127 | 5539.8803 | 5702.6334 | 5848.4731 | 5973.0197 | 6052.5082 | 6152.586 | 6208.0223 | 6257.1804 | 6302.3543 | 6337.6284 | 6340.0115 |  | 11.4177 | 18.3336 | 57.7248 | 149.9669 | 286.4155 | 472.8977 | 729.9969 | 1012.071 | 1380.7383 | 1767.0076 | 2196.7877 | 2732.7695 | 3256.7828 | 3731.2718 | 4225.8846 | 4663.3058 | 5060.5565 | 5432.0628 | 5769.029 | 6035.6318 | 6300.1147 | 6495.7971 | 6603.781 | 6690.7331 | 6755.3669 | 6773.5973 | 6819.255 | 6826.4367 | 6837.7399 | 6853.8088 | 6873.1418 | 6865.8464 |  | 11.4177 | 18.3302 | 57.6931 | 149.8901 | 286.2866 | 472.6754 | 725.6054 | 1001.0099 | 1364.4152 | 1744.4405 | 2170.9265 | 2692.4142 | 3201.4858 | 3662.4095 | 4143.9567 | 4569.3474 | 4968.2355 | 5340.2186 | 5679.2264 | 5947.7915 | 6216.5265 | 6417.0558 | 6531.9934 | 6626.4659 | 6699.6703 | 6725.7685 | 6779.3632 | 6793.4327 | 6810.9671 | 6832.346 | 6856.2213 | 6852.3095
Holme Rd |  | 42.1615 | 65.0658 | 183.9973 | 433.1438 | 770.9837 | 1201.0168 | 1758.6636 | 2371.0037 | 3171.5314 | 4010.0427 | 4943.0541 | 6109.7619 | 7249.5822 | 8281.1665 | 9355.3316 | 10304.2924 | 11161.7606 | 11964.2426 | 12692.377 | 13268.4341 | 13839.9437 | 14262.0938 | 14494.1635 | 14680.6377 | 14818.8084 | 14856.4103 | 14953.6992 | 14967.7548 | 14991.0326 | 15024.8798 | 15066.158 | 15049.8499 |  | 41.8273 | 60.6677 | 132.2721 | 271.41 | 459.7463 | 696.5313 | 987.8549 | 1301.4711 | 1724.8344 | 2172.6025 | 2674.49 | 3234.8786 | 3804.8676 | 4333.4611 | 4933.0687 | 5494.1605 | 6046.8877 | 6642.2448 | 7253.0037 | 7830.1533 | 8473.2227 | 9192.1935 | 9758.0158 | 10299.6861 | 10803.7657 | 11213.7915 | 11668.1416 | 12022.3143 | 12357.3399 | 12672.9286 | 12954.648 | 13147.6224 |  | 41.8273 | 60.9575 | 137.2939 | 315.0518 | 573.6274 | 908.4506 | 1338.3464 | 1806.4771 | 2418.099 | 3071.2955 | 3808.4791 | 4652.119 | 5468.4947 | 6217.2098 | 7022.6894 | 7771.3984 | 8681.7861 | 9542.1498 | 10335.9223 | 10986.5345 | 11642.6506 | 12164.5272 | 12517.1907 | 12833.1725 | 13102.9801 | 13275.007 | 13491.717 | 13611.5313 | 13717.7201 | 13815.2617 | 13891.3409 | 13896.0591 |  | 42.1615 | 65.0658 | 183.9973 | 433.1438 | 770.9837 | 1201.0168 | 1758.6636 | 2371.0037 | 3171.5314 | 4010.0427 | 4943.0541 | 6109.7619 | 7249.5822 | 8281.1665 | 9355.3316 | 10304.2924 | 11161.7606 | 11964.2426 | 12692.377 | 13268.4341 | 13839.9437 | 14262.0938 | 14494.1635 | 14680.6377 | 14818.8084 | 14856.4103 | 14953.6992 | 14967.7548 | 14991.0326 | 15024.8798 | 15066.158 | 15049.8499 |  | 42.1615 | 65.0522 | 183.894 | 432.875 | 770.5574 | 1200.2635 | 1747.5881 | 2344.4432 | 3133.1446 | 3957.4508 | 4882.8069 | 6016.7199 | 7123.4125 | 8124.9254 | 9170.4066 | 10093.0782 | 10954.5404 | 11758.4319 | 12491.4079 | 13072.0588 | 13653.2391 | 14086.4372 | 14334.1058 | 14537.4077 | 14694.6831 | 14749.8153 | 14864.7834 | 14894.186 | 14931.3523 | 14977.0563 | 15028.4803 | 15019.7533
Holt St |  | 107.6872 | 160.3294 | 405.0871 | 837.9544 | 1331.5184 | 1854.6342 | 2407.4812 | 3016.53 | 3813.539 | 4647.4654 | 5575.5531 | 6747.997 | 7890.2693 | 8922.1405 | 9992.1808 | 10933.7176 | 11768.0246 | 12551.0493 | 13262.5254 | 13825.2799 | 14383.7174 | 14793.583 | 15015.5245 | 15192.3474 | 15321.6786 | 15351.6105 | 15441.4625 | 15449.6345 | 15468.0206 | 15497.7653 | 15536.2073 | 15518.2048 |  | 106.8336 | 149.546 | 292.1663 | 532.5376 | 810.1076 | 1101.3162 | 1391.2274 | 1703.323 | 2124.6337 | 2570.231 | 3069.6852 | 3627.3569 | 4194.5824 | 4720.6131 | 5317.3136 | 5875.6852 | 6425.7325 | 7018.2033 | 7626.001 | 8200.3524 | 8840.304 | 9555.7891 | 10118.8681 | 10657.9123 | 11159.5479 | 11567.5859 | 12019.7331 | 12372.1887 | 12705.59 | 13019.6487 | 13300.0022 | 13492.041 |  | 106.8336 | 150.249 | 302.7129 | 609.8613 | 990.9916 | 1403.0845 | 1832.3443 | 2298.1655 | 2905.4484 | 3554.818 | 4288.5403 | 5127.8332 | 5942.1359 | 6689.4875 | 7492.6535 | 8238.8406 | 9151.3033 | 10011.4167 | 10803.8297 | 11452.9342 | 12106.392 | 12622.4619 | 12970.7745 | 13282.7341 | 13548.9572 | 13718.0521 | 13931.54 | 14048.7062 | 14152.3333 | 14247.3681 | 14321.1631 | 14324.1335 |  | 107.6872 | 160.3294 | 405.0871 | 837.9544 | 1331.5184 | 1854.6342 | 2407.4812 | 3016.53 | 3813.539 | 4647.4654 | 5575.5531 | 6747.997 | 7890.2693 | 8922.1405 | 9992.1808 | 10933.7176 | 11768.0246 | 12551.0493 | 13262.5254 | 13825.2799 | 14383.7174 | 14793.583 | 15015.5245 | 15192.3474 | 15321.6786 | 15351.6105 | 15441.4625 | 15449.6345 | 15468.0206 | 15497.7653 | 15536.2073 | 15518.2048 |  | 107.6872 | 160.293 | 404.8537 | 837.3005 | 1330.54 | 1852.8605 | 2390.6293 | 2980.4683 | 3764.1881 | 4581.5249 | 5500.0895 | 6634.8805 | 7741.5867 | 8741.1897 | 9781.4884 | 10696.2228 | 11536.1648 | 12322.009 | 13039.8502 | 13608.4375 | 14178.1593 | 14601.0048 | 14840.3658 | 15035.8262 | 15186.0487 | 15235.1217 | 15344.2576 | 15369.1877 | 15402.755 | 15445.5408 | 15495.1528 | 15485.5837
Hurst |  | 17.3738 | 28.2782 | 92.0545 | 245.6447 | 477.2838 | 798.4449 | 1246.3186 | 1737.6237 | 2379.7234 | 3052.5144 | 3801.0844 | 4734.1765 | 5646.5537 | 6472.7762 | 7334.2097 | 8096.1807 | 8788.8049 | 9436.4583 | 10023.8593 | 10488.6072 | 10949.655 | 11290.8694 | 11479.2908 | 11631.0709 | 11743.957 | 11775.9953 | 11855.7843 | 11868.5152 | 11888.3847 | 11916.5228 | 11950.2961 | 11937.6574 |  | 17.2361 | 26.3532 | 65.9367 | 152.0524 | 280.5788 | 456.6233 | 690.3256 | 941.9112 | 1281.5369 | 1640.7403 | 2043.3589 | 2492.9074 | 2950.1575 | 3374.1998 | 3855.2102 | 4305.3229 | 4748.7254 | 5226.3261 | 5716.2821 | 6179.2766 | 6695.1524 | 7271.917 | 7725.8245 | 8160.3571 | 8564.7341 | 8893.6604 | 9258.144 | 9542.2644 | 9811.0248 | 10064.1928 | 10290.1906 | 10444.9963 |  | 17.2361 | 26.482 | 68.5766 | 178.5806 | 355.0299 | 603.8854 | 948.3892 | 1323.9376 | 1814.9297 | 2339.0948 | 2930.4417 | 3607.2812 | 4261.7131 | 4861.7717 | 5507.5361 | 6107.8796 | 6836.5767 | 7525.7867 | 8161.935 | 8683.4498 | 9209.661 | 9629.1348 | 9912.7055 | 10166.8119 | 10383.8236 | 10522.3501 | 10696.7401 | 10793.3735 | 10879.0712 | 10957.8289 | 11019.3397 | 11023.5562 |  | 17.3738 | 28.2782 | 92.0545 | 245.6447 | 477.2838 | 798.4449 | 1246.3186 | 1737.6237 | 2379.7234 | 3052.5144 | 3801.0844 | 4734.1765 | 5646.5537 | 6472.7762 | 7334.2097 | 8096.1807 | 8788.8049 | 9436.4583 | 10023.8593 | 10488.6072 | 10949.655 | 11290.8694 | 11479.2908 | 11631.0709 | 11743.957 | 11775.9953 | 11855.7843 | 11868.5152 | 11888.3847 | 11916.5228 | 11950.2961 | 11937.6574 |  | 17.3738 | 28.2731 | 92.0043 | 245.5256 | 477.0805 | 798.0968 | 1238.8926 | 1718.7265 | 2351.7193 | 3013.7289 | 3756.6344 | 4664.6739 | 5551.126 | 6353.8113 | 7192.5338 | 7933.5758 | 8628.9883 | 9277.4179 | 9868.3157 | 10336.4333 | 10804.8234 | 11154.4038 | 11354.8641 | 11519.6703 | 11647.4122 | 11693.0891 | 11786.6374 | 11811.308 | 11841.9787 | 11879.3177 | 11920.9615 | 11914.182
Hutton End & Skelton C |  | 32.9821 | 48.595 | 118.4208 | 233.2814 | 352.2935 | 462.4284 | 555.8802 | 659.2761 | 794.7565 | 936.3116 | 1093.8899 | 1295.6157 | 1491.4529 | 1667.9335 | 1849.9588 | 2009.2805 | 2146.7698 | 2276.3151 | 2394.2504 | 2487.5052 | 2580.0732 | 2647.4154 | 2683.108 | 2711.1929 | 2731.3387 | 2734.7505 | 2748.4586 | 2748.5474 | 2750.603 | 2754.7762 | 2760.7178 | 2757.2632 |  | 32.7206 | 45.3315 | 85.5069 | 149.1141 | 216.4126 | 278.3021 | 327.5535 | 380.5737 | 452.1479 | 527.848 | 612.6975 | 707.4373 | 803.8001 | 893.1646 | 994.5348 | 1089.3935 | 1182.838 | 1283.4896 | 1386.745 | 1484.3185 | 1593.0363 | 1714.5862 | 1810.2446 | 1901.8198 | 1987.04 | 2056.3593 | 2133.1721 | 2193.0489 | 2249.6886 | 2303.0423 | 2350.67 | 2383.2944 |  | 32.7206 | 45.5436 | 88.5386 | 169.8238 | 262.2374 | 349.8746 | 423.1228 | 502.2497 | 605.1107 | 715.2811 | 839.9544 | 982.4798 | 1121.2385 | 1248.7084 | 1385.5095 | 1512.5227 | 1668.986 | 1815.9821 | 1951.157 | 2061.7977 | 2172.9269 | 2259.867 | 2318.4497 | 2370.8904 | 2415.6089 | 2443.8667 | 2479.6498 | 2499.0926 | 2516.2399 | 2531.9303 | 2544.039 | 2544.1581 |  | 32.9821 | 48.595 | 118.4208 | 233.2814 | 352.2935 | 462.4284 | 555.8802 | 659.2761 | 794.7565 | 936.3116 | 1093.8899 | 1295.6157 | 1491.4529 | 1667.9335 | 1849.9588 | 2009.2805 | 2146.7698 | 2276.3151 | 2394.2504 | 2487.5052 | 2580.0732 | 2647.4154 | 2683.108 | 2711.1929 | 2731.3387 | 2734.7505 | 2748.4586 | 2748.5474 | 2750.603 | 2754.7762 | 2760.7178 | 2757.2632 |  | 32.9821 | 48.5837 | 118.352 | 233.084 | 352.0035 | 461.8983 | 551.7145 | 650.9979 | 783.8811 | 922.0696 | 1077.6044 | 1271.8124 | 1461.0267 | 1631.502 | 1808.2072 | 1962.8324 | 2101.6501 | 2231.991 | 2351.3533 | 2445.8808 | 2540.737 | 2610.7278 | 2649.8035 | 2681.4772 | 2705.5921 | 2712.6346 | 2729.9964 | 2733.2641 | 2738.2027 | 2744.8688 | 2752.9479 | 2751.1246
Hyde |  | 22.8483 | 36.223 | 110.3674 | 278.8092 | 522.555 | 850.0854 | 1295.4256 | 1784.1191 | 2422.8719 | 3092.0799 | 3836.6783 | 4765.8269 | 5674.0804 | 6496.4046 | 7353.3985 | 8111.1223 | 8798.4938 | 9441.4223 | 10024.6218 | 10486.0351 | 10943.7854 | 11282.338 | 11469.0059 | 11619.2469 | 11730.8474 | 11762.0832 | 11840.8626 | 11853.0341 | 11872.3944 | 11900.051 | 11933.4235 | 11920.7011 |  | 22.6672 | 33.7656 | 79.1838 | 173.4759 | 308.9597 | 488.7839 | 721.2569 | 971.5191 | 1309.3583 | 1666.6723 | 2067.1729 | 2514.3568 | 2969.2017 | 3391.0134 | 3869.4935 | 4317.2386 | 4758.3087 | 5233.3971 | 5720.7758 | 6181.3348 | 6694.497 | 7268.2277 | 7719.7476 | 8151.9945 | 8554.2444 | 8881.4405 | 9244.0067 | 9526.6327 | 9793.9793 | 10045.8156 | 10270.6246 | 10424.6159 |  | 22.6672 | 33.9288 | 82.2797 | 202.7347 | 388.7397 | 642.9667 | 985.7809 | 1359.3505 | 1847.6436 | 2368.9956 | 2957.2414 | 3630.4988 | 4281.6479 | 4878.742 | 5521.2443 | 6118.5238 | 6843.9372 | 7529.8538 | 8162.8666 | 8681.7775 | 9205.265 | 9622.2549 | 9904.1102 | 10156.6691 | 10372.3465 | 10509.9667 | 10683.2555 | 10779.2055 | 10864.2792 | 10942.4503 | 11003.4754 | 11007.5237 |  | 22.8483 | 36.223 | 110.3674 | 278.8092 | 522.555 | 850.0854 | 1295.4256 | 1784.1191 | 2422.8719 | 3092.0799 | 3836.6783 | 4765.8269 | 5674.0804 | 6496.4046 | 7353.3985 | 8111.1223 | 8798.4938 | 9441.4223 | 10024.6218 | 10486.0351 | 10943.7854 | 11282.338 | 11469.0059 | 11619.2469 | 11730.8474 | 11762.0832 | 11840.8626 | 11853.0341 | 11872.3944 | 11900.051 | 11933.4235 | 11920.7011 |  | 22.8483 | 36.2159 | 110.3064 | 278.658 | 522.3058 | 849.6524 | 1287.5451 | 1764.5059 | 2394.071 | 3052.3465 | 3791.1489 | 4694.9518 | 5577.1965 | 6375.9089 | 7210.2099 | 7947.0606 | 8637.3464 | 9281.167 | 9867.9759 | 10332.8479 | 10798.0425 | 11145.0853 | 11343.8893 | 11507.2481 | 11633.7853 | 11678.7315 | 11771.3411 | 11795.5152 | 11825.7351 | 11862.6493 | 11903.9417 | 11897.123
Hyndburn Rd |  | 9.1666 | 14.5415 | 44.3801 | 112.2764 | 210.6439 | 342.9478 | 522.9801 | 720.5362 | 978.7535 | 1249.2833 | 1550.2899 | 1925.8888 | 2293.0444 | 2625.4658 | 2971.9069 | 3278.222 | 3556.1141 | 3816.0364 | 4051.8105 | 4238.3494 | 4423.4072 | 4560.279 | 4635.7496 | 4696.4943 | 4741.6178 | 4754.2529 | 4786.1072 | 4791.0337 | 4798.8652 | 4810.0497 | 4823.5434 | 4818.4022 |  | 9.0939 | 13.555 | 31.8394 | 69.8489 | 124.5227 | 197.158 | 291.1359 | 392.3051 | 528.8776 | 673.3228 | 835.2264 | 1016.0017 | 1199.8741 | 1370.3927 | 1563.8197 | 1744.822 | 1923.1259 | 2115.1817 | 2312.206 | 2498.3883 | 2705.8357 | 2937.768 | 3120.2962 | 3295.0333 | 3457.644 | 3589.9139 | 3736.4824 | 3850.7348 | 3958.8105 | 4060.616 | 4151.4957 | 4213.7472 |  | 9.0939 | 13.6205 | 33.0851 | 81.6407 | 156.7021 | 259.3901 | 397.9722 | 548.9889 | 746.3842 | 957.143 | 1194.943 | 1467.1095 | 1730.3365 | 1971.7111 | 2231.4428 | 2472.8936 | 2766.1372 | 3043.4168 | 3299.3115 | 3509.081 | 3720.7018 | 3889.2746 | 4003.2183 | 4105.3186 | 4192.5092 | 4248.1448 | 4318.1997 | 4356.9899 | 4391.3834 | 4422.9865 | 4447.658 | 4449.2964 |  | 9.1666 | 14.5415 | 44.3801 | 112.2764 | 210.6439 | 342.9478 | 522.9801 | 720.5362 | 978.7535 | 1249.2833 | 1550.2899 | 1925.8888 | 2293.0444 | 2625.4658 | 2971.9069 | 3278.222 | 3556.1141 | 3816.0364 | 4051.8105 | 4238.3494 | 4423.4072 | 4560.279 | 4635.7496 | 4696.4943 | 4741.6178 | 4754.2529 | 4786.1072 | 4791.0337 | 4798.8652 | 4810.0497 | 4823.5434 | 4818.4022 |  | 9.1666 | 14.5387 | 44.3556 | 112.2157 | 210.5438 | 342.7738 | 519.8006 | 712.6177 | 967.1225 | 1233.2355 | 1531.901 | 1897.2591 | 2253.9034 | 2576.7821 | 2914.0509 | 3211.9286 | 3490.9971 | 3751.2785 | 3988.5101 | 4176.4458 | 4364.5112 | 4504.8131 | 4585.1878 | 4651.2333 | 4702.393 | 4720.5688 | 4758.0121 | 4767.7892 | 4780.0093 | 4794.9349 | 4811.6291 | 4808.8736
India St |  | 34.0928 | 51.953 | 141.4681 | 319.9827 | 551.5124 | 834.3661 | 1187.0023 | 1574.4477 | 2081.0535 | 2611.5953 | 3201.9492 | 3941.5136 | 4663.6788 | 5317.0501 | 5996.8917 | 6597.0649 | 7137.5177 | 7643.5634 | 8102.838 | 8466.175 | 8826.6579 | 9092.635 | 9238.4707 | 9355.4829 | 9441.9943 | 9464.9438 | 9525.7215 | 9533.9599 | 9548.1508 | 9569.1247 | 9594.9478 | 9584.4282 |  | 33.8226 | 48.4473 | 101.8066 | 201.3454 | 330.6898 | 486.7925 | 671.1388 | 869.5915 | 1137.491 | 1420.8336 | 1738.4223 | 2093.0298 | 2453.7124 | 2788.2004 | 3167.6252 | 3522.6778 | 3872.4372 | 4249.1725 | 4635.6538 | 5000.8675 | 5407.7945 | 5862.7511 | 6220.797 | 6563.5598 | 6882.5357 | 7141.9954 | 7429.5029 | 7653.6194 | 7865.6198 | 8065.3207 | 8243.5896 | 8365.7016 |  | 33.8226 | 48.6775 | 105.6102 | 232.7842 | 410.3719 | 631.1423 | 903.3388 | 1199.5621 | 1586.4345 | 1999.6954 | 2466.1896 | 3000.0064 | 3516.8123 | 3990.8463 | 4500.7242 | 4974.6237 | 5551.4386 | 6096.3092 | 6598.8801 | 7010.7659 | 7426.0077 | 7755.8757 | 7978.7393 | 8178.4081 | 8348.8825 | 8457.5026 | 8594.3893 | 8669.9733 | 8736.9375 | 8798.4313 | 8846.3574 | 8849.1484 |  | 34.0928 | 51.953 | 141.4681 | 319.9827 | 551.5124 | 834.3661 | 1187.0023 | 1574.4477 | 2081.0535 | 2611.5953 | 3201.9492 | 3941.5136 | 4663.6788 | 5317.0501 | 5996.8917 | 6597.0649 | 7137.5177 | 7643.5634 | 8102.838 | 8466.175 | 8826.6579 | 9092.635 | 9238.4707 | 9355.4829 | 9441.9943 | 9464.9438 | 9525.7215 | 9533.9599 | 9548.1508 | 9569.1247 | 9594.9478 | 9584.4282 |  | 34.0928 | 51.9418 | 141.388 | 319.769 | 551.1801 | 833.7739 | 1179.3363 | 1556.5544 | 2055.5051 | 2576.7815 | 3162.0763 | 3880.3227 | 4581.2318 | 5215.3101 | 5876.8659 | 6460.3314 | 7003.4987 | 7510.5962 | 7973.1089 | 8339.4951 | 8706.2848 | 8979.4769 | 9135.3972 | 9263.2711 | 9362.0837 | 9396.3175 | 9468.4731 | 9486.5904 | 9509.7232 | 9538.34 | 9570.7043 | 9565.0822
Ingleton |  | 6.4977 | 9.8671 | 26.5801 | 59.4044 | 101.3561 | 151.8767 | 213.9525 | 282.1708 | 371.3758 | 464.7888 | 568.7343 | 699.0413 | 826.259 | 941.3433 | 1061.0569 | 1166.7131 | 1261.7321 | 1350.7186 | 1431.4881 | 1495.3848 | 1558.7805 | 1605.5362 | 1631.147 | 1651.6845 | 1666.8558 | 1670.8403 | 1681.4895 | 1682.8964 | 1685.3591 | 1689.0225 | 1693.5496 | 1691.684 |  | 6.4462 | 9.2016 | 19.1341 | 37.4277 | 60.8809 | 88.7854 | 121.2448 | 156.188 | 203.3593 | 253.2498 | 309.1703 | 371.609 | 435.1174 | 494.0134 | 560.8219 | 623.339 | 684.924 | 751.259 | 819.3099 | 883.6162 | 955.2672 | 1035.3752 | 1098.4193 | 1158.7724 | 1214.9371 | 1260.6223 | 1311.2462 | 1350.7083 | 1388.0369 | 1423.1999 | 1454.5892 | 1476.0905 |  | 6.4462 | 9.2453 | 19.8456 | 43.2185 | 75.4196 | 114.8862 | 162.825 | 214.9832 | 283.0927 | 355.854 | 437.9944 | 531.986 | 622.9985 | 706.4827 | 796.2731 | 879.7249 | 981.3383 | 1077.3077 | 1165.8183 | 1238.3548 | 1311.4739 | 1369.5318 | 1408.7534 | 1443.892 | 1473.8917 | 1493.0016 | 1517.088 | 1530.3811 | 1542.1567 | 1552.9691 | 1561.3934 | 1561.8719 |  | 6.4977 | 9.8671 | 26.5801 | 59.4044 | 101.3561 | 151.8767 | 213.9525 | 282.1708 | 371.3758 | 464.7888 | 568.7343 | 699.0413 | 826.259 | 941.3433 | 1061.0569 | 1166.7131 | 1261.7321 | 1350.7186 | 1431.4881 | 1495.3848 | 1558.7805 | 1605.5362 | 1631.147 | 1651.6845 | 1666.8558 | 1670.8403 | 1681.4895 | 1682.8964 | 1685.3591 | 1689.0225 | 1693.5496 | 1691.684 |  | 6.4977 | 9.865 | 26.565 | 59.3639 | 101.2934 | 151.7647 | 212.5588 | 278.9477 | 366.7934 | 458.5565 | 561.5969 | 688.1125 | 811.5679 | 923.2375 | 1039.7222 | 1142.4318 | 1237.9413 | 1327.1236 | 1408.475 | 1472.918 | 1537.4367 | 1585.4778 | 1612.8785 | 1635.3427 | 1652.6941 | 1658.6784 | 1671.3437 | 1674.5012 | 1678.5486 | 1683.5672 | 1689.254 | 1688.2575
Irlam |  | 32.8484 | 50.672 | 143.1193 | 336.4964 | 598.3764 | 931.3412 | 1362.6612 | 1836.2917 | 2455.4838 | 3104.0521 | 3825.7147 | 4728.1788 | 5609.8337 | 6407.7608 | 7238.6079 | 7972.5982 | 8635.7626 | 9256.4087 | 9819.5574 | 10265.087 | 10707.1 | 11033.5869 | 11213.0553 | 11357.2574 | 11464.1 | 11493.1572 | 11568.3828 | 11579.2336 | 11597.2212 | 11623.3871 | 11655.3053 | 11642.6849 |  | 32.588 | 47.2471 | 102.8892 | 210.8772 | 356.8767 | 540.2254 | 765.5579 | 1008.1331 | 1335.5954 | 1681.9343 | 2070.1333 | 2503.5817 | 2944.4557 | 3353.3113 | 3817.0946 | 4251.0869 | 4678.6093 | 5139.1051 | 5611.5137 | 6057.9264 | 6555.3265 | 7111.4348 | 7549.086 | 7968.0561 | 8357.9507 | 8675.0967 | 9026.5266 | 9300.4715 | 9559.6064 | 9803.7074 | 10021.6113 | 10170.8727 |  | 32.588 | 47.4727 | 106.7934 | 244.7556 | 445.2052 | 704.4684 | 1036.9887 | 1399.0774 | 1872.1487 | 2377.3795 | 2947.5754 | 3600.1115 | 4231.5671 | 4810.6901 | 5433.7167 | 6012.8308 | 6717.0193 | 7382.506 | 7996.4806 | 8499.721 | 9007.2144 | 9410.8627 | 9683.6307 | 9928.0267 | 10136.7087 | 10269.7603 | 10437.3729 | 10530.0392 | 10612.1665 | 10687.6054 | 10746.4442 | 10750.0873 |  | 32.8484 | 50.672 | 143.1193 | 336.4964 | 598.3764 | 931.3412 | 1362.6612 | 1836.2917 | 2455.4838 | 3104.0521 | 3825.7147 | 4728.1788 | 5609.8337 | 6407.7608 | 7238.6079 | 7972.5982 | 8635.7626 | 9256.4087 | 9819.5574 | 10265.087 | 10707.1 | 11033.5869 | 11213.0553 | 11357.2574 | 11464.1 | 11493.1572 | 11568.3828 | 11579.2336 | 11597.2212 | 11623.3871 | 11655.3053 | 11642.6849 |  | 32.8484 | 50.6615 | 143.0389 | 336.2871 | 598.0446 | 930.7548 | 1354.0735 | 1815.713 | 2425.7522 | 3063.3243 | 3779.0587 | 4656.1388 | 5512.1607 | 6286.8198 | 7095.4762 | 7809.1301 | 8475.3896 | 9097.1311 | 9664.0303 | 10113.1177 | 10562.6167 | 10897.6562 | 11089.1968 | 11246.4217 | 11368.048 | 11410.6707 | 11499.5769 | 11522.3036 | 11551.0386 | 11586.3799 | 11626.1496 | 11619.3963
James St |  | 11.1818 | 18.5915 | 63.5817 | 176.0317 | 349.7969 | 594.9401 | 941.4312 | 1321.4546 | 1818.0902 | 2338.4952 | 2917.5092 | 3638.8416 | 4344.2688 | 4983.1498 | 5649.41 | 6238.8725 | 6775.2524 | 7276.7305 | 7731.5212 | 8091.353 | 8448.3156 | 8712.5878 | 8858.6361 | 8976.3345 | 9063.9296 | 9088.9675 | 9150.9213 | 9160.968 | 9176.5006 | 9198.3999 | 9224.6133 | 9214.8984 |  | 11.0932 | 17.3225 | 45.4896 | 108.5997 | 204.9171 | 339.1755 | 519.9384 | 714.5336 | 977.2256 | 1255.0605 | 1566.4759 | 1914.1906 | 2267.8621 | 2595.8483 | 2967.8978 | 3316.0488 | 3659.0096 | 4028.4218 | 4407.3906 | 4765.5053 | 5164.5224 | 5610.6354 | 5961.7216 | 6297.8218 | 6610.5973 | 6865.0136 | 7146.9325 | 7366.6926 | 7574.5721 | 7770.3912 | 7945.1949 | 8064.9332 |  | 11.0932 | 17.4078 | 47.341 | 127.9551 | 260.1842 | 449.9595 | 716.3748 | 1006.8535 | 1386.6709 | 1792.1222 | 2249.5104 | 2773.0377 | 3279.1598 | 3743.2123 | 4242.6404 | 4706.9532 | 5270.3595 | 5803.3116 | 6295.2711 | 6698.5932 | 7105.5866 | 7430.1516 | 7649.5771 | 7846.2075 | 8014.1388 | 8121.3577 | 8256.3186 | 8331.133 | 8397.4883 | 8458.4753 | 8506.1181 | 8509.4387 |  | 11.1818 | 18.5915 | 63.5817 | 176.0317 | 349.7969 | 594.9401 | 941.4312 | 1321.4546 | 1818.0902 | 2338.4952 | 2917.5092 | 3638.8416 | 4344.2688 | 4983.1498 | 5649.41 | 6238.8725 | 6775.2524 | 7276.7305 | 7731.5212 | 8091.353 | 8448.3156 | 8712.5878 | 8858.6361 | 8976.3345 | 9063.9296 | 9088.9675 | 9150.9213 | 9160.968 | 9176.5006 | 9198.3999 | 9224.6133 | 9214.8984 |  | 11.1818 | 18.5883 | 63.5474 | 175.9529 | 349.6587 | 594.7061 | 935.8876 | 1307.1687 | 1796.8126 | 2308.9626 | 2883.6606 | 3585.7876 | 4271.2517 | 4892.0076 | 5540.7425 | 6114.0389 | 6652.5185 | 7154.5484 | 7611.9907 | 7974.3855 | 8336.9702 | 8607.6452 | 8762.9403 | 8890.6491 | 8989.6701 | 9025.1989 | 9097.7373 | 9116.9681 | 9140.8084 | 9169.7818 | 9202.0458 | 9196.8324
Kay St |  | 22.113 | 34.792 | 103.8791 | 257.6892 | 476.8735 | 767.825 | 1159.3875 | 1589.1287 | 2150.8513 | 2739.3288 | 3394.1074 | 4211.5396 | 5010.492 | 5733.7966 | 6487.4599 | 7153.7064 | 7757.5884 | 8322.4935 | 8834.9485 | 9240.3868 | 9642.6102 | 9940.0146 | 10103.8913 | 10235.7426 | 10333.6316 | 10360.8698 | 10429.9334 | 10440.4581 | 10457.3364 | 10481.5362 | 10510.8026 | 10499.5601 |  | 21.9377 | 32.4341 | 74.5679 | 160.6198 | 282.5335 | 442.377 | 646.8109 | 866.8885 | 1163.9802 | 1478.1978 | 1830.3932 | 2223.6413 | 2623.6264 | 2994.5626 | 3415.3322 | 3809.0738 | 4196.9456 | 4614.7326 | 5043.3276 | 5448.3376 | 5899.6062 | 6404.1381 | 6801.1992 | 7181.3119 | 7535.0456 | 7822.7779 | 8141.6143 | 8390.1521 | 8625.2536 | 8846.7154 | 9044.4097 | 9179.8278 |  | 21.9377 | 32.5903 | 77.4609 | 187.3914 | 354.7677 | 580.7569 | 882.2681 | 1210.7794 | 1640.1363 | 2098.5866 | 2615.8863 | 3207.9329 | 3780.6035 | 4305.7505 | 4870.8082 | 5396.0826 | 6034.2019 | 6637.5093 | 7194.2496 | 7650.6242 | 8110.9888 | 8477.584 | 8725.363 | 8947.3837 | 9136.9778 | 9257.9349 | 9410.2562 | 9494.57 | 9569.3198 | 9638 | 9691.6058 | 9695.1128 |  | 22.113 | 34.792 | 103.8791 | 257.6892 | 476.8735 | 767.825 | 1159.3875 | 1589.1287 | 2150.8513 | 2739.3288 | 3394.1074 | 4211.5396 | 5010.492 | 5733.7966 | 6487.4599 | 7153.7064 | 7757.5884 | 8322.4935 | 8834.9485 | 9240.3868 | 9642.6102 | 9940.0146 | 10103.8913 | 10235.7426 | 10333.6316 | 10360.8698 | 10429.9334 | 10440.4581 | 10457.3364 | 10481.5362 | 10510.8026 | 10499.5601 |  | 22.113 | 34.7851 | 103.8215 | 257.5445 | 476.6373 | 767.4128 | 1152.2782 | 1571.585 | 2125.1814 | 2703.9696 | 3353.5927 | 4148.582 | 4924.5827 | 5627.0513 | 6360.722 | 7008.5931 | 7615.0891 | 8180.8222 | 8696.4989 | 9105.0174 | 9513.8383 | 9818.7699 | 9993.3773 | 10136.8223 | 10247.9042 | 10287.2513 | 10368.529 | 10389.6543 | 10416.1242 | 10448.5033 | 10484.7673 | 10478.7438
Kendal |  | 45.6354 | 70.0048 | 194.485 | 449.5027 | 788.5764 | 1212.6072 | 1753.4307 | 2347.44 | 3124.06 | 3937.4643 | 4842.5521 | 5975.1986 | 7081.5156 | 8082.6389 | 9124.767 | 10045.1527 | 10875.6159 | 11652.9843 | 12358.4036 | 12916.4809 | 13470.1618 | 13878.9531 | 14103.4361 | 14283.7051 | 14417.1563 | 14453.0947 | 14546.9732 | 14560.1898 | 14582.4274 | 14614.979 | 14654.8331 | 14638.8849 |  | 45.2737 | 65.2767 | 139.8804 | 282.1986 | 471.3972 | 705.1056 | 987.7194 | 1291.9591 | 1702.6649 | 2137.0458 | 2623.928 | 3167.5623 | 3720.51 | 4233.2998 | 4814.9805 | 5359.297 | 5895.4989 | 6473.0563 | 7065.5549 | 7625.4491 | 8249.2922 | 8946.7675 | 9495.673 | 10021.1486 | 10510.1575 | 10907.9245 | 11348.6905 | 11692.2744 | 12017.2835 | 12323.4368 | 12596.7335 | 12783.9384 |  | 45.2737 | 65.5878 | 145.1518 | 326.977 | 586.7394 | 917.2346 | 1334.3819 | 1788.5137 | 2381.7506 | 3015.3705 | 3730.5222 | 4548.9207 | 5341.0245 | 6067.518 | 6849.0303 | 7575.4345 | 8459.0711 | 9293.9944 | 10064.2142 | 10695.4933 | 11332.0307 | 11838.0684 | 12179.9979 | 12486.3532 | 12747.9302 | 12914.6628 | 13124.7373 | 13240.8205 | 13343.6871 | 13438.1659 | 13511.8326 | 13516.2854 |  | 45.6354 | 70.0048 | 194.485 | 449.5027 | 788.5764 | 1212.6072 | 1753.4307 | 2347.44 | 3124.06 | 3937.4643 | 4842.5521 | 5975.1986 | 7081.5156 | 8082.6389 | 9124.767 | 10045.1527 | 10875.6159 | 11652.9843 | 12358.4036 | 12916.4809 | 13470.1618 | 13878.9531 | 14103.4361 | 14283.7051 | 14417.1563 | 14453.0947 | 14546.9732 | 14560.1898 | 14582.4274 | 14614.979 | 14654.8331 | 14638.8849 |  | 45.6354 | 69.99 | 194.3754 | 449.214 | 788.1229 | 1211.8026 | 1742.2664 | 2320.98 | 3086.0177 | 3885.465 | 4782.989 | 5883.46 | 6957.4524 | 7929.2347 | 8943.4502 | 9838.2867 | 10672.7439 | 11451.5817 | 12161.8093 | 12724.434 | 13287.616 | 13707.2681 | 13947.0201 | 14143.7499 | 14295.8701 | 14348.9368 | 14460.0877 | 14488.2993 | 14524.1082 | 14568.2516 | 14618.0255 | 14609.4958
Keswick |  | 20.6875 | 31.4212 | 84.6931 | 189.4095 | 323.3563 | 484.7973 | 683.3328 | 901.511 | 1186.8084 | 1485.5651 | 1818.0071 | 2234.7422 | 2641.6019 | 3009.6602 | 3392.5297 | 3730.4464 | 4034.3657 | 4318.9871 | 4577.3249 | 4781.696 | 4984.4645 | 5134.0146 | 5215.9364 | 5281.6324 | 5330.1653 | 5342.9195 | 5376.988 | 5381.4956 | 5389.3789 | 5401.1009 | 5415.5832 | 5409.619 |  | 20.5235 | 29.3019 | 60.9667 | 119.3286 | 194.2089 | 283.3748 | 387.1873 | 498.9436 | 649.8082 | 809.3693 | 988.2157 | 1187.9088 | 1391.0231 | 1579.3861 | 1793.0549 | 1992.9986 | 2189.9616 | 2402.1158 | 2619.7582 | 2825.4241 | 3054.5804 | 3310.7839 | 3512.4134 | 3705.4363 | 3885.0639 | 4031.1756 | 4193.0822 | 4319.2908 | 4438.6764 | 4551.1357 | 4651.5257 | 4720.2917 |  | 20.5235 | 29.4409 | 63.2343 | 137.8006 | 240.6108 | 366.7217 | 520.0388 | 686.8527 | 904.6843 | 1137.3925 | 1400.0958 | 1700.7028 | 1991.7788 | 2258.7769 | 2545.9448 | 2812.8409 | 3137.8145 | 3444.7409 | 3727.8143 | 3959.8003 | 4193.6508 | 4379.338 | 4504.7812 | 4617.166 | 4713.1152 | 4774.2358 | 4851.2728 | 4893.7903 | 4931.454 | 4966.0375 | 4992.9831 | 4994.5158 |  | 20.6875 | 31.4212 | 84.6931 | 189.4095 | 323.3563 | 484.7973 | 683.3328 | 901.511 | 1186.8084 | 1485.5651 | 1818.0071 | 2234.7422 | 2641.6019 | 3009.6602 | 3392.5297 | 3730.4464 | 4034.3657 | 4318.9871 | 4577.3249 | 4781.696 | 4984.4645 | 5134.0146 | 5215.9364 | 5281.6324 | 5330.1653 | 5342.9195 | 5376.988 | 5381.4956 | 5389.3789 | 5401.1009 | 5415.5832 | 5409.619 |  | 20.6875 | 31.4144 | 84.645 | 189.2804 | 323.1567 | 484.4406 | 678.8838 | 891.2165 | 1172.1686 | 1465.652 | 1795.2019 | 2199.8184 | 2594.6492 | 2951.7898 | 3324.3347 | 3652.8281 | 3958.3138 | 4243.5595 | 4503.7559 | 4709.8726 | 4916.2303 | 5069.8884 | 5157.5322 | 5229.3877 | 5284.8904 | 5304.0376 | 5344.5517 | 5354.6562 | 5367.6058 | 5383.66 | 5401.8501 | 5398.6641
Kingsway |  | 0 | 0 | 0 | 0 | 0 | 0 | 0 | 0 | 0 | 0 | 0 | 0 | 0 | 0 | 0 | 0 | 0 | 0 | 0 | 0 | 0 | 0 | 0 | 0 | 0 | 0 | 0 | 0 | 0 | 0 | 0 | 0 |  | 0 | 0 | 0 | 0 | 0 | 0 | 0 | 0 | 0 | 0 | 0 | 0 | 0 | 0 | 0 | 0 | 0 | 0 | 0 | 0 | 0 | 0 | 0 | 0 | 0 | 0 | 0 | 0 | 0 | 0 | 0 | 0 |  | 0 | 0 | 0 | 0 | 0 | 0 | 0 | 0 | 0 | 0 | 0 | 0 | 0 | 0 | 0 | 0 | 0 | 0 | 0 | 0 | 0 | 0 | 0 | 0 | 0 | 0 | 0 | 0 | 0 | 0 | 0 | 0 |  | 0 | 0 | 0 | 0 | 0 | 0 | 0 | 0 | 0 | 0 | 0 | 0 | 0 | 0 | 0 | 0 | 0 | 0 | 0 | 0 | 0 | 0 | 0 | 0 | 0 | 0 | 0 | 0 | 0 | 0 | 0 | 0 |  | 0 | 0 | 0 | 0 | 0 | 0 | 0 | 0 | 0 | 0 | 0 | 0 | 0 | 0 | 0 | 0 | 0 | 0 | 0 | 0 | 0 | 0 | 0 | 0 | 0 | 0 | 0 | 0 | 0 | 0 | 0 | 0
Kinkry Hill |  | 1.8856 | 2.8212 | 7.2459 | 15.3049 | 24.8175 | 35.3329 | 47.0669 | 59.9817 | 76.8775 | 94.5613 | 114.2408 | 139.0297 | 163.1996 | 185.0451 | 207.7253 | 227.7045 | 245.5082 | 262.2039 | 277.3678 | 289.3627 | 301.2649 | 310.0167 | 314.7767 | 318.5785 | 321.37 | 322.0499 | 323.997 | 324.2055 | 324.6242 | 325.2786 | 326.1096 | 325.7387 |  | 1.8706 | 2.6313 | 5.2234 | 9.7033 | 15.0431 | 20.8811 | 27.0277 | 33.6447 | 42.5772 | 52.0246 | 62.6139 | 74.4375 | 86.4637 | 97.6164 | 110.2675 | 122.106 | 133.7679 | 146.3293 | 159.2157 | 171.3929 | 184.961 | 200.1305 | 212.0688 | 223.4975 | 234.133 | 242.7841 | 252.3704 | 259.8431 | 266.9118 | 273.5704 | 279.5143 | 283.5859 |  | 1.8706 | 2.6437 | 5.4135 | 11.1377 | 18.4695 | 26.7294 | 35.8217 | 45.6982 | 58.5819 | 72.3537 | 87.9092 | 105.7052 | 122.9584 | 138.7899 | 155.8087 | 171.6225 | 190.929 | 209.1412 | 225.9267 | 239.6789 | 253.5301 | 264.4915 | 271.8923 | 278.5215 | 284.1797 | 287.7774 | 292.3169 | 294.8135 | 297.023 | 299.0502 | 300.6264 | 300.6998 |  | 1.8856 | 2.8212 | 7.2459 | 15.3049 | 24.8175 | 35.3329 | 47.0669 | 59.9817 | 76.8775 | 94.5613 | 114.2408 | 139.0297 | 163.1996 | 185.0451 | 207.7253 | 227.7045 | 245.5082 | 262.2039 | 277.3678 | 289.3627 | 301.2649 | 310.0167 | 314.7767 | 318.5785 | 321.37 | 322.0499 | 323.997 | 324.2055 | 324.6242 | 325.2786 | 326.1096 | 325.7387 |  | 1.8856 | 2.8205 | 7.2417 | 15.2934 | 24.8001 | 35.3015 | 46.7448 | 59.2754 | 75.8986 | 93.2455 | 112.7346 | 136.7556 | 160.1872 | 181.3627 | 203.4195 | 222.8344 | 240.7475 | 257.4944 | 272.7839 | 284.8949 | 297.0262 | 306.0412 | 311.159 | 315.3446 | 318.5676 | 319.6431 | 321.9889 | 322.5436 | 323.276 | 324.1994 | 325.2607 | 325.0632
Kirkby Lonsdale |  | 10.2931 | 15.6439 | 42.2522 | 94.7082 | 161.9965 | 243.3229 | 343.6211 | 453.8379 | 597.9593 | 748.882 | 916.821 | 1127.3137 | 1332.8259 | 1518.7434 | 1712.1531 | 1882.8635 | 2036.4385 | 2180.2565 | 2310.7912 | 2414.0575 | 2516.5137 | 2592.0857 | 2633.4913 | 2666.6996 | 2691.2363 | 2697.6972 | 2714.9241 | 2717.2152 | 2721.2089 | 2727.1399 | 2734.4622 | 2731.4535 |  | 10.2116 | 14.5887 | 30.4137 | 59.6519 | 97.2629 | 142.1732 | 194.6157 | 251.0711 | 327.2826 | 407.8872 | 498.2342 | 599.1122 | 701.7184 | 796.8728 | 904.8108 | 1005.8154 | 1105.3142 | 1212.4871 | 1322.4324 | 1426.3277 | 1542.0894 | 1671.5145 | 1773.3706 | 1870.879 | 1961.6206 | 2035.4312 | 2117.2207 | 2180.9769 | 2241.2863 | 2298.0968 | 2348.8103 | 2383.5485 |  | 10.2116 | 14.6579 | 31.5459 | 68.9021 | 120.5416 | 184.0595 | 261.5065 | 345.7751 | 455.8193 | 573.3769 | 706.0852 | 857.9419 | 1004.9788 | 1139.8515 | 1284.9149 | 1419.7388 | 1583.8886 | 1738.9276 | 1881.9205 | 1999.1077 | 2117.2396 | 2211.0501 | 2274.426 | 2331.2048 | 2379.6804 | 2410.5614 | 2449.483 | 2470.9663 | 2489.9976 | 2507.4729 | 2521.0894 | 2521.8678 |  | 10.2931 | 15.6439 | 42.2522 | 94.7082 | 161.9965 | 243.3229 | 343.6211 | 453.8379 | 597.9593 | 748.882 | 916.821 | 1127.3137 | 1332.8259 | 1518.7434 | 1712.1531 | 1882.8635 | 2036.4385 | 2180.2565 | 2310.7912 | 2414.0575 | 2516.5137 | 2592.0857 | 2633.4913 | 2666.6996 | 2691.2363 | 2697.6972 | 2714.9241 | 2717.2152 | 2721.2089 | 2727.1399 | 2734.4622 | 2731.4535 |  | 10.2931 | 15.6405 | 42.2282 | 94.6439 | 161.897 | 243.1452 | 341.3876 | 448.6605 | 590.5905 | 738.8552 | 905.3377 | 1109.7206 | 1309.1624 | 1489.5703 | 1677.7672 | 1843.7189 | 1998.0811 | 2142.2112 | 2273.681 | 2377.8262 | 2482.0916 | 2559.734 | 2604.0256 | 2640.3409 | 2668.394 | 2678.0804 | 2698.5594 | 2703.6742 | 2710.224 | 2718.3405 | 2727.5333 | 2725.9259
Kirkby Moor |  | 0.43191 | 0.92092 | 4.7014 | 16.0887 | 35.5849 | 64.9661 | 108.5153 | 156.2498 | 218.6203 | 283.9892 | 356.7175 | 447.146 | 535.6275 | 615.7907 | 699.4548 | 773.5313 | 841.1801 | 904.3945 | 961.709 | 1007.0582 | 1052.044 | 1085.3873 | 1103.8637 | 1118.7756 | 1129.8982 | 1133.1536 | 1141.0379 | 1142.3858 | 1144.4073 | 1147.2161 | 1150.5474 | 1149.3535 |  | 0.42849 | 0.85632 | 3.3382 | 9.7569 | 20.5203 | 36.5605 | 59.2638 | 83.7043 | 116.6976 | 151.5928 | 190.7056 | 234.3775 | 278.7975 | 319.9916 | 366.7198 | 410.4465 | 453.5213 | 499.9183 | 547.5156 | 592.4937 | 642.609 | 698.6394 | 742.7348 | 784.9479 | 824.2315 | 856.1854 | 891.5935 | 919.1947 | 945.3037 | 969.898 | 991.8528 | 1006.8916 |  | 0.42849 | 0.86091 | 3.4886 | 11.6864 | 26.4622 | 49.1301 | 82.5696 | 119.0534 | 166.7776 | 217.7108 | 275.1557 | 340.9129 | 404.4523 | 462.7023 | 525.4054 | 583.7052 | 654.3713 | 721.2504 | 783.0022 | 833.6338 | 884.7432 | 925.556 | 953.1542 | 977.8872 | 999.0126 | 1012.51 | 1029.4928 | 1038.9198 | 1047.2841 | 1054.974 | 1060.9861 | 1061.4287 |  | 0.43191 | 0.92092 | 4.7014 | 16.0887 | 35.5849 | 64.9661 | 108.5153 | 156.2498 | 218.6203 | 283.9892 | 356.7175 | 447.146 | 535.6275 | 615.7907 | 699.4548 | 773.5313 | 841.1801 | 904.3945 | 961.709 | 1007.0582 | 1052.044 | 1085.3873 | 1103.8637 | 1118.7756 | 1129.8982 | 1133.1536 | 1141.0379 | 1142.3858 | 1144.4073 | 1147.2161 | 1150.5474 | 1149.3535 |  | 0.43191 | 0.92086 | 4.699 | 16.0845 | 35.5757 | 64.9518 | 107.9053 | 154.598 | 216.1129 | 280.4813 | 352.6957 | 440.7863 | 526.7989 | 604.7203 | 686.201 | 758.2565 | 826.1445 | 889.4072 | 947.0319 | 992.6844 | 1038.3517 | 1072.4698 | 1092.0795 | 1108.2207 | 1120.7505 | 1125.2985 | 1134.4872 | 1136.9666 | 1140.0114 | 1143.6903 | 1147.7657 | 1147.124
Kirkby Stephen |  | 8.6086 | 13.4292 | 39.1633 | 95.0363 | 173.0953 | 275.0403 | 410.3229 | 558.8253 | 752.9468 | 956.3012 | 1182.5693 | 1465.2195 | 1741.4334 | 1991.4659 | 2251.9276 | 2482.123 | 2690.5289 | 2885.516 | 3062.4136 | 3202.3675 | 3341.2136 | 3443.838 | 3500.337 | 3545.7726 | 3579.4802 | 3588.7829 | 3612.5469 | 3616.0984 | 3621.8608 | 3630.1657 | 3640.2406 | 3636.3294 |  | 8.5403 | 12.5201 | 28.1302 | 59.3665 | 102.8227 | 158.8778 | 229.5247 | 305.5776 | 408.2445 | 516.8297 | 638.539 | 774.435 | 912.6591 | 1040.8447 | 1186.2514 | 1322.318 | 1456.356 | 1600.732 | 1748.8429 | 1888.8035 | 2044.7499 | 2219.1026 | 2356.3163 | 2487.673 | 2609.9139 | 2709.3464 | 2819.5278 | 2905.4158 | 2986.6605 | 3063.1918 | 3131.5096 | 3178.3065 |  | 8.5403 | 12.5802 | 29.2116 | 69.1166 | 128.7786 | 208.035 | 312.2505 | 425.7746 | 574.1286 | 732.5471 | 911.3136 | 1115.9053 | 1313.8326 | 1495.3427 | 1690.6349 | 1872.1719 | 2092.7843 | 2301.3288 | 2493.7599 | 2651.495 | 2810.5924 | 2937.2296 | 3022.8165 | 3099.5043 | 3164.9895 | 3206.7581 | 3259.3643 | 3288.4705 | 3314.2719 | 3337.9761 | 3356.4726 | 3357.6592 |  | 8.6086 | 13.4292 | 39.1633 | 95.0363 | 173.0953 | 275.0403 | 410.3229 | 558.8253 | 752.9468 | 956.3012 | 1182.5693 | 1465.2195 | 1741.4334 | 1991.4659 | 2251.9276 | 2482.123 | 2690.5289 | 2885.516 | 3062.4136 | 3202.3675 | 3341.2136 | 3443.838 | 3500.337 | 3545.7726 | 3579.4802 | 3588.7829 | 3612.5469 | 3616.0984 | 3621.8608 | 3630.1657 | 3640.2406 | 3636.3294 |  | 8.6086 | 13.4265 | 39.1414 | 94.9806 | 173.0055 | 274.8828 | 407.7804 | 552.621 | 743.912 | 943.8819 | 1168.3403 | 1443.1611 | 1711.4053 | 1954.2029 | 2207.7382 | 2431.5741 | 2640.9077 | 2836.2017 | 3014.2354 | 3155.2724 | 3296.4229 | 3401.6776 | 3461.9127 | 3511.3826 | 3549.677 | 3563.1891 | 3591.1989 | 3598.4356 | 3607.5326 | 3618.6822 | 3631.1911 | 3629.0965
Kirkby Thore |  | 8.5328 | 13.0852 | 36.3185 | 83.8571 | 146.9949 | 225.872 | 326.3769 | 436.7673 | 581.0945 | 732.2571 | 900.4582 | 1110.9581 | 1316.5622 | 1502.615 | 1696.2849 | 1867.327 | 2021.6452 | 2166.0989 | 2297.1836 | 2400.8883 | 2503.7762 | 2579.7378 | 2621.4486 | 2654.9429 | 2679.737 | 2686.4098 | 2703.8507 | 2706.3023 | 2710.4311 | 2716.4774 | 2723.8818 | 2720.9166 |  | 8.4652 | 12.2015 | 26.1222 | 52.6512 | 87.8831 | 131.3593 | 183.8803 | 240.4201 | 316.7456 | 397.4709 | 487.9531 | 588.982 | 691.7418 | 787.0386 | 895.138 | 996.2938 | 1095.9415 | 1203.2747 | 1313.3845 | 1417.4352 | 1533.3701 | 1662.9889 | 1764.9974 | 1862.6517 | 1953.5291 | 2027.4501 | 2109.362 | 2173.2136 | 2233.6132 | 2290.5087 | 2341.2981 | 2376.0883 |  | 8.4652 | 12.2596 | 27.1063 | 60.9996 | 109.3717 | 170.8532 | 248.377 | 332.7727 | 443.0187 | 560.77 | 693.6738 | 845.7647 | 992.9707 | 1127.984 | 1273.2214 | 1408.2171 | 1572.4372 | 1727.6023 | 1870.7419 | 1988.06 | 2106.3545 | 2200.3939 | 2263.9359 | 2320.867 | 2369.4766 | 2400.4605 | 2439.499 | 2461.0703 | 2480.1854 | 2497.7417 | 2511.4304 | 2512.2566 |  | 8.5328 | 13.0852 | 36.3185 | 83.8571 | 146.9949 | 225.872 | 326.3769 | 436.7673 | 581.0945 | 732.2571 | 900.4582 | 1110.9581 | 1316.5622 | 1502.615 | 1696.2849 | 1867.327 | 2021.6452 | 2166.0989 | 2297.1836 | 2400.8883 | 2503.7762 | 2579.7378 | 2621.4486 | 2654.9429 | 2679.737 | 2686.4098 | 2703.8507 | 2706.3023 | 2710.4311 | 2716.4774 | 2723.8818 | 2720.9166 |  | 8.5328 | 13.0825 | 36.298 | 83.8032 | 146.9102 | 225.7217 | 324.2975 | 431.8423 | 574.0159 | 722.5828 | 889.3767 | 1093.8932 | 1293.4881 | 1474.0863 | 1662.5679 | 1828.8615 | 1983.9232 | 2128.6512 | 2260.6306 | 2365.1814 | 2469.8363 | 2547.8179 | 2592.3677 | 2628.9226 | 2657.1876 | 2667.0449 | 2687.697 | 2692.9364 | 2699.5884 | 2707.7899 | 2717.0387 | 2715.4528
Kirkhall Lane |  | 21.7922 | 34.2898 | 102.3999 | 254.0653 | 470.227 | 757.2026 | 1143.4553 | 1567.3685 | 2121.473 | 2701.9697 | 3347.8684 | 4154.2111 | 4942.3256 | 5655.8191 | 6399.261 | 7056.4727 | 7652.171 | 8209.4198 | 8714.9291 | 9114.8722 | 9511.644 | 9805.0182 | 9966.6753 | 10096.7412 | 10193.3053 | 10220.1765 | 10288.3056 | 10298.6894 | 10315.3404 | 10339.2132 | 10368.0835 | 10356.9941 |  | 21.6195 | 31.9659 | 73.5056 | 158.3582 | 278.5899 | 436.2479 | 637.9094 | 855.0023 | 1148.0648 | 1458.021 | 1805.44 | 2193.3549 | 2587.9154 | 2953.821 | 3368.8842 | 3757.2859 | 4139.8974 | 4552.0184 | 4974.8008 | 5374.3181 | 5819.4667 | 6317.1561 | 6708.8323 | 7083.79 | 7432.7264 | 7716.5564 | 8031.0688 | 8276.236 | 8508.149 | 8726.6073 | 8921.6205 | 9055.2021 |  | 21.6195 | 32.1199 | 76.3577 | 184.7559 | 349.823 | 572.7223 | 870.144 | 1194.2001 | 1617.7344 | 2069.9675 | 2580.2517 | 3164.269 | 3729.1725 | 4247.1968 | 4804.5907 | 5322.741 | 5952.2042 | 6547.3282 | 7096.5173 | 7546.702 | 8000.8231 | 8362.4476 | 8606.8671 | 8825.8775 | 9012.9011 | 9132.2184 | 9282.4747 | 9365.6456 | 9439.3823 | 9507.1318 | 9560.0112 | 9563.4712 |  | 21.7922 | 34.2898 | 102.3999 | 254.0653 | 470.227 | 757.2026 | 1143.4553 | 1567.3685 | 2121.473 | 2701.9697 | 3347.8684 | 4154.2111 | 4942.3256 | 5655.8191 | 6399.261 | 7056.4727 | 7652.171 | 8209.4198 | 8714.9291 | 9114.8722 | 9511.644 | 9805.0182 | 9966.6753 | 10096.7412 | 10193.3053 | 10220.1765 | 10288.3056 | 10298.6894 | 10315.3404 | 10339.2132 | 10368.0835 | 10356.9941 |  | 21.7922 | 34.283 | 102.3431 | 253.9226 | 469.9943 | 756.7963 | 1136.4443 | 1550.0658 | 2096.1547 | 2667.0944 | 3307.9081 | 4092.1137 | 4857.5887 | 5550.5296 | 6274.2503 | 6913.3362 | 7511.6123 | 8069.6775 | 8578.3643 | 8981.3455 | 9384.6248 | 9685.4235 | 9857.6652 | 9999.1669 | 10108.7443 | 10147.5597 | 10227.7367 | 10248.577 | 10274.6889 | 10306.6297 | 10342.4024 | 10336.4609
Kitt Green |  | 14.5277 | 22.612 | 65.5268 | 158.0458 | 286.562 | 453.5949 | 674.3091 | 916.6058 | 1233.3407 | 1565.1336 | 1934.3136 | 2395.5744 | 2846.3084 | 3254.3046 | 3679.2866 | 4054.8568 | 4394.7563 | 4712.7865 | 5001.3196 | 5229.594 | 5456.0622 | 5623.431 | 5715.5497 | 5789.6191 | 5844.5572 | 5859.6807 | 5898.4035 | 5904.1555 | 5913.5225 | 5927.044 | 5943.4631 | 5937.0685 |  | 14.4126 | 21.0817 | 47.0746 | 98.7874 | 170.3522 | 262.22 | 377.4887 | 501.578 | 669.0912 | 846.2607 | 1044.8438 | 1266.5742 | 1492.1031 | 1701.253 | 1938.5012 | 2160.5098 | 2379.2087 | 2614.7752 | 2856.4356 | 3084.7979 | 3339.2427 | 3623.7197 | 3847.6 | 4061.924 | 4261.3744 | 4423.6104 | 4603.3842 | 4743.5206 | 4876.081 | 5000.9507 | 5112.4194 | 5188.774 |  | 14.4126 | 21.1828 | 48.8797 | 114.9443 | 213.1975 | 343.092 | 513.1425 | 698.3702 | 940.4171 | 1198.8907 | 1490.5702 | 1824.3837 | 2147.3393 | 2443.511 | 2762.165 | 3058.3722 | 3418.3748 | 3758.6686 | 4072.6609 | 4330.0363 | 4589.6262 | 4796.2258 | 4935.8516 | 5060.9585 | 5167.7886 | 5235.9237 | 5321.741 | 5369.216 | 5411.2991 | 5449.9603 | 5480.1255 | 5482.0489 |  | 14.5277 | 22.612 | 65.5268 | 158.0458 | 286.562 | 453.5949 | 674.3091 | 916.6058 | 1233.3407 | 1565.1336 | 1934.3136 | 2395.5744 | 2846.3084 | 3254.3046 | 3679.2866 | 4054.8568 | 4394.7563 | 4712.7865 | 5001.3196 | 5229.594 | 5456.0622 | 5623.431 | 5715.5497 | 5789.6191 | 5844.5572 | 5859.6807 | 5898.4035 | 5904.1555 | 5913.5225 | 5927.044 | 5943.4631 | 5937.0685 |  | 14.5277 | 22.6074 | 65.4902 | 157.9521 | 286.4114 | 453.3304 | 670.1179 | 906.4122 | 1218.5176 | 1544.7703 | 1910.9838 | 2359.433 | 2797.1444 | 3193.319 | 3606.9908 | 3972.1801 | 4313.6055 | 4632.147 | 4922.545 | 5152.5957 | 5382.836 | 5554.511 | 5652.7396 | 5733.4053 | 5795.841 | 5817.8452 | 5863.5078 | 5875.2835 | 5890.1012 | 5908.2734 | 5928.6717 | 5925.2477
Knott Mill |  | 30.5336 | 47.6348 | 138.9408 | 337.2198 | 614.2748 | 976.1557 | 1456.4325 | 1983.6406 | 2672.8044 | 3394.7466 | 4198.036 | 5201.4866 | 6182.0885 | 7069.7431 | 7994.4253 | 8811.6584 | 9551.5422 | 10243.7855 | 10871.807 | 11368.6715 | 11861.6027 | 12225.9408 | 12426.5253 | 12587.833 | 12707.5043 | 12740.5334 | 12824.9028 | 12837.5137 | 12857.9733 | 12887.4586 | 12923.2273 | 12909.3427 |  | 30.2916 | 44.4102 | 99.7979 | 210.6483 | 364.8864 | 563.8673 | 814.6756 | 1084.6761 | 1449.1608 | 1834.6562 | 2266.7445 | 2749.1979 | 3239.9166 | 3694.9968 | 4211.2149 | 4694.2737 | 5170.1312 | 5682.69 | 6208.5085 | 6705.392 | 7259.0275 | 7878.0085 | 8365.14 | 8831.4783 | 9265.4538 | 9618.456 | 10009.618 | 10314.5347 | 10602.9671 | 10874.6658 | 11117.2056 | 11283.3423 |  | 30.2916 | 44.6233 | 103.6346 | 245.2483 | 457.0052 | 738.3446 | 1108.3263 | 1511.3559 | 2038.0379 | 2600.45 | 3235.1011 | 3961.4356 | 4664.1098 | 5308.4998 | 6001.819 | 6646.3053 | 7429.5132 | 8169.8792 | 8853.0408 | 9413.0257 | 9977.8477 | 10427.4324 | 10731.2815 | 11003.5369 | 11236.0211 | 11384.3076 | 11571.0695 | 11674.4021 | 11766.0023 | 11850.1568 | 11915.8234 | 11920.0367 |  | 30.5336 | 47.6348 | 138.9408 | 337.2198 | 614.2748 | 976.1557 | 1456.4325 | 1983.6406 | 2672.8044 | 3394.7466 | 4198.036 | 5201.4866 | 6182.0885 | 7069.7431 | 7994.4253 | 8811.6584 | 9551.5422 | 10243.7855 | 10871.807 | 11368.6715 | 11861.6027 | 12225.9408 | 12426.5253 | 12587.833 | 12707.5043 | 12740.5334 | 12824.9028 | 12837.5137 | 12857.9733 | 12887.4586 | 12923.2273 | 12909.3427 |  | 30.5336 | 47.6251 | 138.8633 | 337.0222 | 613.9564 | 975.5969 | 1447.4086 | 1961.6185 | 2640.734 | 3350.6618 | 4147.5276 | 5123.1843 | 6075.4936 | 6937.4644 | 7837.5568 | 8632.2131 | 9375.3898 | 10068.7222 | 10700.7764 | 11201.4852 | 11702.5965 | 12076.272 | 12290.1197 | 12465.749 | 12601.7032 | 12649.676 | 12749.1176 | 12774.8108 | 12807.1081 | 12846.6924 | 12891.1017 | 12883.666
Lamberhead |  | 34.0313 | 52.4414 | 147.6596 | 346.0758 | 613.8931 | 953.4074 | 1392.0172 | 1873.6713 | 2503.3604 | 3162.9152 | 3896.804 | 4814.6709 | 5711.3434 | 6522.8435 | 7367.7815 | 8114.1839 | 8788.406 | 9419.422 | 9991.9894 | 10444.9694 | 10894.3751 | 11226.2975 | 11408.7217 | 11555.2843 | 11663.8596 | 11693.3379 | 11769.7721 | 11780.7514 | 11798.9983 | 11825.57 | 11858.0041 | 11845.1529 |  | 33.7615 | 48.8973 | 106.1623 | 216.9513 | 366.284 | 553.2694 | 782.4206 | 1029.1068 | 1362.1186 | 1714.327 | 2109.1049 | 2549.899 | 2998.2446 | 3414.0291 | 3885.6723 | 4327.0195 | 4761.7872 | 5230.0871 | 5710.5017 | 6164.4798 | 6670.3095 | 7235.8422 | 7680.9104 | 8106.9809 | 8503.4831 | 8826.0038 | 9183.3894 | 9461.9769 | 9725.5035 | 9973.7413 | 10195.338 | 10347.129 |  | 33.7615 | 49.1308 | 110.1856 | 251.7268 | 456.753 | 721.1616 | 1059.331 | 1427.5557 | 1908.6311 | 2422.4179 | 3002.2781 | 3665.8704 | 4308.0453 | 4897.0044 | 5530.6048 | 6119.5438 | 6835.728 | 7512.5302 | 8136.9337 | 8648.7183 | 9164.8172 | 9575.275 | 9852.6405 | 10101.1546 | 10313.3516 | 10448.638 | 10619.0704 | 10713.2875 | 10796.7871 | 10873.4851 | 10933.3028 | 10936.9912 |  | 34.0313 | 52.4414 | 147.6596 | 346.0758 | 613.8931 | 953.4074 | 1392.0172 | 1873.6713 | 2503.3604 | 3162.9152 | 3896.804 | 4814.6709 | 5711.3434 | 6522.8435 | 7367.7815 | 8114.1839 | 8788.406 | 9419.422 | 9991.9894 | 10444.9694 | 10894.3751 | 11226.2975 | 11408.7217 | 11555.2843 | 11663.8596 | 11693.3379 | 11769.7721 | 11780.7514 | 11798.9983 | 11825.57 | 11858.0041 | 11845.1529 |  | 34.0313 | 52.4304 | 147.5767 | 345.8592 | 613.5504 | 952.8013 | 1383.2284 | 1852.6521 | 2473.0186 | 3121.3675 | 3849.2096 | 4741.2145 | 5611.7948 | 6399.6102 | 7221.97 | 7947.6854 | 8625.0709 | 9257.2143 | 9833.6105 | 10290.2205 | 10747.255 | 11087.8939 | 11282.6128 | 11442.4369 | 11566.0645 | 11609.3544 | 11699.717 | 11722.7876 | 11751.977 | 11787.8916 | 11828.3203 | 11821.4442
Lancaster |  | 26.5201 | 41.2939 | 119.7975 | 289.2531 | 524.8799 | 831.3891 | 1236.7129 | 1681.6665 | 2263.3166 | 2872.6211 | 3550.5831 | 4397.6133 | 5225.3205 | 5974.5505 | 6754.9835 | 7444.6862 | 8068.9223 | 8652.9895 | 9182.8823 | 9602.11 | 10018.0204 | 10325.4005 | 10494.5887 | 10630.6306 | 10731.5385 | 10759.3292 | 10830.4565 | 10841.0336 | 10858.2467 | 10883.087 | 10913.2452 | 10901.5066 |  | 26.3099 | 38.4993 | 86.0602 | 180.7796 | 311.9834 | 480.5551 | 692.2342 | 920.1114 | 1227.7321 | 1553.0856 | 1917.7629 | 2324.9477 | 2739.1083 | 3123.1905 | 3558.8723 | 3966.5681 | 4368.1861 | 4800.7795 | 5244.564 | 5663.9276 | 6131.1893 | 6653.6018 | 7064.7348 | 7458.3188 | 7824.5888 | 8122.5184 | 8452.6544 | 8710.0004 | 8953.4339 | 9182.7443 | 9387.4449 | 9527.6623 |  | 26.3099 | 38.6839 | 89.3617 | 210.3684 | 390.5015 | 628.8489 | 941.1255 | 1281.2771 | 1725.7747 | 2200.4362 | 2736.0753 | 3349.0899 | 3942.16 | 4486.0432 | 5071.2143 | 5615.1656 | 6276.2577 | 6901.1624 | 7477.7709 | 7950.4102 | 8427.1191 | 8806.5258 | 9062.9405 | 9292.6924 | 9488.8803 | 9614.0084 | 9771.6083 | 9858.7962 | 9936.0823 | 10007.0845 | 10062.4845 | 10066.0207 |  | 26.5201 | 41.2939 | 119.7975 | 289.2531 | 524.8799 | 831.3891 | 1236.7129 | 1681.6665 | 2263.3166 | 2872.6211 | 3550.5831 | 4397.6133 | 5225.3205 | 5974.5505 | 6754.9835 | 7444.6862 | 8068.9223 | 8652.9895 | 9182.8823 | 9602.11 | 10018.0204 | 10325.4005 | 10494.5887 | 10630.6306 | 10731.5385 | 10759.3292 | 10830.4565 | 10841.0336 | 10858.2467 | 10883.087 | 10913.2452 | 10901.5066 |  | 26.5201 | 41.2855 | 119.7307 | 289.0819 | 524.6048 | 830.9058 | 1229.0303 | 1662.9702 | 2236.1223 | 2835.2589 | 3507.7776 | 4331.2929 | 5135.0917 | 5862.6183 | 6622.2841 | 7292.9249 | 7919.9591 | 8504.9618 | 9038.2757 | 9460.7624 | 9883.5956 | 10198.8791 | 10379.2828 | 10527.4336 | 10642.1055 | 10682.5278 | 10766.3952 | 10788.0305 | 10815.25 | 10848.6279 | 10886.091 | 10879.8053
Langley |  | 40.4723 | 62.7069 | 179.372 | 427.1528 | 767.0954 | 1204.257 | 1776.4619 | 2404.7041 | 3225.988 | 4086.2783 | 5043.5157 | 6240.0139 | 7409.0715 | 8467.1987 | 9569.1894 | 10542.8927 | 11423.4145 | 12247.3778 | 12994.9612 | 13586.4103 | 14173.1852 | 14606.7224 | 14845.1949 | 15036.878 | 15178.9797 | 15217.8744 | 15317.9825 | 15332.6491 | 15356.7332 | 15391.6255 | 15434.0863 | 15417.4302 |  | 40.1515 | 58.466 | 128.9065 | 267.3396 | 456.7456 | 697.3214 | 996.2041 | 1317.9577 | 1752.3061 | 2211.6925 | 2726.6027 | 3301.5318 | 3886.3104 | 4428.6194 | 5043.7851 | 5619.4357 | 6186.5046 | 6797.3096 | 7423.9159 | 8016.041 | 8675.7962 | 9413.4223 | 9993.9261 | 10549.6512 | 11066.8103 | 11487.4752 | 11953.6143 | 12316.9769 | 12660.6954 | 12984.4728 | 13273.502 | 13471.4835 |  | 40.1515 | 58.7458 | 133.8237 | 310.6786 | 570.7211 | 910.8914 | 1351.8805 | 1832.1595 | 2459.7095 | 3129.8826 | 3886.1893 | 4751.7301 | 5589.2087 | 6357.2549 | 7183.567 | 7951.656 | 8885.391 | 9767.9127 | 10582.1759 | 11249.6 | 11922.7184 | 12458.275 | 12820.201 | 13144.487 | 13421.3917 | 13597.9711 | 13820.3961 | 13943.4068 | 14052.4375 | 14152.5961 | 14230.7306 | 14235.6442 |  | 40.4723 | 62.7069 | 179.372 | 427.1528 | 767.0954 | 1204.257 | 1776.4619 | 2404.7041 | 3225.988 | 4086.2783 | 5043.5157 | 6240.0139 | 7409.0715 | 8467.1987 | 9569.1894 | 10542.8927 | 11423.4145 | 12247.3778 | 12994.9612 | 13586.4103 | 14173.1852 | 14606.7224 | 14845.1949 | 15036.878 | 15178.9797 | 15217.8744 | 15317.9825 | 15332.6491 | 15356.7332 | 15391.6255 | 15434.0863 | 15417.4302 |  | 40.4723 | 62.694 | 179.2716 | 426.8933 | 766.6815 | 1203.5274 | 1765.3459 | 2377.8622 | 3187.0773 | 4032.8978 | 4982.3619 | 6145.4269 | 7280.6072 | 8307.9819 | 9380.5952 | 10327.3543 | 11211.9033 | 12037.2527 | 12789.7378 | 13385.8466 | 13982.4727 | 14427.2606 | 14681.6564 | 14890.5237 | 15052.1463 | 15108.9543 | 15227.1288 | 15257.4777 | 15295.7531 | 15342.7573 | 15395.5817 | 15386.6658
Langroyd Rd |  | 42.1293 | 64.2742 | 175.6432 | 398.835 | 689.6553 | 1046.5263 | 1493.4097 | 1984.3734 | 2626.3221 | 3298.6162 | 4046.7003 | 4983.6668 | 5898.6413 | 6726.4862 | 7587.9421 | 8348.5084 | 9033.6628 | 9675.1617 | 10257.3538 | 10717.9343 | 11174.8947 | 11512.0994 | 11697.0445 | 11845.4613 | 11955.219 | 11984.4221 | 12061.5512 | 12072.0855 | 12090.1457 | 12116.7874 | 12149.5526 | 12136.2514 |  | 41.7953 | 59.9364 | 126.3876 | 250.8578 | 413.2887 | 610.1905 | 843.7882 | 1095.2612 | 1434.7349 | 1793.7775 | 2196.2158 | 2645.5631 | 3102.6085 | 3526.4609 | 4007.256 | 4457.1672 | 4900.3712 | 5377.7581 | 5867.4948 | 6330.2819 | 6845.9268 | 7422.4332 | 7876.1375 | 8310.4756 | 8714.6716 | 9043.4506 | 9407.771 | 9691.7642 | 9960.4043 | 10213.459 | 10439.3556 | 10594.092 |  | 41.7953 | 60.2213 | 131.1169 | 290.1433 | 513.1573 | 791.6237 | 1136.5189 | 1511.8842 | 2002.139 | 2525.8207 | 3116.9453 | 3793.385 | 4448.2342 | 5048.878 | 5694.9529 | 6295.4452 | 7026.2607 | 7716.6393 | 8353.4405 | 8875.3421 | 9401.5147 | 9819.5664 | 10102.015 | 10355.0696 | 10571.1264 | 10708.8005 | 10882.2944 | 10978.1057 | 11062.994 | 11140.9502 | 11201.7118 | 11205.2766 |  | 42.1293 | 64.2742 | 175.6432 | 398.835 | 689.6553 | 1046.5263 | 1493.4097 | 1984.3734 | 2626.3221 | 3298.6162 | 4046.7003 | 4983.6668 | 5898.6413 | 6726.4862 | 7587.9421 | 8348.5084 | 9033.6628 | 9675.1617 | 10257.3538 | 10717.9343 | 11174.8947 | 11512.0994 | 11697.0445 | 11845.4613 | 11955.219 | 11984.4221 | 12061.5512 | 12072.0855 | 12090.1457 | 12116.7874 | 12149.5526 | 12136.2514 |  | 42.1293 | 64.2604 | 175.5438 | 398.5705 | 689.2433 | 1045.7925 | 1483.7906 | 1961.8567 | 2594.1299 | 3254.7231 | 3996.4275 | 4906.4624 | 5794.5443 | 6597.98 | 7436.2842 | 8175.6894 | 8864.2566 | 9507.0651 | 10093.3353 | 10557.759 | 11022.6841 | 11368.999 | 11566.6921 | 11728.8416 | 11854.1564 | 11897.6308 | 11989.1501 | 12012.1784 | 12041.5473 | 12077.8536 | 12118.89 | 12111.7804
Leigh |  | 8.744 | 13.7557 | 41.0553 | 101.8095 | 188.3604 | 303.223 | 457.7735 | 627.3936 | 849.1074 | 1081.3812 | 1339.8243 | 1662.4702 | 1977.8212 | 2263.313 | 2560.7866 | 2823.7555 | 3062.1051 | 3285.0711 | 3487.3356 | 3647.3608 | 3806.1171 | 3923.5011 | 3988.1816 | 4040.2216 | 4078.8567 | 4089.6059 | 4116.8638 | 4121.0165 | 4127.6773 | 4137.2281 | 4148.7789 | 4144.3411 |  | 8.6747 | 12.8235 | 29.4711 | 63.4608 | 111.6025 | 174.7067 | 255.3974 | 342.2627 | 459.5257 | 583.5484 | 722.5611 | 877.7774 | 1035.6527 | 1182.0624 | 1348.1415 | 1503.5526 | 1656.6468 | 1821.5487 | 1990.7165 | 2150.5752 | 2328.6924 | 2527.8327 | 2684.554 | 2834.5857 | 2974.2055 | 3087.7743 | 3213.6201 | 3311.7187 | 3404.514 | 3491.9257 | 3569.9563 | 3623.4062 |  | 8.6747 | 12.8853 | 30.6144 | 74.0359 | 140.1299 | 229.3477 | 348.3555 | 478.02 | 647.4881 | 828.4398 | 1032.6196 | 1266.3022 | 1492.3376 | 1699.6153 | 1922.6458 | 2129.9735 | 2381.8428 | 2619.9711 | 2839.7189 | 3019.8518 | 3201.5593 | 3346.2548 | 3444.0533 | 3531.685 | 3606.5178 | 3654.2594 | 3714.3806 | 3747.659 | 3777.1625 | 3804.2703 | 3825.4282 | 3826.8121 |  | 8.744 | 13.7557 | 41.0553 | 101.8095 | 188.3604 | 303.223 | 457.7735 | 627.3936 | 849.1074 | 1081.3812 | 1339.8243 | 1662.4702 | 1977.8212 | 2263.313 | 2560.7866 | 2823.7555 | 3062.1051 | 3285.0711 | 3487.3356 | 3647.3608 | 3806.1171 | 3923.5011 | 3988.1816 | 4040.2216 | 4078.8567 | 4089.6059 | 4116.8638 | 4121.0165 | 4127.6773 | 4137.2281 | 4148.7789 | 4144.3411 |  | 8.744 | 13.753 | 41.0325 | 101.7523 | 188.2671 | 303.0601 | 454.966 | 620.4667 | 838.9727 | 1067.4215 | 1323.8293 | 1637.6156 | 1943.9069 | 2221.1742 | 2510.7563 | 2766.4722 | 3005.8539 | 3229.1471 | 3432.6835 | 3593.9248 | 3755.2857 | 3875.6411 | 3944.5575 | 4001.174 | 4045.0169 | 4060.5459 | 4092.6252 | 4100.9624 | 4111.4093 | 4124.1887 | 4138.5019 | 4136.1242
Levenshulme |  | 28.2967 | 45.4479 | 143.188 | 372.1942 | 711.085 | 1174.3812 | 1813.2725 | 2514.2244 | 3430.3585 | 4390.2346 | 5458.2345 | 6790.1306 | 8092.2895 | 9271.3838 | 10500.4907 | 11587.4812 | 12574.6674 | 13497.8752 | 14335.248 | 14997.7655 | 15655.015 | 16141.2957 | 16409.645 | 16625.7302 | 16786.3542 | 16831.6652 | 16945.1322 | 16962.9855 | 16991.0792 | 17031.015 | 17079.0603 | 17060.9334 |  | 28.0724 | 42.3595 | 102.6445 | 230.9498 | 419.1367 | 673.2744 | 1006.7089 | 1365.6583 | 1850.2189 | 2362.7119 | 2937.1474 | 3578.5403 | 4230.9213 | 4835.9231 | 5522.204 | 6164.4018 | 6797.0258 | 7478.4419 | 8177.4861 | 8838.0628 | 9574.088 | 10396.9861 | 11044.5981 | 11664.567 | 12241.5114 | 12710.8065 | 13230.8329 | 13636.2015 | 14019.655 | 14380.8622 | 14703.3042 | 14924.173 |  | 28.0724 | 42.5653 | 106.7072 | 270.6082 | 528.9659 | 888.2314 | 1379.8291 | 1915.6402 | 2616.0892 | 3363.9059 | 4207.6153 | 5173.2815 | 6107.0921 | 6963.3458 | 7884.7744 | 8741.373 | 9781.387 | 10764.9258 | 11672.6824 | 12416.8408 | 13167.6399 | 13765.9488 | 14170.3919 | 14532.8049 | 14842.3046 | 15039.8351 | 15288.53 | 15426.2911 | 15548.451 | 15660.7099 | 15748.3681 | 15754.292 |  | 28.2967 | 45.4479 | 143.188 | 372.1942 | 711.085 | 1174.3812 | 1813.2725 | 2514.2244 | 3430.3585 | 4390.2346 | 5458.2345 | 6790.1306 | 8092.2895 | 9271.3838 | 10500.4907 | 11587.4812 | 12574.6674 | 13497.8752 | 14335.248 | 14997.7655 | 15655.015 | 16141.2957 | 16409.645 | 16625.7302 | 16786.3542 | 16831.6652 | 16945.1322 | 16962.9855 | 16991.0792 | 17031.015 | 17079.0603 | 17060.9334 |  | 28.2967 | 45.4394 | 143.1094 | 372.0037 | 710.7653 | 1173.83 | 1802.3664 | 2486.7487 | 3389.8086 | 4334.1713 | 5393.9877 | 6689.8721 | 7954.9038 | 9100.2912 | 10296.9314 | 11354.0272 | 12345.2804 | 13269.6712 | 14112.1158 | 14779.5082 | 15447.322 | 15945.6448 | 16231.272 | 16466.0431 | 16647.9628 | 16712.8231 | 16846.0115 | 16880.9791 | 16924.5559 | 16977.6854 | 17037.0172 | 17027.2973
Leyland National |  | 2.8657 | 4.3819 | 12.0576 | 27.585 | 47.9944 | 73.2465 | 105.1248 | 140.1432 | 185.9292 | 233.8814 | 287.2391 | 354.0437 | 419.287 | 478.3215 | 539.7622 | 594.0153 | 642.9239 | 688.7115 | 730.2639 | 763.1369 | 795.7512 | 819.8239 | 833.0341 | 843.6384 | 851.4841 | 853.5829 | 859.0988 | 859.8625 | 861.1607 | 863.0693 | 865.4118 | 864.4669 |  | 2.8429 | 4.0861 | 8.6746 | 17.3365 | 28.731 | 42.6572 | 59.3185 | 77.2547 | 101.4675 | 127.0761 | 155.7798 | 187.8293 | 220.4279 | 250.659 | 284.9515 | 317.0413 | 348.6526 | 382.7021 | 417.6323 | 450.6404 | 487.4186 | 528.5377 | 560.898 | 591.877 | 620.7061 | 644.1561 | 670.1411 | 690.3968 | 709.5575 | 727.6065 | 743.7185 | 754.755 |  | 2.8429 | 4.1055 | 9.0001 | 20.0668 | 35.711 | 55.4054 | 80.0019 | 106.7747 | 141.7449 | 179.0976 | 221.2591 | 269.5065 | 316.2093 | 359.0452 | 405.1229 | 447.9504 | 500.0618 | 549.2945 | 594.7088 | 631.9297 | 669.4576 | 699.282 | 719.4331 | 737.4874 | 752.9024 | 762.7264 | 775.1053 | 781.9434 | 788.0024 | 793.5669 | 797.9047 | 798.1626 |  | 2.8657 | 4.3819 | 12.0576 | 27.585 | 47.9944 | 73.2465 | 105.1248 | 140.1432 | 185.9292 | 233.8814 | 287.2391 | 354.0437 | 419.287 | 478.3215 | 539.7622 | 594.0153 | 642.9239 | 688.7115 | 730.2639 | 763.1369 | 795.7512 | 819.8239 | 833.0341 | 843.6384 | 851.4841 | 853.5829 | 859.0988 | 859.8625 | 861.1607 | 863.0693 | 865.4118 | 864.4669 |  | 2.8657 | 4.381 | 12.0508 | 27.567 | 47.9662 | 73.1964 | 104.451 | 138.5576 | 183.6567 | 230.7796 | 283.6862 | 348.5806 | 411.9113 | 469.2098 | 529.0017 | 581.7468 | 630.8953 | 676.7734 | 718.6134 | 751.7578 | 784.9367 | 809.6549 | 823.7704 | 835.3502 | 844.3015 | 847.4146 | 853.9533 | 855.605 | 857.7069 | 860.3022 | 863.2324 | 862.7272
Little Hulton |  | 36.227 | 56.2348 | 161.7248 | 387.1785 | 698.1126 | 1099.7754 | 1627.6493 | 2207.1858 | 2964.7848 | 3758.3807 | 4641.4048 | 5744.9398 | 6823.2193 | 7799.2148 | 8815.7438 | 9713.9978 | 10526.568 | 11286.907 | 11976.7471 | 12522.5149 | 13063.9673 | 13464.0624 | 13684.1965 | 13861.1646 | 13992.386 | 14028.3911 | 14120.8546 | 14134.482 | 14156.7792 | 14189.0324 | 14228.2454 | 14212.9106 |  | 35.9398 | 52.4306 | 116.2074 | 242.1902 | 415.3919 | 636.3784 | 912.087 | 1208.8932 | 1609.5641 | 2033.3317 | 2508.3179 | 3038.6695 | 3578.107 | 4078.3677 | 4645.8361 | 5176.8533 | 5699.9541 | 6263.3999 | 6841.4219 | 7387.6362 | 7996.2369 | 8676.6706 | 9212.1647 | 9724.8013 | 10201.8621 | 10589.9104 | 11019.9071 | 11355.0962 | 11672.1643 | 11970.8373 | 12237.4565 | 12420.0874 |  | 35.9398 | 52.6817 | 120.6498 | 281.5979 | 519.3922 | 831.8582 | 1238.6305 | 1681.6714 | 2260.587 | 2878.8089 | 3576.473 | 4374.9079 | 5147.4202 | 5855.8773 | 6618.094 | 7326.61 | 8187.8379 | 9001.8667 | 9752.9535 | 10368.6007 | 10989.5196 | 11483.6067 | 11817.515 | 12116.6992 | 12372.1723 | 12535.0958 | 12740.3116 | 12853.8193 | 12954.4307 | 13046.8578 | 13118.9663 | 13123.5279 |  | 36.227 | 56.2348 | 161.7248 | 387.1785 | 698.1126 | 1099.7754 | 1627.6493 | 2207.1858 | 2964.7848 | 3758.3807 | 4641.4048 | 5744.9398 | 6823.2193 | 7799.2148 | 8815.7438 | 9713.9978 | 10526.568 | 11286.907 | 11976.7471 | 12522.5149 | 13063.9673 | 13464.0624 | 13684.1965 | 13861.1646 | 13992.386 | 14028.3911 | 14120.8546 | 14134.482 | 14156.7792 | 14189.0324 | 14228.2454 | 14212.9106 |  | 36.227 | 56.2233 | 161.6344 | 386.9456 | 697.7401 | 1099.1197 | 1617.4934 | 2182.5873 | 2929.0788 | 3709.3682 | 4585.2538 | 5658.0324 | 6705.1051 | 7652.7721 | 8642.2215 | 9515.6313 | 10331.8884 | 11093.4821 | 11787.8179 | 12337.8628 | 12888.3747 | 13298.8147 | 13533.6054 | 13726.3936 | 13875.5907 | 13928.0916 | 14037.1922 | 14065.2609 | 14100.6262 | 14144.0313 | 14192.7862 | 14184.5765
Little Salkeld |  | 11.6266 | 17.6895 | 47.9359 | 107.8466 | 185.0484 | 278.7741 | 394.8891 | 522.4781 | 689.3123 | 864.0236 | 1058.4326 | 1302.0502 | 1539.9172 | 1755.1132 | 1979.0006 | 2176.6285 | 2354.4913 | 2521.0443 | 2672.2098 | 2791.7976 | 2910.4469 | 2997.9745 | 3045.9454 | 3084.4259 | 3112.8656 | 3120.3777 | 3140.3503 | 3143.028 | 3147.6722 | 3154.5553 | 3163.0431 | 3159.5681 |  | 11.5344 | 16.4961 | 34.5015 | 67.9001 | 111.0426 | 162.7869 | 223.4946 | 288.8477 | 377.0706 | 470.379 | 574.9652 | 691.7422 | 810.5198 | 920.6711 | 1045.6207 | 1162.5442 | 1277.7247 | 1401.7886 | 1529.062 | 1649.3318 | 1783.3382 | 1933.1615 | 2051.0707 | 2163.9471 | 2268.9901 | 2354.4336 | 2449.1136 | 2522.9182 | 2592.7327 | 2658.4969 | 2717.2032 | 2757.4163 |  | 11.5344 | 16.5744 | 35.7878 | 78.4592 | 137.6934 | 210.8753 | 300.522 | 398.072 | 525.4659 | 661.5542 | 815.1776 | 990.969 | 1161.1715 | 1317.291 | 1485.2102 | 1641.2784 | 1831.2706 | 2010.7275 | 2176.2459 | 2311.8954 | 2448.6432 | 2557.2532 | 2630.6291 | 2696.3676 | 2752.4932 | 2788.2505 | 2833.3159 | 2858.1942 | 2880.234 | 2900.4723 | 2916.2434 | 2917.152 |  | 11.6266 | 17.6895 | 47.9359 | 107.8466 | 185.0484 | 278.7741 | 394.8891 | 522.4781 | 689.3123 | 864.0236 | 1058.4326 | 1302.0502 | 1539.9172 | 1755.1132 | 1979.0006 | 2176.6285 | 2354.4913 | 2521.0443 | 2672.2098 | 2791.7976 | 2910.4469 | 2997.9745 | 3045.9454 | 3084.4259 | 3112.8656 | 3120.3777 | 3140.3503 | 3143.028 | 3147.6722 | 3154.5553 | 3163.0431 | 3159.5681 |  | 11.6266 | 17.6857 | 47.9087 | 107.7739 | 184.9356 | 278.5728 | 392.3292 | 516.5271 | 680.8311 | 852.4763 | 1045.2077 | 1281.7745 | 1512.6258 | 1721.4541 | 1939.3125 | 2131.4344 | 2310.2013 | 2477.1093 | 2629.3505 | 2749.9501 | 2870.6864 | 2960.602 | 3011.9055 | 3053.9744 | 3086.4765 | 3097.7149 | 3121.4447 | 3127.3846 | 3134.9818 | 3144.3893 | 3155.0378 | 3153.181
Littleborough |  | 25.3704 | 39.3174 | 112.5412 | 268.1797 | 481.8474 | 756.7766 | 1116.8175 | 1512.1153 | 2028.876 | 2570.1813 | 3172.4867 | 3925.3206 | 4660.8936 | 5326.6717 | 6020.0554 | 6632.7248 | 7186.7868 | 7705.2566 | 8175.6637 | 8547.8255 | 8917.046 | 9189.8474 | 9339.9101 | 9460.532 | 9549.9559 | 9574.4397 | 9637.439 | 9646.6758 | 9661.8367 | 9683.797 | 9710.5177 | 9700.04 |  | 25.1693 | 36.6582 | 80.8768 | 167.8327 | 286.8786 | 438.1711 | 626.2315 | 828.6826 | 1101.9796 | 1391.0308 | 1715.0182 | 2076.7702 | 2444.7197 | 2785.9467 | 3173.0161 | 3535.2221 | 3892.0283 | 4276.3539 | 4670.6218 | 5043.1937 | 5458.3193 | 5922.4422 | 6287.7018 | 6637.3705 | 6962.7729 | 7227.4601 | 7520.7602 | 7749.3921 | 7965.6638 | 8169.3882 | 8351.2488 | 8475.821 |  | 25.1693 | 36.8337 | 83.9627 | 195.0531 | 358.4954 | 572.4201 | 849.8934 | 1152.0905 | 1546.9542 | 1968.6358 | 2444.5125 | 2989.1211 | 3516.0696 | 3999.3298 | 4519.2526 | 5002.5414 | 5590.0488 | 6145.336 | 6657.6762 | 7077.6247 | 7501.1578 | 7838.1409 | 8065.8727 | 8269.9208 | 8444.1558 | 8555.2646 | 8695.2201 | 8772.6228 | 8841.2292 | 8904.2531 | 8953.419 | 8956.5132 |  | 25.3704 | 39.3174 | 112.5412 | 268.1797 | 481.8474 | 756.7766 | 1116.8175 | 1512.1153 | 2028.876 | 2570.1813 | 3172.4867 | 3925.3206 | 4660.8936 | 5326.6717 | 6020.0554 | 6632.7248 | 7186.7868 | 7705.2566 | 8175.6637 | 8547.8255 | 8917.046 | 9189.8474 | 9339.9101 | 9460.532 | 9549.9559 | 9574.4397 | 9637.439 | 9646.6758 | 9661.8367 | 9683.797 | 9710.5177 | 9700.04 |  | 25.3704 | 39.3093 | 112.4782 | 268.0169 | 481.5878 | 756.319 | 1109.8317 | 1495.24 | 2004.4091 | 2536.6134 | 3134.0305 | 3865.8351 | 4580.0959 | 5226.5276 | 5901.4284 | 6497.1451 | 7053.7387 | 7573.0786 | 8046.5676 | 8421.6596 | 8797.0761 | 9076.9537 | 9237.0328 | 9368.4645 | 9470.1684 | 9505.921 | 9580.2854 | 9599.3876 | 9623.4759 | 9653.0553 | 9686.2953 | 9680.6866
Longford Bridge |  | 45.5743 | 69.6396 | 191.2189 | 436.4666 | 757.974 | 1154.7838 | 1654.5054 | 2203.4732 | 2921.2455 | 3672.9684 | 4509.4314 | 5556.8143 | 6579.6868 | 7505.2001 | 8468.3926 | 9318.8688 | 10085.4019 | 10803.0425 | 11454.3136 | 11969.5463 | 12480.7266 | 12858.003 | 13065.0052 | 13231.1579 | 13354.0715 | 13386.8987 | 13473.3013 | 13485.2154 | 13505.5204 | 13535.401 | 13572.098 | 13557.2669 |  | 45.213 | 64.9387 | 137.5767 | 274.3756 | 453.8935 | 672.76 | 933.9521 | 1215.131 | 1594.706 | 1996.1616 | 2446.139 | 2948.5668 | 3459.602 | 3933.5232 | 4471.1135 | 4974.1718 | 5469.7306 | 6003.5101 | 6551.0984 | 7068.5536 | 7645.1105 | 8289.7184 | 8797.0178 | 9282.6633 | 9734.6061 | 10102.2231 | 10509.5799 | 10827.1207 | 11127.4946 | 11410.4421 | 11663.0234 | 11836.0384 |  | 45.213 | 65.2476 | 142.7354 | 317.512 | 563.9852 | 873.5079 | 1259.111 | 1678.8183 | 2227.0179 | 2812.5764 | 3473.5267 | 4229.8788 | 4962.0399 | 5633.5837 | 6355.941 | 7027.3423 | 7844.3363 | 8616.1765 | 9328.1437 | 9911.658 | 10499.9741 | 10967.4857 | 11283.3609 | 11566.3663 | 11807.9986 | 11961.9847 | 12156.0236 | 12263.2011 | 12358.1647 | 12445.3771 | 12513.361 | 12517.3871 |  | 45.5743 | 69.6396 | 191.2189 | 436.4666 | 757.974 | 1154.7838 | 1654.5054 | 2203.4732 | 2921.2455 | 3672.9684 | 4509.4314 | 5556.8143 | 6579.6868 | 7505.2001 | 8468.3926 | 9318.8688 | 10085.4019 | 10803.0425 | 11454.3136 | 11969.5463 | 12480.7266 | 12858.003 | 13065.0052 | 13231.1579 | 13354.0715 | 13386.8987 | 13473.3013 | 13485.2154 | 13505.5204 | 13535.401 | 13572.098 | 13557.2669 |  | 45.5743 | 69.6247 | 191.1108 | 436.1799 | 757.5263 | 1153.9873 | 1643.886 | 2178.521 | 2885.5103 | 3624.2072 | 4453.5814 | 5470.9681 | 6463.8319 | 7362.1071 | 8299.441 | 9126.2713 | 9896.5816 | 10615.6534 | 11271.4483 | 11790.9489 | 12310.996 | 12698.4126 | 12919.6244 | 13101.0881 | 13241.3526 | 13290.0976 | 13392.5507 | 13418.4001 | 13451.318 | 13491.976 | 13537.8964 | 13529.9675
Longridge |  | 36.5007 | 55.1476 | 146.2039 | 320.8404 | 538.8004 | 795.0262 | 1101.9649 | 1439.4071 | 1880.712 | 2342.7746 | 2856.9475 | 3502.3077 | 4132.1592 | 4701.8109 | 5294.0836 | 5816.5585 | 6285.3401 | 6724.5082 | 7123.1897 | 7438.5781 | 7751.5021 | 7982.1155 | 8108.2102 | 8209.2254 | 8283.7335 | 8302.948 | 8355.1659 | 8361.7397 | 8373.6056 | 8391.4667 | 8413.6864 | 8404.3399 |  | 36.2114 | 51.4308 | 105.2962 | 202.5476 | 324.5429 | 466.2657 | 626.8364 | 799.6941 | 1033.0419 | 1279.841 | 1556.4694 | 1865.3422 | 2179.5066 | 2470.8547 | 2801.3441 | 3110.6045 | 3415.2546 | 3743.4012 | 4080.0369 | 4398.1481 | 4752.5926 | 5148.8721 | 5460.7399 | 5759.2956 | 6037.1323 | 6263.1287 | 6513.5557 | 6708.7672 | 6893.4253 | 7067.3703 | 7222.6473 | 7329.0102 |  | 36.2114 | 51.6742 | 109.1838 | 233.4406 | 400.9419 | 601.4066 | 838.6471 | 1096.6616 | 1433.4958 | 1793.389 | 2199.7298 | 2664.6721 | 3115.0193 | 3528.1505 | 3972.4328 | 4385.3269 | 4888.4201 | 5363.4232 | 5801.4338 | 6160.368 | 6522.1091 | 6809.0939 | 7002.9407 | 7176.5999 | 7324.8521 | 7419.2459 | 7538.2532 | 7603.8749 | 7661.9906 | 7715.3428 | 7756.8894 | 7759.1419 |  | 36.5007 | 55.1476 | 146.2039 | 320.8404 | 538.8004 | 795.0262 | 1101.9649 | 1439.4071 | 1880.712 | 2342.7746 | 2856.9475 | 3502.3077 | 4132.1592 | 4701.8109 | 5294.0836 | 5816.5585 | 6285.3401 | 6724.5082 | 7123.1897 | 7438.5781 | 7751.5021 | 7982.1155 | 8108.2102 | 8209.2254 | 8283.7335 | 8302.948 | 8355.1659 | 8361.7397 | 8373.6056 | 8391.4667 | 8413.6864 | 8404.3399 |  | 36.5007 | 55.1355 | 146.1206 | 320.6142 | 538.4536 | 794.4044 | 1094.684 | 1422.8245 | 1857.3043 | 2311.0424 | 2820.6115 | 3446.8837 | 4057.9516 | 4610.556 | 5186.7774 | 5694.6331 | 6165.9511 | 6606.1819 | 7007.8441 | 7326.019 | 7644.6083 | 7881.7117 | 8016.7867 | 8127.4586 | 8212.8759 | 8242.0948 | 8304.3982 | 8319.7305 | 8339.5259 | 8364.1728 | 8392.2011 | 8387.2126
Longsight |  | 27.507 | 43.1706 | 128.0207 | 315.593 | 581.4246 | 932.7283 | 1403.7165 | 1920.6552 | 2596.3659 | 3304.2483 | 4091.8872 | 5075.3476 | 6036.5312 | 6906.6795 | 7813.289 | 8614.6893 | 9340.8472 | 10020.1663 | 10636.4261 | 11123.9897 | 11607.6891 | 11965.3006 | 12162.3065 | 12320.7919 | 12438.4316 | 12471.0936 | 12554.0753 | 12566.6554 | 12586.8927 | 12615.9487 | 12651.1173 | 12637.5691 |  | 27.2889 | 40.2459 | 91.9139 | 196.8333 | 344.7292 | 537.7743 | 783.6914 | 1048.4265 | 1405.8032 | 1783.7809 | 2207.4428 | 2680.4877 | 3161.6366 | 3607.842 | 4113.993 | 4587.6315 | 5054.2091 | 5556.7722 | 6072.3364 | 6559.5299 | 7102.3687 | 7709.2787 | 8186.9103 | 8644.1544 | 9069.6667 | 9415.7848 | 9799.3185 | 10098.2889 | 10381.0965 | 10647.4966 | 10885.3065 | 11048.2033 |  | 27.2889 | 40.4395 | 95.4706 | 229.5049 | 432.5529 | 705.4877 | 1068.2007 | 1463.3721 | 1979.8338 | 2531.3024 | 3153.5727 | 3865.7521 | 4554.6533 | 5186.3929 | 5866.1324 | 6498.0093 | 7265.7034 | 7991.4862 | 8661.233 | 9210.2365 | 9764.0243 | 10204.9626 | 10502.9838 | 10770.022 | 10998.0565 | 11143.5289 | 11326.7289 | 11428.1228 | 11518.0124 | 11600.601 | 11665.0579 | 11669.2527 |  | 27.507 | 43.1706 | 128.0207 | 315.593 | 581.4246 | 932.7283 | 1403.7165 | 1920.6552 | 2596.3659 | 3304.2483 | 4091.8872 | 5075.3476 | 6036.5312 | 6906.6795 | 7813.289 | 8614.6893 | 9340.8472 | 10020.1663 | 10636.4261 | 11123.9897 | 11607.6891 | 11965.3006 | 12162.3065 | 12320.7919 | 12438.4316 | 12471.0936 | 12554.0753 | 12566.6554 | 12586.8927 | 12615.9487 | 12651.1173 | 12637.5691 |  | 27.507 | 43.162 | 127.9496 | 315.4135 | 581.1329 | 932.2183 | 1395.0842 | 1899.4187 | 2565.3333 | 3261.5265 | 4042.9374 | 4999.3315 | 5932.8703 | 6777.9224 | 7660.4659 | 8439.7534 | 9169.0784 | 9849.4132 | 10469.5697 | 10960.8561 | 11452.5145 | 11819.208 | 12029.1482 | 12201.606 | 12335.1416 | 12382.393 | 12480.0905 | 12505.4428 | 12537.2367 | 12576.1488 | 12619.7498 | 12612.4919
Lostock |  | 29.7134 | 45.0024 | 120.2298 | 266.196 | 450.5293 | 669.8619 | 936.0136 | 1228.5572 | 1611.1211 | 2011.706 | 2457.4627 | 3016.6016 | 3562.396 | 4056.0811 | 4569.5003 | 5022.5252 | 5429.4777 | 5810.6567 | 6156.6656 | 6430.3895 | 6701.9709 | 6902.194 | 7011.7719 | 7099.6005 | 7164.4325 | 7181.3097 | 7226.7828 | 7232.6524 | 7243.0795 | 7258.6792 | 7278.0192 | 7269.9686 |  | 29.4779 | 41.9683 | 86.5701 | 167.8872 | 271.0004 | 392.2309 | 531.4322 | 681.2854 | 883.5784 | 1097.5326 | 1337.3463 | 1605.1133 | 1877.4675 | 2130.042 | 2416.5487 | 2684.6516 | 2948.7577 | 3233.2335 | 3525.0685 | 3800.8443 | 4108.118 | 4451.6593 | 4722.0226 | 4980.8455 | 5221.7066 | 5417.6267 | 5634.7259 | 5803.958 | 5964.0412 | 6114.8369 | 6249.4491 | 6341.6568 |  | 29.4779 | 42.1672 | 89.7774 | 193.6738 | 335.2488 | 506.7188 | 712.344 | 936.0221 | 1228.0696 | 1540.0863 | 1892.3465 | 2295.4202 | 2685.7782 | 3043.8619 | 3428.9708 | 3786.8829 | 4222.8322 | 4634.5051 | 5014.1507 | 5325.2683 | 5638.8522 | 5887.7402 | 6055.8668 | 6206.4879 | 6335.077 | 6416.9701 | 6520.2032 | 6577.1524 | 6627.594 | 6673.9056 | 6709.9793 | 6711.9827 |  | 29.7134 | 45.0024 | 120.2298 | 266.196 | 450.5293 | 669.8619 | 936.0136 | 1228.5572 | 1611.1211 | 2011.706 | 2457.4627 | 3016.6016 | 3562.396 | 4056.0811 | 4569.5003 | 5022.5252 | 5429.4777 | 5810.6567 | 6156.6656 | 6430.3895 | 6701.9709 | 6902.194 | 7011.7719 | 7099.6005 | 7164.4325 | 7181.3097 | 7226.7828 | 7232.6524 | 7243.0795 | 7258.6792 | 7278.0192 | 7269.9686 |  | 29.7134 | 44.9926 | 120.1614 | 266.0112 | 450.245 | 669.3528 | 929.8728 | 1214.4642 | 1591.1559 | 1984.5962 | 2426.4177 | 2969.1562 | 3498.7431 | 3977.7184 | 4477.2575 | 4917.6277 | 5326.7302 | 5708.7889 | 6057.3365 | 6333.439 | 6609.883 | 6815.6741 | 6932.9815 | 7029.126 | 7103.3603 | 7128.8607 | 7183.0274 | 7196.4464 | 7213.7077 | 7235.1537 | 7259.4978 | 7255.1991
Lower Darwen |  | 3.7313 | 5.6998 | 15.6349 | 35.6487 | 61.8528 | 94.1559 | 134.7894 | 179.4279 | 237.7929 | 298.9182 | 366.934 | 452.1052 | 535.282 | 610.541 | 688.8624 | 758.0167 | 820.3391 | 878.6872 | 931.6394 | 973.5309 | 1015.0929 | 1045.7668 | 1062.5954 | 1076.1025 | 1086.0939 | 1088.7603 | 1095.7833 | 1096.7499 | 1098.3991 | 1100.8273 | 1103.8102 | 1102.6036 |  | 3.7018 | 5.315 | 11.2492 | 22.4124 | 37.0447 | 54.8631 | 76.1017 | 98.9654 | 129.8301 | 162.474 | 199.0634 | 239.9177 | 281.472 | 320.0083 | 363.7219 | 404.6275 | 444.9232 | 488.3269 | 532.8534 | 574.9297 | 621.8117 | 674.2273 | 715.4777 | 754.9674 | 791.7166 | 821.609 | 854.7327 | 880.5532 | 904.9778 | 927.9853 | 948.5237 | 962.5922 |  | 3.7018 | 5.3403 | 11.6708 | 25.9332 | 46.0229 | 71.222 | 102.5774 | 136.7054 | 181.2811 | 228.8949 | 282.6393 | 344.1411 | 403.6767 | 458.2834 | 517.0216 | 571.6163 | 638.0517 | 700.8145 | 758.7083 | 806.1567 | 853.9951 | 892.009 | 917.693 | 940.7043 | 960.3515 | 972.8719 | 988.6491 | 997.3633 | 1005.0844 | 1012.1751 | 1017.7024 | 1018.0291 |  | 3.7313 | 5.6998 | 15.6349 | 35.6487 | 61.8528 | 94.1559 | 134.7894 | 179.4279 | 237.7929 | 298.9182 | 366.934 | 452.1052 | 535.282 | 610.541 | 688.8624 | 758.0167 | 820.3391 | 878.6872 | 931.6394 | 973.5309 | 1015.0929 | 1045.7668 | 1062.5954 | 1076.1025 | 1086.0939 | 1088.7603 | 1095.7833 | 1096.7499 | 1098.3991 | 1100.8273 | 1103.8102 | 1102.6036 |  | 3.7313 | 5.6985 | 15.6261 | 35.6253 | 61.8162 | 94.0907 | 133.9236 | 177.3952 | 234.8828 | 294.9479 | 362.3866 | 445.1167 | 525.8524 | 598.8957 | 675.1139 | 742.3453 | 804.9755 | 863.4405 | 916.7612 | 959.0002 | 1001.2838 | 1032.783 | 1050.7678 | 1065.5206 | 1076.9236 | 1080.885 | 1089.2138 | 1091.3141 | 1093.9894 | 1097.2944 | 1101.0278 | 1100.3827
Lyons Rd |  | 4.221 | 6.1382 | 14.2588 | 26.1461 | 36.2728 | 42.4173 | 42.3329 | 42.3672 | 42.4623 | 42.5042 | 42.5623 | 43.398 | 44.0122 | 44.4441 | 44.6101 | 44.5141 | 43.3718 | 42.4451 | 41.6682 | 41.0456 | 40.436 | 39.8171 | 39.2603 | 38.7158 | 38.204 | 37.727 | 37.2889 | 36.917 | 36.6125 | 36.3628 | 36.1974 | 36.0822 |  | 4.1875 | 5.7267 | 10.3118 | 16.8627 | 22.6633 | 26.2501 | 26.2762 | 26.3044 | 26.3424 | 26.3826 | 26.4276 | 26.478 | 26.5291 | 26.5766 | 26.6304 | 26.6808 | 26.7304 | 26.7839 | 26.8387 | 26.8905 | 26.9483 | 27.0128 | 27.0636 | 27.1123 | 27.1575 | 27.1943 | 27.2351 | 27.2669 | 27.297 | 27.3253 | 27.3506 | 27.3679 |  | 4.1875 | 5.7533 | 10.6683 | 19.0412 | 27.0079 | 32.0997 | 32.2312 | 32.2707 | 32.2375 | 32.2538 | 32.3272 | 32.3864 | 32.5807 | 32.7933 | 32.9677 | 33.1061 | 33.6041 | 33.9329 | 34.1639 | 34.3279 | 34.4204 | 34.257 | 34.1192 | 33.9878 | 33.866 | 33.7469 | 33.627 | 33.5051 | 33.3833 | 33.2616 | 33.1455 | 33.0353 |  | 4.221 | 6.1382 | 14.2588 | 26.1461 | 36.2728 | 42.4173 | 42.3329 | 42.3672 | 42.4623 | 42.5042 | 42.5623 | 43.398 | 44.0122 | 44.4441 | 44.6101 | 44.5141 | 43.3718 | 42.4451 | 41.6682 | 41.0456 | 40.436 | 39.8171 | 39.2603 | 38.7158 | 38.204 | 37.727 | 37.2889 | 36.917 | 36.6125 | 36.3628 | 36.1974 | 36.0822 |  | 4.221 | 6.1367 | 14.2504 | 26.1213 | 36.2372 | 42.3515 | 41.9578 | 41.7469 | 41.7434 | 41.6267 | 41.5619 | 42.0727 | 42.5172 | 42.7961 | 42.8827 | 42.7433 | 41.7079 | 40.8722 | 40.195 | 39.6537 | 39.1515 | 38.661 | 38.2272 | 37.8056 | 37.4161 | 37.0495 | 36.7214 | 36.4462 | 36.2302 | 36.0613 | 35.9656 | 35.9081
Manchester University |  | 0.46456 | 0.72816 | 2.1517 | 5.2869 | 9.7172 | 15.5579 | 23.3724 | 31.9495 | 43.1611 | 54.9063 | 67.975 | 84.2942 | 100.2433 | 114.6817 | 129.7244 | 143.0211 | 155.0673 | 166.3368 | 176.5603 | 184.6487 | 192.6731 | 198.6054 | 201.873 | 204.5016 | 206.4525 | 206.9935 | 208.3695 | 208.5775 | 208.9127 | 209.3943 | 209.9775 | 209.7524 |  | 0.46088 | 0.67884 | 1.545 | 3.2985 | 5.7636 | 8.9735 | 13.0538 | 17.4464 | 23.3761 | 29.6475 | 36.677 | 44.5259 | 52.5092 | 59.9128 | 68.3109 | 76.1696 | 83.9112 | 92.2498 | 100.8042 | 108.8878 | 117.8947 | 127.9647 | 135.8896 | 143.4763 | 150.5365 | 156.2794 | 162.6431 | 167.6036 | 172.296 | 176.7162 | 180.662 | 183.3648 |  | 0.46088 | 0.6821 | 1.6047 | 3.8448 | 7.2292 | 11.7675 | 17.7859 | 24.3427 | 32.9118 | 42.0618 | 52.3866 | 64.2032 | 75.6339 | 86.1161 | 97.3947 | 107.8791 | 120.6176 | 132.6604 | 143.7733 | 152.8827 | 162.0714 | 169.3871 | 174.3316 | 178.762 | 182.5454 | 184.9588 | 187.9982 | 189.6803 | 191.1715 | 192.5416 | 193.6109 | 193.6802 |  | 0.46456 | 0.72816 | 2.1517 | 5.2869 | 9.7172 | 15.5579 | 23.3724 | 31.9495 | 43.1611 | 54.9063 | 67.975 | 84.2942 | 100.2433 | 114.6817 | 129.7244 | 143.0211 | 155.0673 | 166.3368 | 176.5603 | 184.6487 | 192.6731 | 198.6054 | 201.873 | 204.5016 | 206.4525 | 206.9935 | 208.3695 | 208.5775 | 208.9127 | 209.3943 | 209.9775 | 209.7524 |  | 0.46456 | 0.72801 | 2.1505 | 5.2839 | 9.7123 | 15.5493 | 23.2284 | 31.5959 | 42.6448 | 54.1958 | 67.1608 | 83.0303 | 98.5205 | 112.5421 | 127.1855 | 140.1151 | 152.2141 | 163.5006 | 173.7889 | 181.9393 | 190.096 | 196.1792 | 199.6617 | 202.5223 | 204.7372 | 205.5204 | 207.1408 | 207.5609 | 208.088 | 208.7333 | 209.4566 | 209.336
Marple |  | 18.5033 | 28.066 | 75.333 | 167.6814 | 285.105 | 425.7922 | 597.7476 | 786.7336 | 1033.8651 | 1292.6476 | 1580.6096 | 1941.6922 | 2294.1902 | 2613.0541 | 2944.7103 | 3237.3931 | 3500.4834 | 3746.8879 | 3970.547 | 4147.4826 | 4323.0319 | 4452.4833 | 4523.3651 | 4580.1942 | 4622.1615 | 4633.1429 | 4662.5916 | 4666.4446 | 4673.2307 | 4683.3495 | 4695.8708 | 4690.6889 |  | 18.3567 | 26.1734 | 54.2353 | 105.6939 | 171.3565 | 249.0865 | 339.0103 | 435.8151 | 566.4959 | 704.7099 | 859.629 | 1032.6058 | 1208.5461 | 1371.7086 | 1556.7913 | 1729.9852 | 1900.5971 | 2084.3678 | 2272.8926 | 2451.0431 | 2649.5413 | 2871.4682 | 3046.1222 | 3213.3212 | 3368.917 | 3495.4809 | 3635.7265 | 3745.0501 | 3848.4634 | 3945.8772 | 4032.8363 | 4092.4023 |  | 18.3567 | 26.2975 | 56.2489 | 121.9955 | 212.1502 | 322.0895 | 454.9077 | 599.4037 | 788.0801 | 989.6491 | 1217.2072 | 1477.5947 | 1729.7452 | 1961.0427 | 2209.8054 | 2441.0042 | 2722.5582 | 2988.4567 | 3233.6807 | 3434.6446 | 3637.2136 | 3798.0292 | 3906.6663 | 4003.9934 | 4087.0857 | 4140.0105 | 4206.7217 | 4243.5325 | 4276.1392 | 4306.0778 | 4329.4014 | 4330.7138 |  | 18.5033 | 28.066 | 75.333 | 167.6814 | 285.105 | 425.7922 | 597.7476 | 786.7336 | 1033.8651 | 1292.6476 | 1580.6096 | 1941.6922 | 2294.1902 | 2613.0541 | 2944.7103 | 3237.3931 | 3500.4834 | 3746.8879 | 3970.547 | 4147.4826 | 4323.0319 | 4452.4833 | 4523.3651 | 4580.1942 | 4622.1615 | 4633.1429 | 4662.5916 | 4666.4446 | 4673.2307 | 4683.3495 | 4695.8708 | 4690.6889 |  | 18.5033 | 28.0599 | 75.2902 | 167.5662 | 284.9271 | 425.4741 | 593.8421 | 777.7308 | 1021.085 | 1275.2778 | 1560.7177 | 1911.2585 | 2253.3139 | 2562.6999 | 2885.4022 | 3169.9168 | 3434.3785 | 3681.3364 | 3906.6192 | 4085.0781 | 4263.7512 | 4396.7786 | 4472.6337 | 4534.815 | 4582.8363 | 4599.3705 | 4634.4175 | 4643.1317 | 4654.3184 | 4668.2008 | 4683.9435 | 4681.1759
Marton |  | 36.9678 | 56.2938 | 152.9519 | 345.1218 | 593.6374 | 896.3899 | 1272.7736 | 1686.3281 | 2227.0797 | 2793.3729 | 3423.5101 | 4213.0175 | 4983.9231 | 5681.3748 | 6407.0439 | 7047.641 | 7624.3506 | 8164.3647 | 8654.4767 | 9042.2085 | 9426.8957 | 9710.7084 | 9866.2936 | 9991.115 | 10083.3851 | 10107.8156 | 10172.6282 | 10181.3707 | 10196.476 | 10218.8289 | 10246.3692 | 10235.125 |  | 36.6748 | 52.4956 | 110.0778 | 217.22 | 356.0734 | 523.1846 | 719.9549 | 931.7824 | 1217.737 | 1520.1754 | 1859.1681 | 2237.6744 | 2622.6651 | 2979.6959 | 3384.6921 | 3763.6734 | 4137.005 | 4539.1303 | 4951.6585 | 5341.4858 | 5775.8376 | 6261.456 | 6643.6324 | 7009.4957 | 7349.969 | 7626.915 | 7933.7991 | 8173.0199 | 8399.3081 | 8612.4679 | 8802.7512 | 8933.0929 |  | 36.6748 | 52.7449 | 114.1865 | 251.0753 | 441.7189 | 678.061 | 968.615 | 1284.8019 | 1697.7355 | 2138.8424 | 2636.7769 | 3206.568 | 3758.2206 | 4264.222 | 4808.4771 | 5314.3248 | 5930.0711 | 6511.6977 | 7048.1613 | 7487.8206 | 7931.0522 | 8283.1229 | 8520.9832 | 8734.0868 | 8916.0304 | 9031.9524 | 9178.0456 | 9258.7054 | 9330.1646 | 9395.785 | 9446.9242 | 9449.8882 |  | 36.9678 | 56.2938 | 152.9519 | 345.1218 | 593.6374 | 896.3899 | 1272.7736 | 1686.3281 | 2227.0797 | 2793.3729 | 3423.5101 | 4213.0175 | 4983.9231 | 5681.3748 | 6407.0439 | 7047.641 | 7624.3506 | 8164.3647 | 8654.4767 | 9042.2085 | 9426.8957 | 9710.7084 | 9866.2936 | 9991.115 | 10083.3851 | 10107.8156 | 10172.6282 | 10181.3707 | 10196.476 | 10218.8289 | 10246.3692 | 10235.125 |  | 36.9678 | 56.2817 | 152.8653 | 344.8903 | 593.2779 | 895.7488 | 1264.5397 | 1667.1443 | 2199.7116 | 2756.0932 | 3380.8138 | 4147.5224 | 4895.7166 | 5572.5544 | 6278.6948 | 6901.4525 | 7481.0742 | 8022.2233 | 8515.8053 | 8906.8029 | 9298.2365 | 9589.7679 | 9756.1341 | 9892.5658 | 9997.9827 | 10034.4728 | 10111.4449 | 10130.7452 | 10155.407 | 10185.9288 | 10220.4605 | 10214.4518
Maryport |  | 19.4129 | 30.9205 | 95.3658 | 243.4779 | 459.6437 | 752.0529 | 1151.8318 | 1590.4957 | 2163.8435 | 2764.5432 | 3432.9124 | 4266.7399 | 5081.8686 | 5819.9108 | 6589.1431 | 7269.3343 | 7886.646 | 8464.0077 | 8987.715 | 9402.0617 | 9813.1169 | 10117.1774 | 10284.8834 | 10419.8878 | 10520.1983 | 10548.3608 | 10619.1906 | 10630.2128 | 10647.6706 | 10672.5613 | 10702.5608 | 10691.1706 |  | 19.259 | 28.8215 | 68.3996 | 151.3382 | 271.4473 | 431.9335 | 640.6047 | 865.2437 | 1168.4932 | 1489.2234 | 1848.7188 | 2250.1176 | 2658.3931 | 3037.0175 | 3466.5083 | 3868.4109 | 4264.3219 | 4690.7683 | 5128.2467 | 5541.6512 | 6002.2732 | 6517.2623 | 6922.5532 | 7310.5444 | 7671.6098 | 7965.3059 | 8290.7507 | 8544.4399 | 8784.4142 | 9010.4662 | 9212.258 | 9350.483 |  | 19.259 | 28.9611 | 71.0859 | 177.0361 | 341.9325 | 568.8148 | 876.5058 | 1211.828 | 1650.15 | 2118.1343 | 2646.1505 | 3250.4806 | 3834.9302 | 4370.8528 | 4947.5459 | 5483.6543 | 6134.6879 | 6750.3114 | 7318.4715 | 7784.2261 | 8254.1075 | 8628.4584 | 8881.5 | 9108.2421 | 9301.8753 | 9425.4402 | 9581.023 | 9667.1836 | 9743.5811 | 9813.7826 | 9868.5915 | 9872.2541 |  | 19.4129 | 30.9205 | 95.3658 | 243.4779 | 459.6437 | 752.0529 | 1151.8318 | 1590.4957 | 2163.8435 | 2764.5432 | 3432.9124 | 4266.7399 | 5081.8686 | 5819.9108 | 6589.1431 | 7269.3343 | 7886.646 | 8464.0077 | 8987.715 | 9402.0617 | 9813.1169 | 10117.1774 | 10284.8834 | 10419.8878 | 10520.1983 | 10548.3608 | 10619.1906 | 10630.2128 | 10647.6706 | 10672.5613 | 10702.5608 | 10691.1706 |  | 19.4129 | 30.9145 | 95.3132 | 243.3487 | 459.4293 | 751.6813 | 1144.8553 | 1573.0511 | 2138.1774 | 2729.1048 | 3392.3032 | 4203.4636 | 4995.2898 | 5712.1768 | 6461.0595 | 7122.5253 | 7742.4253 | 8320.5641 | 8847.4856 | 9264.9158 | 9682.6254 | 9994.2737 | 10172.8417 | 10319.5892 | 10433.2757 | 10473.7167 | 10556.9324 | 10578.7037 | 10605.8865 | 10639.0662 | 10676.1569 | 10670.0511
Medipark |  | 0 | 0 | 0 | 0 | 0 | 0 | 0 | 0 | 0 | 0 | 0 | 0 | 0 | 0 | 0 | 0 | 0 | 0 | 0 | 0 | 0 | 0 | 0 | 0 | 0 | 0 | 0 | 0 | 0 | 0 | 0 | 0 |  | 0 | 0 | 0 | 0 | 0 | 0 | 0 | 0 | 0 | 0 | 0 | 0 | 0 | 0 | 0 | 0 | 0 | 0 | 0 | 0 | 0 | 0 | 0 | 0 | 0 | 0 | 0 | 0 | 0 | 0 | 0 | 0 |  | 0 | 0 | 0 | 0 | 0 | 0 | 0 | 0 | 0 | 0 | 0 | 0 | 0 | 0 | 0 | 0 | 0 | 0 | 0 | 0 | 0 | 0 | 0 | 0 | 0 | 0 | 0 | 0 | 0 | 0 | 0 | 0 |  | 0 | 0 | 0 | 0 | 0 | 0 | 0 | 0 | 0 | 0 | 0 | 0 | 0 | 0 | 0 | 0 | 0 | 0 | 0 | 0 | 0 | 0 | 0 | 0 | 0 | 0 | 0 | 0 | 0 | 0 | 0 | 0 |  | 0 | 0 | 0 | 0 | 0 | 0 | 0 | 0 | 0 | 0 | 0 | 0 | 0 | 0 | 0 | 0 | 0 | 0 | 0 | 0 | 0 | 0 | 0 | 0 | 0 | 0 | 0 | 0 | 0 | 0 | 0 | 0
Melling |  | 6.5898 | 9.8945 | 25.7107 | 55.091 | 90.542 | 130.7274 | 176.9409 | 227.78 | 294.2801 | 363.8932 | 441.3601 | 538.7893 | 633.8251 | 719.7456 | 809.0049 | 887.6825 | 958.0015 | 1023.9154 | 1083.7695 | 1131.1166 | 1178.0959 | 1212.6741 | 1231.5242 | 1246.5997 | 1257.6908 | 1260.4618 | 1268.2143 | 1269.1083 | 1270.817 | 1273.4429 | 1276.7472 | 1275.3095 |  | 6.5376 | 9.2282 | 18.5279 | 34.8714 | 54.7481 | 77.0239 | 101.218 | 127.2636 | 162.4235 | 199.6102 | 241.2914 | 287.8312 | 335.1682 | 379.0674 | 428.8642 | 475.4623 | 521.3658 | 570.8096 | 621.5325 | 669.4642 | 722.8705 | 782.5803 | 829.5713 | 874.5565 | 916.4198 | 950.4721 | 988.2054 | 1017.6191 | 1045.4426 | 1071.652 | 1095.0485 | 1111.0748 |  | 6.5376 | 9.2717 | 19.2057 | 40.0883 | 67.3799 | 98.8935 | 134.6639 | 173.5399 | 224.2699 | 278.4862 | 339.7139 | 409.7653 | 477.6531 | 539.9396 | 606.9087 | 669.1403 | 745.052 | 816.6886 | 882.7276 | 936.8376 | 991.352 | 1034.5394 | 1063.7037 | 1089.8286 | 1112.1289 | 1126.317 | 1144.2126 | 1154.0659 | 1162.7886 | 1170.7938 | 1177.0221 | 1177.3329 |  | 6.5898 | 9.8945 | 25.7107 | 55.091 | 90.542 | 130.7274 | 176.9409 | 227.78 | 294.2801 | 363.8932 | 441.3601 | 538.7893 | 633.8251 | 719.7456 | 809.0049 | 887.6825 | 958.0015 | 1023.9154 | 1083.7695 | 1131.1166 | 1178.0959 | 1212.6741 | 1231.5242 | 1246.5997 | 1257.6908 | 1260.4618 | 1268.2143 | 1269.1083 | 1270.817 | 1273.4429 | 1276.7472 | 1275.3095 |  | 6.5898 | 9.8923 | 25.696 | 55.0506 | 90.4806 | 130.6167 | 175.7471 | 225.1217 | 290.5682 | 358.8863 | 435.6279 | 530.0978 | 622.2603 | 705.5734 | 792.3942 | 868.8585 | 939.5872 | 1005.6847 | 1066.0135 | 1113.8015 | 1161.6619 | 1197.2509 | 1217.4856 | 1234.0475 | 1246.8135 | 1251.12 | 1260.4202 | 1262.6586 | 1265.5846 | 1269.2536 | 1273.4508 | 1272.6845
Mereside |  | 13.3459 | 20.4794 | 56.9514 | 131.7661 | 231.3547 | 356.0274 | 515.1989 | 690.0211 | 918.5862 | 1157.9785 | 1424.3537 | 1757.6861 | 2083.274 | 2377.9059 | 2684.6113 | 2955.4921 | 3199.9287 | 3428.7348 | 3636.3624 | 3800.6228 | 3963.5889 | 4083.9128 | 4149.9916 | 4203.0575 | 4242.3439 | 4252.9306 | 4280.5688 | 4284.466 | 4291.0169 | 4300.6022 | 4312.335 | 4307.6436 |  | 13.2401 | 19.0962 | 40.9603 | 82.714 | 138.2801 | 206.9905 | 290.166 | 379.7063 | 500.5803 | 628.4222 | 771.7156 | 931.7117 | 1094.4487 | 1245.3669 | 1416.5603 | 1576.7571 | 1734.5657 | 1904.5456 | 2078.9228 | 2243.7042 | 2427.3064 | 2632.5791 | 2794.1265 | 2948.7782 | 3092.6975 | 3209.7636 | 3339.4847 | 3440.6042 | 3536.2571 | 3626.3605 | 3706.794 | 3761.8899 |  | 13.2401 | 19.1871 | 42.5046 | 95.8487 | 172.1388 | 269.3042 | 392.0722 | 525.727 | 700.3232 | 886.8036 | 1097.2785 | 1338.1402 | 1571.2604 | 1785.0705 | 2015.0739 | 2228.8591 | 2488.9122 | 2734.6319 | 2961.3107 | 3147.0992 | 3334.4367 | 3483.372 | 3584.008 | 3674.1741 | 3751.1613 | 3800.2348 | 3862.0643 | 3896.2312 | 3926.5083 | 3954.3168 | 3976 | 3977.3127 |  | 13.3459 | 20.4794 | 56.9514 | 131.7661 | 231.3547 | 356.0274 | 515.1989 | 690.0211 | 918.5862 | 1157.9785 | 1424.3537 | 1757.6861 | 2083.274 | 2377.9059 | 2684.6113 | 2955.4921 | 3199.9287 | 3428.7348 | 3636.3624 | 3800.6228 | 3963.5889 | 4083.9128 | 4149.9916 | 4203.0575 | 4242.3439 | 4252.9306 | 4280.5688 | 4284.466 | 4291.0169 | 4300.6022 | 4312.335 | 4307.6436 |  | 13.3459 | 20.4751 | 56.9194 | 131.6816 | 231.222 | 355.7919 | 511.9207 | 682.2461 | 907.4045 | 1142.6922 | 1406.8439 | 1730.7133 | 2046.7911 | 2332.7907 | 2631.2828 | 2894.645 | 3140.255 | 3369.4917 | 3578.5325 | 3744.1295 | 3909.8897 | 4033.4075 | 4103.9776 | 4161.8857 | 4206.664 | 4222.2895 | 4255.0089 | 4263.3174 | 4273.8607 | 4286.856 | 4301.5068 | 4298.9976
Middleton Junction |  | 27.8343 | 43.1361 | 123.4739 | 294.2363 | 528.6705 | 830.3242 | 1225.3678 | 1659.0957 | 2226.0951 | 2820.0253 | 3480.8858 | 4306.9086 | 5113.9924 | 5844.4962 | 6605.2895 | 7277.5217 | 7885.4495 | 8454.3246 | 8970.4644 | 9378.8076 | 9783.9234 | 10083.2465 | 10247.8985 | 10380.2473 | 10478.3651 | 10505.2295 | 10574.3538 | 10584.4888 | 10601.1238 | 10625.2192 | 10654.5377 | 10643.0415 |  | 27.6137 | 40.2187 | 88.7334 | 184.1392 | 314.7551 | 480.7539 | 687.0973 | 909.2303 | 1209.0968 | 1526.2491 | 1881.734 | 2278.655 | 2682.3758 | 3056.7765 | 3481.4761 | 3878.8951 | 4270.3895 | 4692.0786 | 5124.6766 | 5533.4693 | 5988.9527 | 6498.1968 | 6898.9664 | 7282.6293 | 7639.6668 | 7930.0864 | 8251.9007 | 8502.7599 | 8740.0571 | 8963.5873 | 9163.128 | 9299.811 |  | 27.6137 | 40.4112 | 92.1191 | 214.0046 | 393.3318 | 628.0509 | 932.4997 | 1264.0759 | 1697.3276 | 2160.0044 | 2682.1451 | 3279.6997 | 3857.8771 | 4388.1191 | 4958.5879 | 5488.8612 | 6133.4848 | 6742.7559 | 7304.9049 | 7765.6801 | 8230.3883 | 8600.1325 | 8850.0042 | 9073.8896 | 9265.0635 | 9386.9742 | 9540.536 | 9625.4638 | 9700.74 | 9769.8911 | 9823.8369 | 9827.2319 |  | 27.8343 | 43.1361 | 123.4739 | 294.2363 | 528.6705 | 830.3242 | 1225.3678 | 1659.0957 | 2226.0951 | 2820.0253 | 3480.8858 | 4306.9086 | 5113.9924 | 5844.4962 | 6605.2895 | 7277.5217 | 7885.4495 | 8454.3246 | 8970.4644 | 9378.8076 | 9783.9234 | 10083.2465 | 10247.8985 | 10380.2473 | 10478.3651 | 10505.2295 | 10574.3538 | 10584.4888 | 10601.1238 | 10625.2192 | 10654.5377 | 10643.0415 |  | 27.8343 | 43.1273 | 123.4047 | 294.0577 | 528.3856 | 829.8222 | 1217.703 | 1640.5802 | 2199.25 | 2783.1945 | 3438.6915 | 4241.6408 | 5025.3406 | 5734.6172 | 6475.1308 | 7128.7622 | 7739.4676 | 8309.2973 | 8828.8187 | 9240.3768 | 9652.291 | 9959.3782 | 10135.0202 | 10279.2297 | 10390.8213 | 10430.05 | 10511.6442 | 10532.6036 | 10559.0338 | 10591.489 | 10627.9606 | 10621.8067
Midway |  | 18.1182 | 27.3623 | 72.441 | 158.7136 | 266.1543 | 392.1711 | 542.7588 | 708.3183 | 924.8385 | 1151.5403 | 1403.8095 | 1720.4813 | 2029.5331 | 2309.0403 | 2599.6327 | 2855.9674 | 3085.9068 | 3301.3278 | 3496.8925 | 3651.5991 | 3805.0972 | 3918.2113 | 3980.0489 | 4029.5824 | 4066.1125 | 4075.5159 | 4101.1135 | 4104.3203 | 4110.1268 | 4118.8775 | 4129.7708 | 4125.1795 |  | 17.9746 | 25.5182 | 52.1742 | 100.2142 | 160.3569 | 230.0682 | 308.8496 | 393.6594 | 508.1477 | 629.2356 | 764.9588 | 916.5022 | 1070.6418 | 1213.587 | 1375.7362 | 1527.4698 | 1676.9414 | 1837.9412 | 2003.106 | 2159.182 | 2333.0844 | 2527.5125 | 2680.5253 | 2827.0068 | 2963.3228 | 3074.2043 | 3197.0722 | 3292.8495 | 3383.449 | 3468.7923 | 3544.9764 | 3597.1616 |  | 17.9746 | 25.639 | 54.0993 | 115.4795 | 198.0564 | 296.6629 | 413.0657 | 539.6561 | 704.9139 | 881.4875 | 1080.8524 | 1308.9679 | 1529.9294 | 1732.6327 | 1950.6176 | 2153.2009 | 2400.0561 | 2633.1211 | 2848.0318 | 3024.1423 | 3201.6263 | 3342.4202 | 3437.5196 | 3522.7146 | 3595.4449 | 3641.751 | 3700.133 | 3732.3226 | 3760.8296 | 3786.9995 | 3807.3776 | 3808.4773 |  | 18.1182 | 27.3623 | 72.441 | 158.7136 | 266.1543 | 392.1711 | 542.7588 | 708.3183 | 924.8385 | 1151.5403 | 1403.8095 | 1720.4813 | 2029.5331 | 2309.0403 | 2599.6327 | 2855.9674 | 3085.9068 | 3301.3278 | 3496.8925 | 3651.5991 | 3805.0972 | 3918.2113 | 3980.0489 | 4029.5824 | 4066.1125 | 4075.5159 | 4101.1135 | 4104.3203 | 4110.1268 | 4118.8775 | 4129.7708 | 4125.1795 |  | 18.1182 | 27.3563 | 72.3997 | 158.6015 | 265.9824 | 391.8627 | 539.168 | 700.1516 | 913.3183 | 1135.928 | 1385.9324 | 1693.223 | 1993.0506 | 2264.1863 | 2546.8995 | 2796.0596 | 3027.2487 | 3243.1956 | 3440.2276 | 3596.3054 | 3752.5885 | 3868.8931 | 3935.1428 | 3989.4202 | 4031.3087 | 4045.626 | 4076.1773 | 4083.6861 | 4093.3875 | 4105.4714 | 4119.2181 | 4116.7677
Milnrow |  | 27.3412 | 42.0553 | 117.7811 | 274.5229 | 484.8476 | 750.0744 | 1091.0314 | 1465.4759 | 1955.0153 | 2467.7612 | 3038.2976 | 3752.0215 | 4449.2224 | 5080.1721 | 5737.0606 | 6317.2928 | 6841.1926 | 7331.5493 | 7776.4995 | 8128.5149 | 8477.7545 | 8735.6608 | 8877.3603 | 8991.1836 | 9075.4826 | 9098.299 | 9157.6269 | 9166.0842 | 9180.2054 | 9200.8099 | 9225.9894 | 9215.9748 |  | 27.1245 | 39.2139 | 84.6932 | 172.1945 | 289.5022 | 435.6167 | 613.764 | 805.5435 | 1064.4344 | 1338.2491 | 1645.1585 | 1987.8418 | 2336.3958 | 2659.6361 | 3026.3022 | 3369.4156 | 3707.4138 | 4071.4808 | 4444.966 | 4797.8989 | 5191.1423 | 5630.8003 | 5976.8063 | 6308.0432 | 6616.293 | 6867.028 | 7144.8676 | 7361.4479 | 7566.3194 | 7759.3051 | 7931.5794 | 8049.5852 |  | 27.1245 | 39.4009 | 87.8957 | 199.6858 | 360.7439 | 567.3628 | 830.2828 | 1116.5485 | 1490.5289 | 1889.9496 | 2340.7475 | 2856.6358 | 3355.9025 | 3813.8032 | 4306.3999 | 4764.2693 | 5321.1345 | 5847.3486 | 6332.8076 | 6730.7026 | 7131.9367 | 7450.9918 | 7666.5865 | 7859.7534 | 8024.6895 | 8129.836 | 8262.3049 | 8335.5235 | 8400.4105 | 8460.0099 | 8506.4877 | 8509.332 |  | 27.3412 | 42.0553 | 117.7811 | 274.5229 | 484.8476 | 750.0744 | 1091.0314 | 1465.4759 | 1955.0153 | 2467.7612 | 3038.2976 | 3752.0215 | 4449.2224 | 5080.1721 | 5737.0606 | 6317.2928 | 6841.1926 | 7331.5493 | 7776.4995 | 8128.5149 | 8477.7545 | 8735.6608 | 8877.3603 | 8991.1836 | 9075.4826 | 9098.299 | 9157.6269 | 9166.0842 | 9180.2054 | 9200.8099 | 9225.9894 | 9215.9748 |  | 27.3412 | 42.0465 | 117.7148 | 274.3493 | 484.5738 | 749.5894 | 1084.1203 | 1449.0055 | 1931.2769 | 2435.278 | 3001.088 | 3694.6385 | 4371.5198 | 4984.025 | 5623.3447 | 6187.4856 | 6713.8671 | 7205.1193 | 7653.0669 | 8007.9214 | 8363.1141 | 8627.8234 | 8779.1067 | 8903.2653 | 8999.2916 | 9032.8682 | 9103.0472 | 9120.9245 | 9143.571 | 9171.4555 | 9202.8647 | 9197.5071
Mintsfeet |  | 26.7294 | 41.0003 | 113.8843 | 263.1624 | 461.6003 | 709.7081 | 1026.0925 | 1373.592 | 1827.9202 | 2303.7671 | 2833.2496 | 3495.8613 | 4143.0683 | 4728.735 | 5338.3877 | 5876.8183 | 6362.6357 | 6817.3939 | 7230.0627 | 7556.5366 | 7880.4387 | 8119.5794 | 8250.8991 | 8356.3534 | 8434.4193 | 8455.4398 | 8510.3559 | 8518.0849 | 8531.0917 | 8550.1326 | 8573.4463 | 8564.1156 |  | 26.5175 | 38.2312 | 81.91 | 165.2173 | 275.9441 | 412.6925 | 578.0235 | 756.0059 | 996.2716 | 1250.3874 | 1535.2169 | 1853.2468 | 2176.725 | 2476.7106 | 2816.9978 | 3135.4268 | 3449.1086 | 3786.9837 | 4133.5995 | 4461.1415 | 4826.094 | 5234.1219 | 5555.2355 | 5862.6423 | 6148.7159 | 6381.4124 | 6639.2635 | 6840.2625 | 7030.3951 | 7209.4969 | 7369.3773 | 7478.8935 |  | 26.5175 | 38.4134 | 84.9965 | 191.4296 | 343.4534 | 536.8342 | 780.8689 | 1046.5391 | 1393.5862 | 1764.2579 | 2182.6267 | 2661.3954 | 3124.7825 | 3549.7874 | 4006.9783 | 4431.9303 | 4948.867 | 5437.3049 | 5887.89 | 6257.1935 | 6629.5726 | 6925.6065 | 7125.6363 | 7304.8551 | 7457.8783 | 7555.417 | 7678.311 | 7746.2195 | 7806.3961 | 7861.6659 | 7904.7605 | 7907.3646 |  | 26.7294 | 41.0003 | 113.8843 | 263.1624 | 461.6003 | 709.7081 | 1026.0925 | 1373.592 | 1827.9202 | 2303.7671 | 2833.2496 | 3495.8613 | 4143.0683 | 4728.735 | 5338.3877 | 5876.8183 | 6362.6357 | 6817.3939 | 7230.0627 | 7556.5366 | 7880.4387 | 8119.5794 | 8250.8991 | 8356.3534 | 8434.4193 | 8455.4398 | 8510.3559 | 8518.0849 | 8531.0917 | 8550.1326 | 8573.4463 | 8564.1156 |  | 26.7294 | 40.9917 | 113.8201 | 262.9933 | 461.3347 | 709.2369 | 1019.5585 | 1358.1079 | 1805.6597 | 2273.3405 | 2798.3971 | 3442.1834 | 4070.4791 | 4638.9799 | 5232.303 | 5755.7868 | 6243.9416 | 6699.5601 | 7115.0425 | 7444.1773 | 7773.6384 | 8019.1338 | 8159.3868 | 8274.4718 | 8363.46 | 8394.5016 | 8459.523 | 8476.0249 | 8496.9717 | 8522.7945 | 8551.9118 | 8546.9215
Monsall |  | 0.091369 | 0.15952 | 0.6037 | 1.7866 | 3.6856 | 6.4351 | 10.397 | 14.7413 | 20.4181 | 26.3672 | 32.9862 | 41.2254 | 49.2848 | 56.5849 | 64.2004 | 70.9401 | 77.082 | 82.8231 | 88.0291 | 92.1482 | 96.2344 | 99.261 | 100.9354 | 102.2857 | 103.2915 | 103.5819 | 104.294 | 104.412 | 104.5922 | 104.8447 | 105.1459 | 105.0358 |  | 0.090644 | 0.14856 | 0.43097 | 1.0959 | 2.1469 | 3.6508 | 5.7171 | 7.9415 | 10.9444 | 14.1203 | 17.6801 | 21.6549 | 25.6977 | 29.4469 | 33.6998 | 37.6796 | 41.6 | 45.8227 | 50.1548 | 54.2484 | 58.8096 | 63.9091 | 67.9224 | 71.7644 | 75.3397 | 78.248 | 81.4706 | 83.9827 | 86.359 | 88.5974 | 90.5956 | 91.9643 |  | 0.090644 | 0.14931 | 0.44905 | 1.2983 | 2.7412 | 4.8668 | 7.9114 | 11.2319 | 15.5743 | 20.2094 | 25.4378 | 31.4224 | 37.2069 | 42.5102 | 48.2183 | 53.5253 | 59.962 | 66.0521 | 71.6743 | 76.2838 | 80.9359 | 84.6478 | 87.1575 | 89.4066 | 91.3275 | 92.5543 | 94.0982 | 94.9546 | 95.7142 | 96.4125 | 96.9582 | 96.9971 |  | 0.091369 | 0.15952 | 0.6037 | 1.7866 | 3.6856 | 6.4351 | 10.397 | 14.7413 | 20.4181 | 26.3672 | 32.9862 | 41.2254 | 49.2848 | 56.5849 | 64.2004 | 70.9401 | 77.082 | 82.8231 | 88.0291 | 92.1482 | 96.2344 | 99.261 | 100.9354 | 102.2857 | 103.2915 | 103.5819 | 104.294 | 104.412 | 104.5922 | 104.8447 | 105.1459 | 105.0358 |  | 0.091369 | 0.15949 | 0.60338 | 1.7859 | 3.6844 | 6.433 | 10.3369 | 14.5833 | 20.1811 | 26.0371 | 32.6078 | 40.6303 | 48.4629 | 55.5572 | 62.973 | 69.5283 | 75.6933 | 81.4399 | 86.6753 | 90.823 | 94.9725 | 98.0712 | 99.8503 | 101.314 | 102.4494 | 102.8587 | 103.6908 | 103.9131 | 104.1875 | 104.5202 | 104.8899 | 104.8308
Monton |  | 21.3021 | 33.4722 | 99.5828 | 246.2246 | 454.5981 | 730.5609 | 1101.2209 | 1508.0327 | 2039.7882 | 2596.8663 | 3216.7088 | 3990.5933 | 4746.9647 | 5431.7091 | 6145.169 | 6775.854 | 7347.411 | 7882.0898 | 8367.1306 | 8750.8789 | 9131.5851 | 9413.0649 | 9568.1479 | 9692.9155 | 9785.5361 | 9811.2791 | 9876.6189 | 9886.5494 | 9902.5004 | 9925.387 | 9953.0771 | 9942.4246 |  | 21.1332 | 31.2041 | 71.4905 | 153.5233 | 269.4386 | 421.0659 | 614.5929 | 822.9289 | 1104.1701 | 1401.6235 | 1735.0286 | 2107.2961 | 2485.9411 | 2837.0871 | 3235.4078 | 3608.1424 | 3975.3204 | 4370.8176 | 4776.5461 | 5159.948 | 5587.1406 | 6064.7546 | 6440.6317 | 6800.4645 | 7135.3258 | 7407.707 | 7709.5328 | 7944.8106 | 8167.3689 | 8377.0152 | 8564.1621 | 8692.3554 |  | 21.1332 | 31.3543 | 74.2603 | 179.0568 | 338.198 | 552.573 | 838.0061 | 1148.9904 | 1555.4325 | 1989.4198 | 2479.1211 | 3039.5793 | 3581.7074 | 4078.8494 | 4613.769 | 5111.0251 | 5715.1359 | 6286.2775 | 6813.3285 | 7245.3638 | 7681.17 | 8028.1881 | 8262.7328 | 8472.8942 | 8652.3603 | 8766.8523 | 8911.0348 | 8990.8386 | 9061.5889 | 9126.5935 | 9177.3285 | 9180.6388 |  | 21.3021 | 33.4722 | 99.5828 | 246.2246 | 454.5981 | 730.5609 | 1101.2209 | 1508.0327 | 2039.7882 | 2596.8663 | 3216.7088 | 3990.5933 | 4746.9647 | 5431.7091 | 6145.169 | 6775.854 | 7347.411 | 7882.0898 | 8367.1306 | 8750.8789 | 9131.5851 | 9413.0649 | 9568.1479 | 9692.9155 | 9785.5361 | 9811.2791 | 9876.6189 | 9886.5494 | 9902.5004 | 9925.387 | 9953.0771 | 9942.4246 |  | 21.3021 | 33.4655 | 99.5275 | 246.0854 | 454.3714 | 730.1649 | 1094.4582 | 1491.371 | 2015.4253 | 2563.3172 | 3178.2686 | 3930.8794 | 4665.509 | 5330.516 | 6025.0432 | 6638.3296 | 7212.3704 | 7747.841 | 8235.9403 | 8622.6116 | 9009.5726 | 9298.189 | 9463.4409 | 9599.1943 | 9704.3145 | 9741.5299 | 9818.4416 | 9838.4156 | 9863.454 | 9894.0904 | 9928.4109 | 9922.7038
Moorside |  | 19.3414 | 29.172 | 76.9157 | 167.7079 | 280.0339 | 410.8695 | 566.0355 | 736.6486 | 959.786 | 1193.407 | 1453.3776 | 1779.8381 | 2098.411 | 2386.5095 | 2685.9889 | 2950.1245 | 3186.8936 | 3408.7359 | 3610.1402 | 3769.4652 | 3927.5469 | 4044.0116 | 4107.6462 | 4158.6036 | 4196.1663 | 4205.7806 | 4232.0891 | 4235.3345 | 4241.2698 | 4250.2476 | 4261.4468 | 4256.6971 |  | 19.1881 | 27.2064 | 55.4037 | 105.9495 | 168.8478 | 241.2548 | 322.4424 | 409.8427 | 527.828 | 652.6145 | 792.4833 | 948.6555 | 1107.5033 | 1254.8146 | 1421.9166 | 1578.2848 | 1732.3219 | 1898.2394 | 2068.4491 | 2229.2923 | 2408.5065 | 2608.8733 | 2766.5598 | 2917.5155 | 3057.9952 | 3172.2635 | 3298.8843 | 3397.5872 | 3490.954 | 3578.904 | 3657.4151 | 3711.1943 |  | 19.1881 | 27.335 | 57.4441 | 122.0265 | 208.3873 | 310.8096 | 430.7826 | 561.2393 | 731.5308 | 913.491 | 1118.9465 | 1354.0271 | 1581.757 | 1790.6748 | 2015.3342 | 2224.1166 | 2478.5779 | 2718.8018 | 2940.3022 | 3121.8086 | 3304.7191 | 3449.7801 | 3547.7573 | 3635.5293 | 3710.4579 | 3758.157 | 3818.3001 | 3851.4519 | 3880.8088 | 3907.7573 | 3928.7383 | 3929.8539 |  | 19.3414 | 29.172 | 76.9157 | 167.7079 | 280.0339 | 410.8695 | 566.0355 | 736.6486 | 959.786 | 1193.407 | 1453.3776 | 1779.8381 | 2098.411 | 2386.5095 | 2685.9889 | 2950.1245 | 3186.8936 | 3408.7359 | 3610.1402 | 3769.4652 | 3927.5469 | 4044.0116 | 4107.6462 | 4158.6036 | 4196.1663 | 4205.7806 | 4232.0891 | 4235.3345 | 4241.2698 | 4250.2476 | 4261.4468 | 4256.6971 |  | 19.3414 | 29.1656 | 76.8718 | 167.5884 | 279.8511 | 410.5413 | 562.2756 | 728.1344 | 947.8004 | 1177.1793 | 1434.7964 | 1751.538 | 2060.5785 | 2340.026 | 2631.3734 | 2888.1086 | 3126.1825 | 3348.5812 | 3551.5135 | 3712.2643 | 3873.2329 | 3993.0059 | 4061.2067 | 4117.0722 | 4160.1761 | 4174.8717 | 4206.3024 | 4213.9964 | 4223.9592 | 4236.3848 | 4250.5355 | 4248.0012
Morton Park & Pirelli |  | 21.1432 | 34.0506 | 108.0085 | 282.3173 | 541.3364 | 896.5453 | 1387.6108 | 1926.3592 | 2630.4884 | 3368.2454 | 4189.1044 | 5212.6831 | 6213.4374 | 7119.6301 | 8064.3008 | 8899.7782 | 9658.6957 | 10368.4084 | 11012.1267 | 11521.4286 | 12026.6796 | 12400.525 | 12606.8588 | 12773.0205 | 12896.55 | 12931.4446 | 13018.7184 | 13032.4939 | 13054.1305 | 13084.861 | 13121.8126 | 13107.8967 |  | 20.9756 | 31.7358 | 77.413 | 175.0888 | 318.8973 | 513.7134 | 769.9882 | 1045.8736 | 1418.3025 | 1812.2002 | 2253.7062 | 2746.6751 | 3248.0893 | 3713.0883 | 4240.5578 | 4734.1453 | 5220.3745 | 5744.105 | 6281.3841 | 6789.0975 | 7354.8 | 7987.2722 | 8485.0211 | 8961.5236 | 9404.958 | 9765.6541 | 10165.3418 | 10476.9045 | 10771.6235 | 11049.2441 | 11297.0702 | 11466.828 |  | 20.9756 | 31.8902 | 80.4845 | 205.2577 | 402.6888 | 678.0905 | 1055.9147 | 1467.7348 | 2006.1064 | 2580.8777 | 3229.3443 | 3971.5491 | 4689.2503 | 5347.3385 | 6055.5257 | 6713.8895 | 7513.1754 | 8269.0785 | 8966.7493 | 9538.6876 | 10115.7404 | 10575.6255 | 10886.5012 | 11165.0716 | 11402.9712 | 11554.8108 | 11745.9755 | 11851.8765 | 11945.7864 | 12032.0863 | 12099.4772 | 12104.0461 |  | 21.1432 | 34.0506 | 108.0085 | 282.3173 | 541.3364 | 896.5453 | 1387.6108 | 1926.3592 | 2630.4884 | 3368.2454 | 4189.1044 | 5212.6831 | 6213.4374 | 7119.6301 | 8064.3008 | 8899.7782 | 9658.6957 | 10368.4084 | 11012.1267 | 11521.4286 | 12026.6796 | 12400.525 | 12606.8588 | 12773.0205 | 12896.55 | 12931.4446 | 13018.7184 | 13032.4939 | 13054.1305 | 13084.861 | 13121.8126 | 13107.8967 |  | 21.1432 | 34.0442 | 107.9493 | 282.1745 | 541.0958 | 896.1311 | 1379.2822 | 1905.3303 | 2599.4249 | 3325.281 | 4139.8677 | 5135.8144 | 6108.057 | 6988.3645 | 7908.0926 | 8720.599 | 9482.6271 | 10193.236 | 10840.8381 | 11353.8752 | 11867.2306 | 12250.3131 | 12469.9091 | 12650.4152 | 12790.295 | 12840.1995 | 12942.6155 | 12969.5311 | 13003.0554 | 13043.915 | 13089.5313 | 13082.0689
Mosley Rd |  | 0 | 0 | 0 | 0 | 0 | 0 | 0 | 0 | 0 | 0 | 0 | 0 | 0 | 0 | 0 | 0 | 0 | 0 | 0 | 0 | 0 | 0 | 0 | 0 | 0 | 0 | 0 | 0 | 0 | 0 | 0 | 0 |  | 0 | 0 | 0 | 0 | 0 | 0 | 0 | 0 | 0 | 0 | 0 | 0 | 0 | 0 | 0 | 0 | 0 | 0 | 0 | 0 | 0 | 0 | 0 | 0 | 0 | 0 | 0 | 0 | 0 | 0 | 0 | 0 |  | 0 | 0 | 0 | 0 | 0 | 0 | 0 | 0 | 0 | 0 | 0 | 0 | 0 | 0 | 0 | 0 | 0 | 0 | 0 | 0 | 0 | 0 | 0 | 0 | 0 | 0 | 0 | 0 | 0 | 0 | 0 | 0 |  | 0 | 0 | 0 | 0 | 0 | 0 | 0 | 0 | 0 | 0 | 0 | 0 | 0 | 0 | 0 | 0 | 0 | 0 | 0 | 0 | 0 | 0 | 0 | 0 | 0 | 0 | 0 | 0 | 0 | 0 | 0 | 0 |  | 0 | 0 | 0 | 0 | 0 | 0 | 0 | 0 | 0 | 0 | 0 | 0 | 0 | 0 | 0 | 0 | 0 | 0 | 0 | 0 | 0 | 0 | 0 | 0 | 0 | 0 | 0 | 0 | 0 | 0 | 0 | 0
Moss Lane |  | 66.9888 | 101.5318 | 271.8779 | 603.5314 | 1023.7806 | 1525.5391 | 2136.5969 | 2808.211 | 3686.4765 | 4606.1304 | 5629.4853 | 6912.9179 | 8165.7785 | 9299.0593 | 10477.7229 | 11517.8092 | 12452.4261 | 13327.8095 | 14122.4055 | 14751.0041 | 15374.6801 | 15834.5339 | 16086.2658 | 16288.0616 | 16437.0524 | 16475.9379 | 16580.4627 | 16594.0464 | 16618.0735 | 16653.9601 | 16698.4091 | 16679.9601 |  | 66.4578 | 94.6858 | 195.7497 | 380.533 | 615.5743 | 892.8531 | 1212.425 | 1556.4511 | 2020.8659 | 2512.052 | 3062.6053 | 3677.3321 | 4302.5903 | 4882.439 | 5540.1877 | 6155.6861 | 6762.0086 | 7415.0948 | 8085.076 | 8718.1892 | 9423.614 | 10212.3001 | 10832.9875 | 11427.181 | 11980.1389 | 12429.923 | 12928.3293 | 13316.8445 | 13684.356 | 14030.5458 | 14339.5823 | 14551.2685 |  | 66.4578 | 95.1346 | 203.0093 | 439.1005 | 761.8128 | 1153.9943 | 1626.0321 | 2139.5427 | 2810.0373 | 3526.363 | 4335.0634 | 5260.4261 | 6156.5567 | 6978.5863 | 7862.6717 | 8684.3291 | 9685.0402 | 10630.0665 | 11501.5927 | 12215.8114 | 12935.7129 | 13507.1597 | 13893.186 | 14239.0213 | 14534.2727 | 14722.3183 | 14959.3565 | 15090.1364 | 15205.976 | 15312.334 | 15395.186 | 15399.8174 |  | 66.9888 | 101.5318 | 271.8779 | 603.5314 | 1023.7806 | 1525.5391 | 2136.5969 | 2808.211 | 3686.4765 | 4606.1304 | 5629.4853 | 6912.9179 | 8165.7785 | 9299.0593 | 10477.7229 | 11517.8092 | 12452.4261 | 13327.8095 | 14122.4055 | 14751.0041 | 15374.6801 | 15834.5339 | 16086.2658 | 16288.0616 | 16437.0524 | 16475.9379 | 16580.4627 | 16594.0464 | 16618.0735 | 16653.9601 | 16698.4091 | 16679.9601 |  | 66.9888 | 101.5097 | 271.7234 | 603.1145 | 1023.138 | 1524.3896 | 2122.6079 | 2776.0366 | 3640.8494 | 4544.1467 | 5558.503 | 6804.3779 | 8020.0785 | 9119.6329 | 10266.4536 | 11277.4995 | 12217.0214 | 13094.398 | 13894.7932 | 14528.8291 | 15163.6374 | 15636.237 | 15905.6785 | 16126.5305 | 16297.0714 | 16355.7221 | 16480.1738 | 16511.0613 | 16550.7527 | 16600.0376 | 16655.9549 | 16646.1027
Moss Nook Primary |  | 35.7871 | 54.1204 | 143.9098 | 316.902 | 533.813 | 790.0327 | 1098.55 | 1437.7005 | 1881.229 | 2345.6319 | 2862.4067 | 3510.8701 | 4143.7932 | 4716.2492 | 5311.4979 | 5836.6497 | 6308.0581 | 6749.6565 | 7150.5306 | 7467.6551 | 7782.3 | 8014.2178 | 8141.0723 | 8242.7171 | 8317.7129 | 8337.1267 | 8389.7035 | 8396.3899 | 8408.381 | 8426.3862 | 8448.754 | 8439.3846 |  | 35.5035 | 50.4724 | 103.635 | 199.9853 | 321.3652 | 463.0446 | 624.4261 | 798.1567 | 1032.6828 | 1280.7282 | 1558.7535 | 1869.186 | 2184.9368 | 2477.7561 | 2809.9144 | 3120.7365 | 3426.9249 | 3756.7286 | 4095.0642 | 4414.7817 | 4771.016 | 5169.2967 | 5482.7393 | 5782.8026 | 6062.0423 | 6289.18 | 6540.8714 | 6737.0688 | 6922.6594 | 7097.4827 | 7253.5438 | 7360.4438 |  | 35.5035 | 50.7113 | 107.4664 | 230.5713 | 397.2273 | 597.6265 | 836.0453 | 1095.3631 | 1433.917 | 1795.6366 | 2204.0277 | 2671.3214 | 3123.9169 | 3539.1033 | 3985.6074 | 4400.5713 | 4906.1164 | 5383.4645 | 5823.653 | 6184.3772 | 6547.9377 | 6836.4165 | 7031.2783 | 7205.8484 | 7354.8803 | 7449.7795 | 7569.4173 | 7635.3986 | 7693.8358 | 7747.4852 | 7789.2678 | 7791.5552 |  | 35.7871 | 54.1204 | 143.9098 | 316.902 | 533.813 | 790.0327 | 1098.55 | 1437.7005 | 1881.229 | 2345.6319 | 2862.4067 | 3510.8701 | 4143.7932 | 4716.2492 | 5311.4979 | 5836.6497 | 6308.0581 | 6749.6565 | 7150.5306 | 7467.6551 | 7782.3 | 8014.2178 | 8141.0723 | 8242.7171 | 8317.7129 | 8337.1267 | 8389.7035 | 8396.3899 | 8408.381 | 8426.3862 | 8448.754 | 8439.3846 |  | 35.7871 | 54.1086 | 143.8279 | 316.68 | 533.4721 | 789.4217 | 1091.312 | 1421.1658 | 1857.8554 | 2313.9253 | 2826.0991 | 3455.4467 | 4069.5268 | 4624.8814 | 5204.0141 | 5714.4816 | 6188.4165 | 6631.0637 | 7034.9123 | 7354.8202 | 7675.1363 | 7913.5498 | 8049.404 | 8160.7284 | 8246.6629 | 8276.1085 | 8338.7985 | 8354.2675 | 8374.2095 | 8399.0177 | 8427.2089 | 8422.2073
Moss Side (Leyland) & Seven Stars |  | 44.6581 | 67.2884 | 176.8425 | 384.1211 | 639.2006 | 934.6347 | 1282.8185 | 1665.7025 | 2166.4746 | 2690.7572 | 3274.1758 | 4007.0357 | 4722.1294 | 5368.781 | 6040.8936 | 6633.6132 | 7164.6088 | 7662.1709 | 8113.9126 | 8471.2696 | 8825.8406 | 9087.0158 | 9229.6532 | 9343.8453 | 9427.9877 | 9449.4215 | 9508.3305 | 9515.5031 | 9528.732 | 9548.8051 | 9573.888 | 9563.1951 |  | 44.3041 | 62.7551 | 127.3949 | 242.771 | 385.6445 | 549.1988 | 731.4003 | 927.5441 | 1192.3267 | 1472.3727 | 1786.2665 | 2136.7483 | 2493.2345 | 2823.8309 | 3198.8413 | 3549.763 | 3895.4532 | 4267.8054 | 4649.7901 | 5010.7548 | 5412.9474 | 5862.6107 | 6216.491 | 6555.2659 | 6870.5306 | 7126.9717 | 7411.1342 | 7632.6432 | 7842.1771 | 8039.5546 | 8215.7494 | 8336.4407 |  | 44.3041 | 63.0517 | 132.0797 | 279.4965 | 475.6658 | 707.0247 | 976.296 | 1269.0662 | 1651.2085 | 2059.5512 | 2520.6367 | 3048.2 | 3559.3074 | 4028.2043 | 4532.4155 | 5000.9862 | 5572.1722 | 6111.3575 | 6608.4963 | 7015.8646 | 7426.3624 | 7751.8462 | 7971.6764 | 8168.6069 | 8336.7183 | 8443.7247 | 8578.6567 | 8653.0165 | 8718.8603 | 8779.2994 | 8826.3485 | 8828.8194 |  | 44.6581 | 67.2884 | 176.8425 | 384.1211 | 639.2006 | 934.6347 | 1282.8185 | 1665.7025 | 2166.4746 | 2690.7572 | 3274.1758 | 4007.0357 | 4722.1294 | 5368.781 | 6040.8936 | 6633.6132 | 7164.6088 | 7662.1709 | 8113.9126 | 8471.2696 | 8825.8406 | 9087.0158 | 9229.6532 | 9343.8453 | 9427.9877 | 9449.4215 | 9508.3305 | 9515.5031 | 9528.732 | 9548.8051 | 9573.888 | 9563.1951 |  | 44.6581 | 67.2736 | 176.7415 | 383.8455 | 638.7797 | 933.8786 | 1274.2694 | 1646.4113 | 2139.3639 | 2654.0796 | 3232.1804 | 3943.1336 | 4636.7852 | 5263.9775 | 5917.8174 | 6493.9169 | 7027.8724 | 7526.7102 | 7981.9104 | 8342.4915 | 8703.5728 | 8972.2102 | 9125.1312 | 9250.374 | 9346.9879 | 9379.8575 | 9450.2938 | 9467.4782 | 9489.7717 | 9517.6059 | 9549.333 | 9543.6288
Moss Side (Longsight) |  | 12.7374 | 20.5246 | 65.1928 | 170.5934 | 327.3448 | 542.4397 | 839.9481 | 1166.3426 | 1592.9305 | 2039.8922 | 2537.2002 | 3157.3105 | 3763.5967 | 4312.5968 | 4884.9129 | 5391.0799 | 5850.8817 | 6280.8696 | 6670.8729 | 6979.4388 | 7285.5503 | 7512.0512 | 7637.0659 | 7737.7426 | 7812.5903 | 7833.739 | 7886.6204 | 7894.9725 | 7908.086 | 7926.708 | 7949.0975 | 7940.6687 |  | 12.6365 | 19.1292 | 46.7241 | 105.7883 | 192.8143 | 310.7805 | 466.0415 | 633.1833 | 858.8149 | 1097.453 | 1364.9341 | 1663.5934 | 1967.3692 | 2249.0832 | 2568.6442 | 2867.6783 | 3162.2543 | 3479.5501 | 3805.0542 | 4112.6462 | 4455.3702 | 4838.5459 | 5140.101 | 5428.7844 | 5697.4337 | 5915.9571 | 6158.1031 | 6346.8595 | 6525.4115 | 6693.6046 | 6843.747 | 6946.5928 |  | 12.6365 | 19.2223 | 48.5788 | 124.0287 | 243.5045 | 410.267 | 639.1656 | 888.6619 | 1214.8293 | 1563.0483 | 1955.9138 | 2405.57 | 2840.3785 | 3239.0708 | 3668.1157 | 4066.9763 | 4551.2069 | 5009.1573 | 5431.8301 | 5778.3302 | 6127.9301 | 6406.5495 | 6594.8927 | 6763.6639 | 6907.795 | 6999.7875 | 7115.6047 | 7179.7658 | 7236.6622 | 7288.9482 | 7329.7783 | 7332.5482 |  | 12.7374 | 20.5246 | 65.1928 | 170.5934 | 327.3448 | 542.4397 | 839.9481 | 1166.3426 | 1592.9305 | 2039.8922 | 2537.2002 | 3157.3105 | 3763.5967 | 4312.5968 | 4884.9129 | 5391.0799 | 5850.8817 | 6280.8696 | 6670.8729 | 6979.4388 | 7285.5503 | 7512.0512 | 7637.0659 | 7737.7426 | 7812.5903 | 7833.739 | 7886.6204 | 7894.9725 | 7908.086 | 7926.708 | 7949.0975 | 7940.6687 |  | 12.7374 | 20.5207 | 65.1571 | 170.5073 | 327.1997 | 542.1899 | 834.9087 | 1153.6131 | 1574.1232 | 2013.8776 | 2507.3877 | 3110.7629 | 3699.7785 | 4233.0989 | 4790.3052 | 5282.5562 | 5744.2407 | 6174.77 | 6567.1246 | 6877.9521 | 7188.9717 | 7421.0666 | 7554.114 | 7663.4789 | 7748.2303 | 7778.4706 | 7840.5239 | 7856.8352 | 7877.1492 | 7901.9065 | 7929.5442 | 7925.0242
Mossley |  | 27.571 | 43.3433 | 129.1185 | 319.6365 | 590.641 | 949.8557 | 1432.6862 | 1962.6036 | 2655.2719 | 3380.9279 | 4188.3411 | 5196.3788 | 6181.6131 | 7073.5527 | 8002.9087 | 8824.4518 | 9569.0181 | 10265.5373 | 10897.391 | 11397.2931 | 11893.232 | 12259.9175 | 12461.9543 | 12624.5012 | 12745.1717 | 12778.7248 | 12863.8558 | 12876.8071 | 12897.5979 | 12927.4208 | 12963.4973 | 12949.626 |  | 27.3524 | 40.4062 | 92.691 | 199.2727 | 350.0217 | 547.3829 | 799.4727 | 1070.8529 | 1437.2001 | 1824.6655 | 2258.9618 | 2743.8805 | 3237.1068 | 3694.5124 | 4213.3684 | 4698.8957 | 5177.1848 | 5692.3628 | 6220.8683 | 6720.2908 | 7276.7554 | 7898.8995 | 8388.5202 | 8857.2415 | 9293.4346 | 9648.2406 | 10041.4015 | 10347.8764 | 10637.7827 | 10910.8697 | 11154.6489 | 11321.6346 |  | 27.3524 | 40.6007 | 96.2841 | 232.4414 | 439.4061 | 718.4399 | 1090.2435 | 1495.3345 | 2024.773 | 2590.0904 | 3227.9792 | 3958.0375 | 4664.213 | 5311.7882 | 6008.5748 | 6656.3018 | 7443.2041 | 8187.1674 | 8873.7018 | 9436.4702 | 10004.1536 | 10456.1912 | 10761.7182 | 11035.483 | 11269.2632 | 11418.407 | 11606.2263 | 11710.185 | 11802.3504 | 11887.0314 | 11953.1245 | 11957.4411 |  | 27.571 | 43.3433 | 129.1185 | 319.6365 | 590.641 | 949.8557 | 1432.6862 | 1962.6036 | 2655.2719 | 3380.9279 | 4188.3411 | 5196.3788 | 6181.6131 | 7073.5527 | 8002.9087 | 8824.4518 | 9569.0181 | 10265.5373 | 10897.391 | 11397.2931 | 11893.232 | 12259.9175 | 12461.9543 | 12624.5012 | 12745.1717 | 12778.7248 | 12863.8558 | 12876.8071 | 12897.5979 | 12927.4208 | 12963.4973 | 12949.626 |  | 27.571 | 43.3347 | 129.0468 | 319.4562 | 590.3472 | 949.3427 | 1423.8928 | 1940.9259 | 2623.5666 | 3337.2633 | 4138.3104 | 5118.6503 | 6075.5706 | 6941.8064 | 7846.5037 | 8645.3851 | 9393.1822 | 10090.729 | 10726.5625 | 11230.2687 | 11734.3507 | 12110.3272 | 12325.6049 | 12502.4569 | 12639.4043 | 12687.897 | 12788.0971 | 12814.127 | 12846.7516 | 12886.6661 | 12931.3765 | 12923.9447
Mount St |  | 27.8135 | 43.5168 | 127.9538 | 312.9314 | 573.2223 | 915.1967 | 1371.3698 | 1872.0831 | 2526.5989 | 3212.2614 | 3975.1799 | 4927.9857 | 5859.1528 | 6702.0933 | 7580.276 | 8356.481 | 9059.5166 | 9717.2443 | 10313.9345 | 10786.0131 | 11254.3525 | 11600.5613 | 11791.2257 | 11944.5828 | 12058.386 | 12089.89 | 12170.144 | 12182.2259 | 12201.7432 | 12229.8175 | 12263.8357 | 12250.6811 |  | 27.593 | 40.5698 | 91.8865 | 195.3272 | 340.1868 | 528.1637 | 766.3648 | 1022.7935 | 1368.957 | 1735.0752 | 2145.4442 | 2603.6466 | 3069.6989 | 3501.904 | 3992.1739 | 4450.9514 | 4902.8894 | 5389.684 | 5889.0717 | 6360.9789 | 6886.7854 | 7474.6528 | 7937.2981 | 8380.1955 | 8792.3569 | 9127.615 | 9499.1149 | 9788.7047 | 10062.6388 | 10320.6803 | 10551.0286 | 10708.8143 |  | 27.593 | 40.7648 | 95.4304 | 227.5769 | 426.457 | 692.2319 | 1043.5901 | 1426.3617 | 1926.5943 | 2460.7482 | 3063.4959 | 3753.3252 | 4420.6448 | 5032.603 | 5691.0432 | 6303.1138 | 7046.836 | 7749.9162 | 8398.6931 | 8930.5002 | 9466.9214 | 9893.9665 | 10182.5899 | 10441.205 | 10662.0442 | 10802.9148 | 10980.3281 | 11078.5038 | 11165.5366 | 11245.4977 | 11307.8981 | 11311.9306 |  | 27.8135 | 43.5168 | 127.9538 | 312.9314 | 573.2223 | 915.1967 | 1371.3698 | 1872.0831 | 2526.5989 | 3212.2614 | 3975.1799 | 4927.9857 | 5859.1528 | 6702.0933 | 7580.276 | 8356.481 | 9059.5166 | 9717.2443 | 10313.9345 | 10786.0131 | 11254.3525 | 11600.5613 | 11791.2257 | 11944.5828 | 12058.386 | 12089.89 | 12170.144 | 12182.2259 | 12201.7432 | 12229.8175 | 12263.8357 | 12250.6811 |  | 27.8135 | 43.5081 | 127.8826 | 312.7507 | 572.9298 | 914.6845 | 1362.9046 | 1851.3416 | 2496.3416 | 3170.6379 | 3927.49 | 4853.9895 | 5758.333 | 6576.9229 | 7431.7735 | 8186.5481 | 8892.681 | 9551.4176 | 10151.9098 | 10627.6169 | 11103.6951 | 11458.7363 | 11661.9629 | 11828.8877 | 11958.1215 | 12003.7872 | 12098.3255 | 12122.8053 | 12153.5407 | 12191.184 | 12233.3891 | 12226.3432
Musgrave Rd |  | 30.5452 | 47.5642 | 138.0123 | 333.2888 | 604.8626 | 958.18 | 1425.4577 | 1938.4218 | 2608.9758 | 3311.4117 | 4092.9991 | 5069.4913 | 6023.7085 | 6887.4547 | 7787.175 | 8582.2986 | 9301.9563 | 9975.3039 | 10586.1955 | 11069.5059 | 11548.9919 | 11903.3589 | 12098.4111 | 12255.2505 | 12371.5855 | 12403.6272 | 12485.6292 | 12497.8255 | 12517.6716 | 12546.3105 | 12581.0794 | 12567.5474 |  | 30.3031 | 44.3452 | 99.1449 | 208.2978 | 359.5169 | 553.8305 | 797.8643 | 1060.5721 | 1415.212 | 1790.2952 | 2210.7127 | 2680.135 | 3157.5993 | 3600.3877 | 4102.6627 | 4572.6741 | 5035.6786 | 5534.3931 | 6046.0092 | 6529.4718 | 7068.1535 | 7670.4158 | 8144.3898 | 8598.1323 | 9020.3861 | 9363.8536 | 9744.4503 | 10041.1312 | 10321.773 | 10586.1331 | 10822.1218 | 10983.7712 |  | 30.3031 | 44.5579 | 102.9486 | 242.3946 | 450.0071 | 724.7513 | 1084.7582 | 1476.9014 | 1989.3402 | 2536.5531 | 3154.0636 | 3860.7765 | 4544.4954 | 5171.5091 | 5846.1219 | 6473.2147 | 7235.3506 | 7955.7692 | 8620.5101 | 9165.3908 | 9714.9635 | 10152.3632 | 10447.9716 | 10712.8417 | 10939.0175 | 11083.2721 | 11264.9619 | 11365.4771 | 11454.5772 | 11536.4328 | 11600.3014 | 11604.3789 |  | 30.5452 | 47.5642 | 138.0123 | 333.2888 | 604.8626 | 958.18 | 1425.4577 | 1938.4218 | 2608.9758 | 3311.4117 | 4092.9991 | 5069.4913 | 6023.7085 | 6887.4547 | 7787.175 | 8582.2986 | 9301.9563 | 9975.3039 | 10586.1955 | 11069.5059 | 11548.9919 | 11903.3589 | 12098.4111 | 12255.2505 | 12371.5855 | 12403.6272 | 12485.6292 | 12497.8255 | 12517.6716 | 12546.3105 | 12581.0794 | 12567.5474 |  | 30.5452 | 47.5546 | 137.9353 | 333.0916 | 604.5458 | 957.6233 | 1416.6034 | 1916.872 | 2577.6298 | 3268.3446 | 4043.6576 | 4993.0428 | 5919.6985 | 6758.4249 | 7634.2043 | 8407.3527 | 9130.2354 | 9804.6608 | 10419.4958 | 10906.5628 | 11394.0291 | 11757.5065 | 11965.4878 | 12136.286 | 12268.4881 | 12315.0914 | 12411.78 | 12436.7241 | 12468.1056 | 12506.5864 | 12549.7763 | 12542.5302
Nelson |  | 22.5707 | 35.3237 | 103.9419 | 254.3873 | 466.2233 | 744.6855 | 1116.3088 | 1524.2143 | 2057.4139 | 2615.9882 | 3237.4989 | 4013.6851 | 4772.248 | 5458.9408 | 6174.3492 | 6806.6869 | 7379.4387 | 7915.276 | 8401.3861 | 8785.978 | 9167.5234 | 9449.5755 | 9604.9118 | 9729.8555 | 9822.576 | 9848.2505 | 9913.6386 | 9923.4889 | 9939.395 | 9962.2709 | 9989.9872 | 9979.2732 |  | 22.3918 | 32.9314 | 74.6415 | 158.7736 | 276.6632 | 429.7243 | 623.7744 | 832.6735 | 1114.6749 | 1412.9324 | 1747.2387 | 2120.5124 | 2500.181 | 2852.2761 | 3251.6735 | 3625.4157 | 3993.5862 | 4390.1524 | 4796.9777 | 5181.4159 | 5609.7632 | 6088.6682 | 6465.5613 | 6826.3669 | 7162.1333 | 7435.2507 | 7737.8924 | 7973.8062 | 8196.966 | 8407.179 | 8594.8318 | 8723.3717 |  | 22.3918 | 33.0897 | 77.5211 | 185.0006 | 346.8531 | 563.2612 | 849.4925 | 1161.3167 | 1568.8321 | 2003.9804 | 2495.0075 | 3056.9759 | 3600.604 | 4099.1316 | 4635.5265 | 5134.1472 | 5740.0104 | 6312.7681 | 6841.2896 | 7274.5231 | 7711.5169 | 8059.4127 | 8294.5427 | 8505.2263 | 8685.1356 | 8799.8984 | 8944.4306 | 9024.4121 | 9095.3159 | 9160.4587 | 9211.2956 | 9214.583 |  | 22.5707 | 35.3237 | 103.9419 | 254.3873 | 466.2233 | 744.6855 | 1116.3088 | 1524.2143 | 2057.4139 | 2615.9882 | 3237.4989 | 4013.6851 | 4772.248 | 5458.9408 | 6174.3492 | 6806.6869 | 7379.4387 | 7915.276 | 8401.3861 | 8785.978 | 9167.5234 | 9449.5755 | 9604.9118 | 9729.8555 | 9822.576 | 9848.2505 | 9913.6386 | 9923.4889 | 9939.395 | 9962.2709 | 9989.9872 | 9979.2732 |  | 22.5707 | 35.3166 | 103.884 | 254.2406 | 465.9858 | 744.2696 | 1109.4204 | 1507.3301 | 2032.7797 | 2582.0978 | 3198.669 | 3953.4316 | 4690.1461 | 5357.0049 | 6053.4074 | 6668.2877 | 7243.5606 | 7780.2179 | 8269.4232 | 8656.9693 | 9044.8171 | 9334.0616 | 9499.6293 | 9635.6233 | 9740.9117 | 9778.121 | 9855.1434 | 9875.0916 | 9900.1347 | 9930.8043 | 9965.1887 | 9959.4499
New Moston |  | 17.9723 | 29.2909 | 95.6522 | 255.8717 | 497.9194 | 833.9274 | 1302.9613 | 1817.4719 | 2489.8966 | 3194.4653 | 3978.3916 | 4955.5152 | 5910.957 | 6776.1842 | 7678.2995 | 8476.2679 | 9201.6689 | 9879.9636 | 10495.1519 | 10981.8854 | 11464.7432 | 11822.1078 | 12019.4587 | 12178.4369 | 12296.6823 | 12330.2591 | 12413.84 | 12427.1918 | 12448.0159 | 12477.4963 | 12512.8736 | 12499.644 |  | 17.8298 | 27.2966 | 68.5085 | 158.3471 | 292.6392 | 476.8106 | 721.5506 | 985.0186 | 1340.6848 | 1716.8535 | 2138.4877 | 2609.2684 | 3088.1144 | 3532.1842 | 4035.9127 | 4507.2843 | 4971.6287 | 5471.7864 | 5984.8831 | 6469.7447 | 7009.9854 | 7613.9906 | 8089.3362 | 8544.3917 | 8967.8675 | 9312.3289 | 9694.027 | 9991.5665 | 10273.0204 | 10538.1456 | 10774.8172 | 10936.9344 |  | 17.8298 | 27.43 | 71.2543 | 186.0138 | 370.3785 | 630.7208 | 991.4906 | 1384.7763 | 1898.9626 | 2447.8863 | 3067.1621 | 3775.9695 | 4461.3039 | 5089.6956 | 5765.9541 | 6394.6482 | 7157.7397 | 7879.4878 | 8545.673 | 9091.8133 | 9642.8757 | 10082.1724 | 10379.145 | 10645.2612 | 10872.5301 | 11017.6063 | 11200.2401 | 11301.4444 | 11391.1966 | 11473.6809 | 11538.1033 | 11542.5248 |  | 17.9723 | 29.2909 | 95.6522 | 255.8717 | 497.9194 | 833.9274 | 1302.9613 | 1817.4719 | 2489.8966 | 3194.4653 | 3978.3916 | 4955.5152 | 5910.957 | 6776.1842 | 7678.2995 | 8476.2679 | 9201.6689 | 9879.9636 | 10495.1519 | 10981.8854 | 11464.7432 | 11822.1078 | 12019.4587 | 12178.4369 | 12296.6823 | 12330.2591 | 12413.84 | 12427.1918 | 12448.0159 | 12477.4963 | 12512.8736 | 12499.644 |  | 17.9723 | 29.2856 | 95.6001 | 255.7483 | 497.7084 | 833.5664 | 1295.2043 | 1797.7147 | 2460.6076 | 3153.894 | 3931.8947 | 4882.7993 | 5811.1004 | 6651.6865 | 7530.0223 | 8306.0754 | 9034.3908 | 9713.4936 | 10332.3386 | 10822.5966 | 11313.138 | 11679.257 | 11889.209 | 12061.8222 | 12195.6185 | 12243.4723 | 12341.4568 | 12367.3072 | 12399.438 | 12438.5497 | 12482.1655 | 12475.0688
Newbiggin on Lune |  | 1.1489 | 1.7985 | 5.296 | 12.9699 | 23.7817 | 38.001 | 56.9855 | 77.8234 | 105.0619 | 133.5968 | 165.3467 | 204.9975 | 243.7482 | 278.8276 | 315.3742 | 347.6774 | 376.9377 | 404.3119 | 429.1457 | 448.7933 | 468.2852 | 482.6945 | 490.6304 | 497.0137 | 501.7508 | 503.0629 | 506.4037 | 506.9072 | 507.7201 | 508.889 | 510.305 | 509.7578 |  | 1.1398 | 1.6767 | 3.803 | 8.0945 | 14.1113 | 21.9269 | 31.84 | 42.5116 | 56.9177 | 72.1542 | 89.2322 | 108.3009 | 127.6963 | 145.6831 | 166.0864 | 185.179 | 203.987 | 224.2456 | 245.0283 | 264.6674 | 286.5495 | 311.0144 | 330.268 | 348.6998 | 365.8524 | 379.8046 | 395.2651 | 407.3168 | 418.7169 | 429.4556 | 439.0419 | 445.6083 |  | 1.1398 | 1.6848 | 3.9498 | 9.4322 | 17.6927 | 28.743 | 43.365 | 59.2946 | 80.1126 | 102.3422 | 127.4264 | 156.1346 | 183.9057 | 209.3729 | 236.7746 | 262.2466 | 293.1967 | 322.4558 | 349.4552 | 371.5869 | 393.9107 | 411.6832 | 423.695 | 434.4579 | 443.6487 | 449.5115 | 456.8951 | 460.9811 | 464.6033 | 467.9313 | 470.5284 | 470.6964 |  | 1.1489 | 1.7985 | 5.296 | 12.9699 | 23.7817 | 38.001 | 56.9855 | 77.8234 | 105.0619 | 133.5968 | 165.3467 | 204.9975 | 243.7482 | 278.8276 | 315.3742 | 347.6774 | 376.9377 | 404.3119 | 429.1457 | 448.7933 | 468.2852 | 482.6945 | 490.6304 | 497.0137 | 501.7508 | 503.0629 | 506.4037 | 506.9072 | 507.7201 | 508.889 | 510.305 | 509.7578 |  | 1.1489 | 1.7982 | 5.293 | 12.9624 | 23.7696 | 37.9798 | 56.634 | 76.9615 | 103.8042 | 131.8663 | 163.3641 | 201.9207 | 239.5555 | 273.6218 | 309.1976 | 340.609 | 369.9979 | 397.414 | 422.4058 | 442.2042 | 462.0179 | 476.7945 | 485.253 | 492.2007 | 497.5798 | 499.481 | 503.416 | 504.4353 | 505.7149 | 507.2818 | 509.0384 | 508.7453
Newby |  | 10.6578 | 16.3689 | 45.6394 | 105.8834 | 186.3174 | 287.2871 | 416.5321 | 558.4798 | 744.0622 | 938.4381 | 1154.7225 | 1425.3407 | 1689.68 | 1928.892 | 2177.9184 | 2397.8676 | 2596.3894 | 2782.2106 | 2950.8295 | 3084.2291 | 3216.5773 | 3314.3021 | 3367.9792 | 3411.0898 | 3443.0105 | 3451.6266 | 3474.0864 | 3477.2665 | 3482.5985 | 3490.392 | 3499.9256 | 3496.1212 |  | 10.5734 | 15.2632 | 32.8222 | 66.4475 | 111.3198 | 166.9584 | 234.4928 | 307.195 | 405.3386 | 509.1398 | 625.4869 | 755.3956 | 887.5298 | 1010.0679 | 1149.0683 | 1279.14 | 1407.2727 | 1545.2878 | 1686.8733 | 1820.6675 | 1969.7432 | 2136.4143 | 2267.5827 | 2393.1522 | 2510.0074 | 2605.0592 | 2710.3861 | 2792.4901 | 2870.1554 | 2943.3149 | 3008.6228 | 3053.3579 |  | 10.5734 | 15.3359 | 34.061 | 77.0203 | 138.6282 | 217.3075 | 316.985 | 425.5061 | 567.2732 | 718.6877 | 889.5823 | 1085.1506 | 1274.4274 | 1448.0243 | 1634.7711 | 1808.351 | 2019.4834 | 2218.9848 | 2403.0298 | 2553.8762 | 2705.9835 | 2826.9203 | 2908.6389 | 2981.856 | 3044.3719 | 3084.2228 | 3134.4311 | 3162.1785 | 3186.7675 | 3209.3522 | 3226.963 | 3228.0336 |  | 10.6578 | 16.3689 | 45.6394 | 105.8834 | 186.3174 | 287.2871 | 416.5321 | 558.4798 | 744.0622 | 938.4381 | 1154.7225 | 1425.3407 | 1689.68 | 1928.892 | 2177.9184 | 2397.8676 | 2596.3894 | 2782.2106 | 2950.8295 | 3084.2291 | 3216.5773 | 3314.3021 | 3367.9792 | 3411.0898 | 3443.0105 | 3451.6266 | 3474.0864 | 3477.2665 | 3482.5985 | 3490.392 | 3499.9256 | 3496.1212 |  | 10.6578 | 16.3655 | 45.6137 | 105.8159 | 186.2111 | 287.0987 | 413.8861 | 552.193 | 735.0134 | 926.0633 | 1140.5474 | 1403.4958 | 1660.1204 | 1892.3298 | 2134.6907 | 2348.5369 | 2548.0069 | 2734.174 | 2903.936 | 3038.4175 | 3173.0299 | 3273.3425 | 3330.6612 | 3377.6983 | 3414.0731 | 3426.7759 | 3453.3567 | 3460.1146 | 3468.6845 | 3479.2433 | 3491.1433 | 3489.1083
Newton |  | 6.6607 | 10.5546 | 32.118 | 81.046 | 151.783 | 246.7667 | 375.838 | 517.4753 | 702.6046 | 896.5601 | 1112.3661 | 1381.667 | 1644.9099 | 1883.2464 | 2131.6287 | 2351.2373 | 2550.4464 | 2736.7765 | 2905.7969 | 3039.5217 | 3172.185 | 3270.3013 | 3324.3978 | 3367.9368 | 3400.2771 | 3409.3257 | 3432.1542 | 3435.6784 | 3441.2868 | 3449.3002 | 3458.9709 | 3455.2826 |  | 6.6079 | 9.8386 | 23.044 | 50.4325 | 89.7526 | 141.9035 | 209.2809 | 281.8141 | 379.7297 | 483.2896 | 599.3664 | 728.9732 | 860.8004 | 983.0537 | 1121.7311 | 1251.5006 | 1379.3355 | 1517.0299 | 1658.2864 | 1791.7697 | 1940.499 | 2106.7828 | 2237.6463 | 2362.924 | 2479.5077 | 2574.3386 | 2679.4208 | 2761.334 | 2838.8188 | 2911.8082 | 2976.9644 | 3021.5956 |  | 6.6079 | 9.8862 | 23.9446 | 58.9324 | 112.9148 | 186.6435 | 286.0018 | 394.2731 | 535.7938 | 686.8963 | 857.387 | 1052.5164 | 1241.2394 | 1414.2959 | 1600.5126 | 1773.6222 | 1983.8718 | 2182.6727 | 2366.1396 | 2516.5359 | 2668.2581 | 2789.1119 | 2870.8002 | 2943.9977 | 3006.5059 | 3046.391 | 3096.6138 | 3124.4217 | 3149.0773 | 3171.7324 | 3189.4181 | 3190.5904 |  | 6.6607 | 10.5546 | 32.118 | 81.046 | 151.783 | 246.7667 | 375.838 | 517.4753 | 702.6046 | 896.5601 | 1112.3661 | 1381.667 | 1644.9099 | 1883.2464 | 2131.6287 | 2351.2373 | 2550.4464 | 2736.7765 | 2905.7969 | 3039.5217 | 3172.185 | 3270.3013 | 3324.3978 | 3367.9368 | 3400.2771 | 3409.3257 | 3432.1542 | 3435.6784 | 3441.2868 | 3449.3002 | 3458.9709 | 3455.2826 |  | 6.6607 | 10.5525 | 32.1003 | 81.0019 | 151.7104 | 246.6406 | 373.5505 | 511.7852 | 694.2507 | 885.0363 | 1099.1613 | 1361.1133 | 1616.8165 | 1848.3083 | 2090.1128 | 2303.6715 | 2503.7261 | 2690.3157 | 2860.3831 | 2995.111 | 3129.9328 | 3230.511 | 3288.1261 | 3335.4681 | 3372.1386 | 3385.1619 | 3411.9997 | 3419.0036 | 3427.7601 | 3438.4574 | 3450.4242 | 3448.4474
Newton Heath |  | 14.2012 | 22.8336 | 72.1349 | 187.9234 | 359.5585 | 594.4966 | 918.8088 | 1274.6191 | 1739.6562 | 2226.8992 | 2769.0266 | 3445.081 | 4106.0489 | 4704.5547 | 5328.4578 | 5880.231 | 6381.3826 | 6850.0497 | 7275.1401 | 7611.466 | 7945.1172 | 8191.983 | 8328.2218 | 8437.9302 | 8519.4846 | 8542.5034 | 8600.1175 | 8609.1944 | 8623.4668 | 8643.7483 | 8668.1431 | 8658.9461 |  | 14.0886 | 21.2817 | 51.7065 | 116.5836 | 211.8861 | 340.7514 | 510.0057 | 692.2117 | 938.179 | 1198.3251 | 1489.9138 | 1815.4906 | 2146.6451 | 2453.7494 | 2802.1118 | 3128.0972 | 3449.2229 | 3795.1159 | 4149.957 | 4485.2717 | 4858.8847 | 5276.5953 | 5605.329 | 5920.0308 | 6212.893 | 6451.1114 | 6715.0815 | 6920.8503 | 7115.4948 | 7298.8468 | 7462.5213 | 7574.6363 |  | 14.0886 | 21.3851 | 53.755 | 136.6307 | 267.4694 | 449.6409 | 699.1767 | 971.1593 | 1326.717 | 1706.3171 | 2134.5914 | 2624.7729 | 3098.7789 | 3533.4155 | 4001.137 | 4435.9514 | 4963.8559 | 5463.0994 | 5923.8787 | 6301.6162 | 6682.7273 | 6986.4424 | 7191.7479 | 7375.7182 | 7532.8286 | 7633.1021 | 7759.3472 | 7829.2812 | 7891.2957 | 7948.2843 | 7992.7851 | 7995.7964 |  | 14.2012 | 22.8336 | 72.1349 | 187.9234 | 359.5585 | 594.4966 | 918.8088 | 1274.6191 | 1739.6562 | 2226.8992 | 2769.0266 | 3445.081 | 4106.0489 | 4704.5547 | 5328.4578 | 5880.231 | 6381.3826 | 6850.0497 | 7275.1401 | 7611.466 | 7945.1172 | 8191.983 | 8328.2218 | 8437.9302 | 8519.4846 | 8542.5034 | 8600.1175 | 8609.1944 | 8623.4668 | 8643.7483 | 8668.1431 | 8658.9461 |  | 14.2012 | 22.8293 | 72.0953 | 187.8277 | 359.3976 | 594.2193 | 913.2872 | 1260.696 | 1719.1003 | 2198.4746 | 2736.4527 | 3394.2396 | 4036.3678 | 4617.7695 | 5225.1952 | 5761.7951 | 6265.007 | 6734.2712 | 7161.9323 | 7500.7296 | 7839.7392 | 8092.7128 | 8237.7173 | 8356.9062 | 8449.2658 | 8482.2038 | 8549.8245 | 8567.5851 | 8589.7135 | 8616.6891 | 8646.8104 | 8641.8787
Newton Le Willows |  | 37.0106 | 57.1417 | 161.7971 | 381.3809 | 679.536 | 1059.5075 | 1552.7771 | 2094.4174 | 2802.5142 | 3544.2128 | 4369.4999 | 5401.4498 | 6409.6314 | 7322.0857 | 8272.2223 | 9111.6277 | 9870.174 | 10580.068 | 11224.1881 | 11733.7785 | 12239.3456 | 12612.7981 | 12818.1117 | 12983.0931 | 13105.3457 | 13138.6383 | 13224.7241 | 13237.182 | 13257.7926 | 13287.7488 | 13324.2723 | 13309.8548 |  | 36.7172 | 53.279 | 116.3087 | 238.9429 | 405.1457 | 614.3521 | 872.0393 | 1149.4452 | 1523.9267 | 1919.9952 | 2363.9345 | 2859.6203 | 3363.7981 | 3831.3598 | 4361.7364 | 4858.0442 | 5346.9532 | 5873.57 | 6413.8103 | 6924.3219 | 7493.1421 | 8129.1001 | 8629.5923 | 9108.721 | 9554.5992 | 9917.2833 | 10319.1738 | 10632.4536 | 10928.7969 | 11207.9475 | 11457.1395 | 11627.8329 |  | 36.7172 | 53.5336 | 120.7268 | 277.3999 | 505.5872 | 801.4118 | 1181.6654 | 1595.7455 | 2136.7551 | 2714.536 | 3366.6035 | 4112.8373 | 4834.9457 | 5497.204 | 6209.6756 | 6871.9334 | 7677.1793 | 8438.188 | 9140.3003 | 9715.7854 | 10296.1437 | 10757.7783 | 11069.7344 | 11349.2434 | 11587.9087 | 11740.0823 | 11931.7802 | 12037.7696 | 12131.7066 | 12217.9947 | 12285.298 | 12289.4788 |  | 37.0106 | 57.1417 | 161.7971 | 381.3809 | 679.536 | 1059.5075 | 1552.7771 | 2094.4174 | 2802.5142 | 3544.2128 | 4369.4999 | 5401.4498 | 6409.6314 | 7322.0857 | 8272.2223 | 9111.6277 | 9870.174 | 10580.068 | 11224.1881 | 11733.7785 | 12239.3456 | 12612.7981 | 12818.1117 | 12983.0931 | 13105.3457 | 13138.6383 | 13224.7241 | 13237.182 | 13257.7926 | 13287.7488 | 13324.2723 | 13309.8548 |  | 37.0106 | 57.1299 | 161.7063 | 381.1447 | 679.1613 | 1058.8456 | 1543.0055 | 2070.9651 | 2768.6076 | 3497.7517 | 4316.2755 | 5319.2389 | 6298.1289 | 7183.9939 | 8108.7637 | 8924.918 | 9686.9899 | 10398.1245 | 11046.5206 | 11560.169 | 12074.2831 | 12457.4994 | 12676.6027 | 12856.4607 | 12995.6041 | 13044.3957 | 13146.1121 | 13172.1386 | 13205.0283 | 13245.467 | 13290.9602 | 13283.2447
Newtongate T11 & T12 |  | 17.0423 | 26.6065 | 77.7623 | 189.0984 | 344.9468 | 548.8156 | 819.7378 | 1117.1283 | 1505.8734 | 1913.1108 | 2366.2345 | 2932.2334 | 3485.353 | 3986.0501 | 4507.6454 | 4968.6412 | 5386.0501 | 5776.5762 | 6130.8692 | 6411.1714 | 6689.2544 | 6894.7998 | 7007.9711 | 7098.9863 | 7166.5135 | 7185.1653 | 7232.7759 | 7239.9056 | 7251.4596 | 7268.1027 | 7288.2865 | 7280.4593 |  | 16.9072 | 24.8052 | 55.8518 | 118.0998 | 204.8544 | 316.9432 | 458.4201 | 610.723 | 816.3229 | 1033.7747 | 1277.5087 | 1549.6529 | 1826.4594 | 2083.1627 | 2374.353 | 2646.8387 | 2915.2622 | 3204.3884 | 3500.9941 | 3781.278 | 4093.5749 | 4442.7321 | 4717.5151 | 4980.569 | 5225.3676 | 5424.4904 | 5645.1385 | 5817.1372 | 5979.8372 | 6133.0981 | 6269.9108 | 6363.6259 |  | 16.9072 | 24.9243 | 58.0007 | 137.5236 | 256.631 | 415.1124 | 623.8092 | 851.1518 | 1148.2484 | 1465.4978 | 1823.4939 | 2233.2082 | 2629.5701 | 2993.0538 | 3384.1396 | 3747.6809 | 4189.4579 | 4607.0756 | 4992.4292 | 5308.3031 | 5626.9086 | 5880.5211 | 6051.9247 | 6205.5065 | 6336.6533 | 6420.3052 | 6525.6605 | 6583.9544 | 6635.6303 | 6683.1061 | 6720.1529 | 6722.5342 |  | 17.0423 | 26.6065 | 77.7623 | 189.0984 | 344.9468 | 548.8156 | 819.7378 | 1117.1283 | 1505.8734 | 1913.1108 | 2366.2345 | 2932.2334 | 3485.353 | 3986.0501 | 4507.6454 | 4968.6412 | 5386.0501 | 5776.5762 | 6130.8692 | 6411.1714 | 6689.2544 | 6894.7998 | 7007.9711 | 7098.9863 | 7166.5135 | 7185.1653 | 7232.7759 | 7239.9056 | 7251.4596 | 7268.1027 | 7288.2865 | 7280.4593 |  | 17.0423 | 26.6011 | 77.7189 | 188.988 | 344.7687 | 548.5033 | 814.6636 | 1104.7325 | 1487.8138 | 1888.2808 | 2337.7863 | 2888.1209 | 3425.2883 | 3911.504 | 4419.2319 | 4867.4943 | 5286.756 | 5677.8927 | 6034.4561 | 6316.9234 | 6599.616 | 6810.4231 | 6931.0707 | 7030.1592 | 7106.8662 | 7133.9428 | 7190.0507 | 7204.5558 | 7222.7836 | 7245.1199 | 7270.1748 | 7265.9829
Newtongate T13 |  | 11.4826 | 17.9458 | 52.6054 | 128.2836 | 234.4931 | 373.7283 | 559.107 | 762.5914 | 1028.5815 | 1307.2269 | 1617.2688 | 2004.5113 | 2382.9508 | 2725.5284 | 3082.4166 | 3397.8514 | 3683.5066 | 3950.7585 | 4193.212 | 4385.0316 | 4575.3323 | 4716.0004 | 4793.46 | 4855.759 | 4901.9853 | 4914.7677 | 4947.3632 | 4952.2573 | 4960.1759 | 4971.5743 | 4985.3918 | 4980.041 |  | 11.3916 | 16.7307 | 37.7802 | 80.0959 | 139.2116 | 215.7554 | 312.5582 | 416.7684 | 557.446 | 706.233 | 873.0032 | 1059.2124 | 1248.6117 | 1424.2558 | 1623.4969 | 1809.9398 | 1993.6032 | 2191.432 | 2394.3786 | 2586.1572 | 2799.8401 | 3038.7439 | 3226.7587 | 3406.7481 | 3574.2466 | 3710.4924 | 3861.4665 | 3979.1531 | 4090.4773 | 4195.343 | 4288.9544 | 4353.0771 |  | 11.3916 | 16.8111 | 39.2356 | 93.2944 | 174.4555 | 282.6794 | 425.472 | 581.0268 | 784.3129 | 1001.3863 | 1246.3376 | 1526.6771 | 1797.8747 | 2046.5751 | 2314.1634 | 2562.9062 | 2865.1657 | 3150.9016 | 3414.5653 | 3630.6913 | 3848.6893 | 4022.2275 | 4139.5141 | 4244.6061 | 4334.3469 | 4391.5897 | 4463.6828 | 4503.5749 | 4538.9386 | 4571.4285 | 4596.7822 | 4598.4163 |  | 11.4826 | 17.9458 | 52.6054 | 128.2836 | 234.4931 | 373.7283 | 559.107 | 762.5914 | 1028.5815 | 1307.2269 | 1617.2688 | 2004.5113 | 2382.9508 | 2725.5284 | 3082.4166 | 3397.8514 | 3683.5066 | 3950.7585 | 4193.212 | 4385.0316 | 4575.3323 | 4716.0004 | 4793.46 | 4855.759 | 4901.9853 | 4914.7677 | 4947.3632 | 4952.2573 | 4960.1759 | 4971.5743 | 4985.3918 | 4980.041 |  | 11.4826 | 17.9422 | 52.5761 | 128.2091 | 234.3728 | 373.5173 | 555.6509 | 754.1359 | 1016.2548 | 1290.2744 | 1597.8457 | 1974.3839 | 2341.9154 | 2674.5907 | 3021.9937 | 3328.7176 | 3615.6361 | 3883.3019 | 4127.3047 | 4320.6024 | 4514.0526 | 4658.3155 | 4740.8855 | 4808.7034 | 4861.2056 | 4879.7479 | 4918.153 | 4928.0895 | 4940.5708 | 4955.8613 | 4973.0088 | 4970.143
Norbreck |  | 13.8042 | 21.467 | 62.0558 | 149.3163 | 270.251 | 427.1259 | 634.0615 | 861.2378 | 1158.2092 | 1469.2965 | 1815.4384 | 2247.9478 | 2670.5779 | 3053.1296 | 3451.5954 | 3803.7219 | 4122.3585 | 4420.5001 | 4690.992 | 4904.9926 | 5117.3004 | 5274.1967 | 5360.5421 | 5429.9651 | 5481.4523 | 5495.6113 | 5531.8983 | 5537.2753 | 5546.0445 | 5558.7113 | 5574.0984 | 5568.098 |  | 13.6947 | 20.0144 | 44.5839 | 93.3535 | 160.7035 | 246.9934 | 355.0693 | 471.4153 | 628.4756 | 794.5896 | 980.781 | 1188.6752 | 1400.131 | 1596.2297 | 1818.6735 | 2026.8286 | 2231.8805 | 2452.7475 | 2679.3281 | 2893.4404 | 3132.0077 | 3398.7331 | 3608.6431 | 3809.5931 | 3996.5977 | 4148.71 | 4317.2658 | 4448.6576 | 4572.9461 | 4690.0239 | 4794.5368 | 4866.1269 |  | 13.6947 | 20.1104 | 46.2919 | 108.5966 | 201.0634 | 323.0719 | 482.5151 | 656.1844 | 883.1236 | 1125.4664 | 1398.9453 | 1711.9278 | 2014.736 | 2292.4327 | 2591.2068 | 2868.9336 | 3206.4899 | 3525.5599 | 3819.9658 | 4061.2854 | 4304.6782 | 4498.3767 | 4629.2824 | 4746.5756 | 4846.7331 | 4910.6107 | 4991.0669 | 5035.5736 | 5075.025 | 5111.268 | 5139.5456 | 5141.3442 |  | 13.8042 | 21.467 | 62.0558 | 149.3163 | 270.251 | 427.1259 | 634.0615 | 861.2378 | 1158.2092 | 1469.2965 | 1815.4384 | 2247.9478 | 2670.5779 | 3053.1296 | 3451.5954 | 3803.7219 | 4122.3585 | 4420.5001 | 4690.992 | 4904.9926 | 5117.3004 | 5274.1967 | 5360.5421 | 5429.9651 | 5481.4523 | 5495.6113 | 5531.8983 | 5537.2753 | 5546.0445 | 5558.7113 | 5574.0984 | 5568.098 |  | 13.8042 | 21.4626 | 62.0211 | 149.2274 | 270.1083 | 426.875 | 630.1156 | 851.6535 | 1144.28 | 1450.1661 | 1793.5211 | 2214.0045 | 2624.4175 | 2995.8786 | 3383.7367 | 3726.1283 | 4046.2002 | 4344.8251 | 4617.0698 | 4832.7395 | 5048.5885 | 5209.528 | 5301.6072 | 5377.2202 | 5435.7424 | 5456.3574 | 5499.1559 | 5510.1847 | 5524.0683 | 5541.0991 | 5560.2201 | 5557.0073
Norbury |  | 33.5173 | 50.5357 | 133.0985 | 289.837 | 483.4047 | 708.4434 | 974.7749 | 1267.6299 | 1650.6458 | 2051.6526 | 2497.8888 | 3058.3116 | 3605.1789 | 4099.724 | 4613.7841 | 5067.1579 | 5473.479 | 5854.1949 | 6199.8408 | 6473.2705 | 6744.5672 | 6944.4287 | 7053.6138 | 7141.0396 | 7205.4761 | 7221.9428 | 7267.0676 | 7272.6103 | 7282.775 | 7298.1664 | 7317.377 | 7309.2156 |  | 33.2516 | 47.1307 | 95.8763 | 183.1305 | 291.531 | 416.0857 | 555.444 | 705.4662 | 907.9872 | 1122.1826 | 1362.2668 | 1630.3356 | 1902.9968 | 2155.8561 | 2442.6858 | 2711.091 | 2975.4948 | 3260.2913 | 3552.4553 | 3828.542 | 4136.1622 | 4480.0908 | 4750.7589 | 5009.8735 | 5251.0063 | 5447.1472 | 5664.4911 | 5833.9141 | 5994.1777 | 6145.1434 | 6279.9074 | 6372.2191 |  | 33.2516 | 47.3535 | 99.4055 | 210.8904 | 359.7268 | 535.9156 | 741.8557 | 965.7837 | 1258.0816 | 1570.4122 | 1923.076 | 2326.5894 | 2717.4956 | 3076.113 | 3461.7474 | 3820.1266 | 4256.9396 | 4669.3015 | 5049.5178 | 5361.0806 | 5675.0481 | 5924.0288 | 6092.1933 | 6242.8414 | 6371.4449 | 6453.31 | 6556.535 | 6613.4298 | 6663.8108 | 6710.058 | 6746.0625 | 6747.9692 |  | 33.5173 | 50.5357 | 133.0985 | 289.837 | 483.4047 | 708.4434 | 974.7749 | 1267.6299 | 1650.6458 | 2051.6526 | 2497.8888 | 3058.3116 | 3605.1789 | 4099.724 | 4613.7841 | 5067.1579 | 5473.479 | 5854.1949 | 6199.8408 | 6473.2705 | 6744.5672 | 6944.4287 | 7053.6138 | 7141.0396 | 7205.4761 | 7221.9428 | 7267.0676 | 7272.6103 | 7282.775 | 7298.1664 | 7317.377 | 7309.2156 |  | 33.5173 | 50.5245 | 133.0225 | 289.6299 | 483.0882 | 707.8751 | 968.2928 | 1252.9686 | 1630.0186 | 2023.7319 | 2465.9193 | 3009.6354 | 3540.1279 | 4019.8122 | 4519.9079 | 4960.5759 | 5369.1447 | 5750.8225 | 6099.0987 | 6374.982 | 6651.242 | 6856.7918 | 6973.8238 | 7069.6835 | 7143.6406 | 7168.8376 | 7222.7627 | 7235.9485 | 7253.0331 | 7274.3486 | 7298.6305 | 7294.2762
Northenden |  | 14.6127 | 23.2184 | 71.1598 | 180.6879 | 339.8445 | 554.4079 | 846.9381 | 1167.9338 | 1587.4904 | 2027.0566 | 2516.1415 | 3126.3757 | 3722.9056 | 4263.0098 | 4825.9117 | 5323.6325 | 5775.2403 | 6197.6354 | 6580.7835 | 6883.9217 | 7184.6526 | 7407.0892 | 7529.7544 | 7628.4913 | 7701.8442 | 7722.4061 | 7774.1935 | 7782.2232 | 7794.9685 | 7813.1582 | 7835.0944 | 7826.7485 |  | 14.4969 | 21.6428 | 51.0464 | 112.3689 | 200.8185 | 318.6004 | 471.2981 | 635.6805 | 857.587 | 1092.2854 | 1355.3505 | 1649.0791 | 1947.8397 | 2224.9028 | 2539.188 | 2833.2852 | 3122.998 | 3435.0554 | 3755.1856 | 4057.6994 | 4394.7652 | 4771.6149 | 5068.1915 | 5352.1089 | 5616.323 | 5831.2387 | 6069.3869 | 6255.0271 | 6430.6313 | 6596.0476 | 6743.7113 | 6844.8591 |  | 14.4969 | 21.7474 | 53.0466 | 131.3836 | 252.8153 | 419.3278 | 644.4934 | 889.8694 | 1210.6084 | 1553.0576 | 1939.4407 | 2381.6651 | 2809.355 | 3201.537 | 3623.5491 | 4015.8599 | 4492.302 | 4942.8164 | 5358.59 | 5699.4218 | 6043.2666 | 6317.1822 | 6502.3321 | 6668.2381 | 6809.9174 | 6900.3246 | 7014.1608 | 7077.1971 | 7133.0892 | 7184.4474 | 7224.5426 | 7227.2121 |  | 14.6127 | 23.2184 | 71.1598 | 180.6879 | 339.8445 | 554.4079 | 846.9381 | 1167.9338 | 1587.4904 | 2027.0566 | 2516.1415 | 3126.3757 | 3722.9056 | 4263.0098 | 4825.9117 | 5323.6325 | 5775.2403 | 6197.6354 | 6580.7835 | 6883.9217 | 7184.6526 | 7407.0892 | 7529.7544 | 7628.4913 | 7701.8442 | 7722.4061 | 7774.1935 | 7782.2232 | 7794.9685 | 7813.1582 | 7835.0944 | 7826.7485 |  | 14.6127 | 23.2139 | 71.1206 | 180.591 | 339.6842 | 554.1297 | 841.7969 | 1155.1089 | 1568.6398 | 2001.0398 | 2486.3292 | 3079.9453 | 3659.4072 | 4184.0163 | 4732.0199 | 5216.0342 | 5669.5462 | 6092.5188 | 6478.0284 | 6783.4308 | 7089.0414 | 7317.0428 | 7447.6681 | 7555.01 | 7638.1626 | 7667.7199 | 7728.5813 | 7744.4859 | 7764.3561 | 7788.6191 | 7815.751 | 7811.2775
NWGB Partington |  | 4.9122 | 8.3504 | 29.96 | 85.7226 | 173.6071 | 299.2873 | 478.7527 | 675.5598 | 932.7477 | 1202.2567 | 1502.1161 | 1875.5203 | 2240.7333 | 2571.5199 | 2916.5416 | 3221.8444 | 3499.8735 | 3759.7821 | 3995.48 | 4181.9666 | 4366.9645 | 4503.9601 | 4579.7145 | 4640.7838 | 4686.2559 | 4699.3224 | 4731.4995 | 4736.7801 | 4744.8879 | 4756.2815 | 4769.8918 | 4764.8845 |  | 4.8732 | 7.7789 | 21.4119 | 52.7326 | 101.4075 | 170.1932 | 263.8049 | 364.5799 | 500.6202 | 644.5026 | 805.7753 | 985.8463 | 1169.0022 | 1338.8564 | 1531.5298 | 1711.8267 | 1889.4359 | 2080.7434 | 2277 | 2462.4569 | 2669.0959 | 2900.1245 | 3081.9415 | 3255.9977 | 3417.9748 | 3549.7294 | 3695.7267 | 3809.5339 | 3917.1885 | 4018.5973 | 4109.1229 | 4171.1318 |  | 4.8732 | 7.8175 | 22.2965 | 62.3032 | 129.1258 | 226.3502 | 364.2994 | 514.7301 | 711.4445 | 921.4244 | 1158.2906 | 1429.4131 | 1691.4934 | 1931.7821 | 2190.3996 | 2430.8385 | 2722.523 | 2998.4706 | 3253.2084 | 3462.0548 | 3672.8175 | 3840.9438 | 3954.613 | 4056.4753 | 4143.4723 | 4199.0258 | 4268.9471 | 4307.7188 | 4342.1096 | 4373.7201 | 4398.4185 | 4400.1612 |  | 4.9122 | 8.3504 | 29.96 | 85.7226 | 173.6071 | 299.2873 | 478.7527 | 675.5598 | 932.7477 | 1202.2567 | 1502.1161 | 1875.5203 | 2240.7333 | 2571.5199 | 2916.5416 | 3221.8444 | 3499.8735 | 3759.7821 | 3995.48 | 4181.9666 | 4366.9645 | 4503.9601 | 4579.7145 | 4640.7838 | 4686.2559 | 4699.3224 | 4731.4995 | 4736.7801 | 4744.8879 | 4756.2815 | 4769.8918 | 4764.8845 |  | 4.9122 | 8.3491 | 29.9439 | 85.687 | 173.5429 | 299.1798 | 475.9598 | 668.2902 | 921.8776 | 1187.1445 | 1484.7942 | 1848.3196 | 2203.229 | 2524.6605 | 2860.6224 | 3157.5618 | 3436.6561 | 3696.8314 | 3933.8819 | 4121.6789 | 4309.5662 | 4449.851 | 4530.3686 | 4596.5969 | 4647.961 | 4666.4377 | 4704.0737 | 4714.0906 | 4726.4824 | 4741.5229 | 4758.2524 | 4755.5644
Offerton |  | 37.5577 | 56.9659 | 152.8892 | 340.2731 | 578.5025 | 863.8882 | 1212.6497 | 1595.9535 | 2097.1894 | 2622.0553 | 3206.1037 | 3938.4616 | 4653.4066 | 5300.1331 | 5972.8034 | 6566.4256 | 7100.0205 | 7599.7749 | 8053.3976 | 8412.2562 | 8768.3033 | 9030.8539 | 9174.6134 | 9289.871 | 9374.9861 | 9397.2554 | 9456.9808 | 9464.7928 | 9478.5544 | 9499.0758 | 9524.4706 | 9513.9596 |  | 37.26 | 53.1245 | 110.0716 | 214.4855 | 347.7031 | 505.3806 | 687.7652 | 884.1062 | 1149.1548 | 1429.4823 | 1743.6915 | 2094.5255 | 2451.3699 | 2782.2985 | 3157.6858 | 3508.9601 | 3854.9977 | 4227.724 | 4610.0926 | 4971.4199 | 5374.0167 | 5824.1319 | 6178.3678 | 6517.4831 | 6833.0647 | 7089.7634 | 7374.2115 | 7595.9431 | 7805.6875 | 8003.2634 | 8179.6352 | 8300.4478 |  | 37.26 | 53.3764 | 114.1579 | 247.5635 | 430.4711 | 653.4863 | 922.8706 | 1215.9394 | 1598.615 | 2007.4398 | 2468.9765 | 2997.0977 | 3508.5139 | 3977.6356 | 4482.1804 | 4951.1015 | 5522.1562 | 6061.457 | 6558.8248 | 6966.4235 | 7377.277 | 7703.444 | 7923.7822 | 8121.1812 | 8289.7091 | 8397.0511 | 8532.3547 | 8607.014 | 8673.1464 | 8733.8674 | 8781.1719 | 8783.8328 |  | 37.5577 | 56.9659 | 152.8892 | 340.2731 | 578.5025 | 863.8882 | 1212.6497 | 1595.9535 | 2097.1894 | 2622.0553 | 3206.1037 | 3938.4616 | 4653.4066 | 5300.1331 | 5972.8034 | 6566.4256 | 7100.0205 | 7599.7749 | 8053.3976 | 8412.2562 | 8768.3033 | 9030.8539 | 9174.6134 | 9289.871 | 9374.9861 | 9397.2554 | 9456.9808 | 9464.7928 | 9478.5544 | 9499.0758 | 9524.4706 | 9513.9596 |  | 37.5577 | 56.9536 | 152.8023 | 340.0392 | 578.1415 | 863.2426 | 1204.7258 | 1577.6898 | 2071.2636 | 2586.8197 | 3165.752 | 3876.7266 | 4570.4904 | 5197.9928 | 5852.5021 | 6429.557 | 6965.9344 | 7466.8117 | 7923.7283 | 8285.6771 | 8648.0605 | 8917.865 | 9071.7122 | 9197.8261 | 9295.2209 | 9328.7532 | 9399.8337 | 9417.5061 | 9440.1936 | 9468.3489 | 9500.2778 | 9494.664
Openshaw |  | 19.4487 | 31.1639 | 97.6049 | 252.4625 | 480.774 | 792.0191 | 1220.2533 | 1690.0998 | 2304.1883 | 2947.5906 | 3663.4693 | 4556.3244 | 5429.2215 | 6219.6086 | 7043.4884 | 7772.0788 | 8433.6517 | 9052.365 | 9613.5609 | 10057.5702 | 10498.0499 | 10823.9294 | 11003.7384 | 11148.5165 | 11256.1231 | 11286.4403 | 11362.4463 | 11374.3708 | 11393.1671 | 11419.9072 | 11452.0928 | 11439.9293 |  | 19.2946 | 29.0467 | 69.9785 | 156.7282 | 283.5303 | 454.2861 | 677.7877 | 918.3919 | 1243.1934 | 1586.7182 | 1971.763 | 2401.6894 | 2838.9812 | 3244.5146 | 3704.5296 | 4134.9955 | 4559.0441 | 5015.7982 | 5484.3684 | 5927.1538 | 6420.5123 | 6972.102 | 7406.1971 | 7821.763 | 8208.4895 | 8523.0586 | 8871.633 | 9143.352 | 9400.3814 | 9642.499 | 9858.6323 | 10006.6809 |  | 19.2946 | 29.1877 | 72.7424 | 183.5594 | 357.6437 | 599.0377 | 928.5668 | 1287.7213 | 1757.2231 | 2258.4807 | 2824.021 | 3471.3063 | 4097.2545 | 4671.2191 | 5288.8654 | 5863.0526 | 6560.2228 | 7219.5188 | 7828.0074 | 8326.8297 | 8830.0951 | 9231.1183 | 9502.1976 | 9745.1053 | 9952.5466 | 10084.9362 | 10251.6208 | 10343.9471 | 10425.8161 | 10501.0484 | 10559.7918 | 10563.7499 |  | 19.4487 | 31.1639 | 97.6049 | 252.4625 | 480.774 | 792.0191 | 1220.2533 | 1690.0998 | 2304.1883 | 2947.5906 | 3663.4693 | 4556.3244 | 5429.2215 | 6219.6086 | 7043.4884 | 7772.0788 | 8433.6517 | 9052.365 | 9613.5609 | 10057.5702 | 10498.0499 | 10823.9294 | 11003.7384 | 11148.5165 | 11256.1231 | 11286.4403 | 11362.4463 | 11374.3708 | 11393.1671 | 11419.9072 | 11452.0928 | 11439.9293 |  | 19.4487 | 31.1579 | 97.5513 | 252.332 | 480.5556 | 791.642 | 1212.9002 | 1671.6124 | 2276.926 | 2909.9117 | 3620.291 | 4488.9707 | 5336.9623 | 6104.7385 | 6906.8471 | 7615.3943 | 8279.7055 | 8899.2221 | 9463.8289 | 9911.1152 | 10358.6883 | 10692.6543 | 10884.0585 | 11041.3756 | 11163.2705 | 11206.704 | 11295.9417 | 11319.3489 | 11348.5334 | 11384.1264 | 11423.8851 | 11417.3634
Ormskirk |  | 45.6924 | 68.3979 | 175.9682 | 372.4572 | 605.1484 | 863.3524 | 1152.8338 | 1471.4222 | 1888.2041 | 2324.4368 | 2809.8971 | 3421.2502 | 4017.3755 | 4556.1954 | 5115.6579 | 5608.5439 | 6047.9646 | 6460.0085 | 6834.2377 | 7130.2612 | 7423.9931 | 7640.0108 | 7757.5434 | 7851.4373 | 7920.3994 | 7937.2647 | 7985.3841 | 7990.5985 | 8000.9873 | 8017.1808 | 8037.7125 | 8028.5838 |  | 45.3302 | 63.7941 | 126.8459 | 236.0829 | 366.6768 | 509.9946 | 661.62 | 824.8479 | 1045.196 | 1278.2461 | 1539.4637 | 1831.1294 | 2127.7919 | 2402.9092 | 2714.9872 | 3007.0189 | 3294.6971 | 3604.5629 | 3922.4448 | 4222.8342 | 4557.5328 | 4931.7358 | 5226.2296 | 5508.153 | 5770.5116 | 5983.9179 | 6220.3937 | 6404.7301 | 6579.1011 | 6743.3556 | 6889.9823 | 6990.4197 |  | 45.3302 | 64.0948 | 131.4645 | 271.043 | 450.3565 | 653.1264 | 877.3978 | 1121.0315 | 1438.8664 | 1778.5974 | 2162.3204 | 2601.3173 | 3026.8978 | 3417.4008 | 3837.2042 | 4227.2854 | 4703.4597 | 5152.6703 | 5566.7047 | 5905.9241 | 6247.602 | 6518.0395 | 6700.6362 | 6864.1957 | 7003.8001 | 7092.577 | 7204.5836 | 7266.1965 | 7320.7251 | 7370.7578 | 7409.6627 | 7411.4952 |  | 45.6924 | 68.3979 | 175.9682 | 372.4572 | 605.1484 | 863.3524 | 1152.8338 | 1471.4222 | 1888.2041 | 2324.4368 | 2809.8971 | 3421.2502 | 4017.3755 | 4556.1954 | 5115.6579 | 5608.5439 | 6047.9646 | 6460.0085 | 6834.2377 | 7130.2612 | 7423.9931 | 7640.0108 | 7757.5434 | 7851.4373 | 7920.3994 | 7937.2647 | 7985.3841 | 7990.5985 | 8000.9873 | 8017.1808 | 8037.7125 | 8028.5838 |  | 45.6924 | 68.3826 | 175.8672 | 372.1776 | 604.7263 | 862.5904 | 1144.9628 | 1454.1188 | 1864.1963 | 2292.1492 | 2772.9369 | 3365.4086 | 3943.3529 | 4465.6751 | 5009.7761 | 5488.7479 | 5930.8472 | 6344.1366 | 6721.4446 | 7020.3148 | 7319.68 | 7542.1652 | 7668.5017 | 7771.8373 | 7851.4217 | 7878.0238 | 7935.9555 | 7949.6942 | 7967.803 | 7990.6162 | 8016.8163 | 8011.9546
Padiham |  | 20.9889 | 32.5873 | 93.7693 | 224.6117 | 405.159 | 638.4954 | 945.2763 | 1282.0796 | 1722.3649 | 2183.5711 | 2696.7491 | 3338.0675 | 3964.7118 | 4531.9154 | 5122.6796 | 5644.7111 | 6116.9625 | 6558.8558 | 6959.7758 | 7276.9641 | 7591.6444 | 7824.1734 | 7952.1153 | 8054.9705 | 8131.2391 | 8152.1712 | 8205.9141 | 8213.8395 | 8226.8024 | 8245.5506 | 8268.3422 | 8259.4319 |  | 20.8226 | 30.3827 | 67.3769 | 140.4927 | 241.0617 | 369.4353 | 529.6659 | 702.1576 | 935.0112 | 1181.2877 | 1457.3304 | 1765.5491 | 2079.0482 | 2369.7794 | 2699.5689 | 3008.1745 | 3312.1793 | 3639.6311 | 3975.554 | 4292.9915 | 4646.6854 | 5042.1258 | 5353.3331 | 5651.2567 | 5928.505 | 6154.0229 | 6403.9195 | 6598.7177 | 6782.9847 | 6956.5613 | 7111.5096 | 7217.6472 |  | 20.8226 | 30.5283 | 69.9532 | 163.3615 | 301.4359 | 482.9507 | 719.3488 | 976.8262 | 1313.2697 | 1672.5558 | 2078.0096 | 2542.0277 | 2990.9786 | 3402.7028 | 3845.6705 | 4257.4301 | 4757.9343 | 5231.0108 | 5667.5094 | 6025.2969 | 6386.1492 | 6673.2956 | 6867.3522 | 7041.2283 | 7189.7011 | 7284.3877 | 7403.6529 | 7469.621 | 7528.0943 | 7581.8111 | 7623.7195 | 7626.3723 |  | 20.9889 | 32.5873 | 93.7693 | 224.6117 | 405.159 | 638.4954 | 945.2763 | 1282.0796 | 1722.3649 | 2183.5711 | 2696.7491 | 3338.0675 | 3964.7118 | 4531.9154 | 5122.6796 | 5644.7111 | 6116.9625 | 6558.8558 | 6959.7758 | 7276.9641 | 7591.6444 | 7824.1734 | 7952.1153 | 8054.9705 | 8131.2391 | 8152.1712 | 8205.9141 | 8213.8395 | 8226.8024 | 8245.5506 | 8268.3422 | 8259.4319 |  | 20.9889 | 32.5806 | 93.7169 | 224.4768 | 404.9431 | 638.1153 | 939.3798 | 1267.7934 | 1701.6251 | 2155.1004 | 2664.1317 | 3287.5807 | 3896.0914 | 4446.8339 | 5021.8618 | 5529.4554 | 6003.8479 | 6446.4691 | 6850.0002 | 7169.673 | 7489.6166 | 7728.1557 | 7864.6135 | 7976.6609 | 8063.3744 | 8093.8915 | 8157.3015 | 8173.6181 | 8194.1744 | 8219.4023 | 8247.7382 | 8242.9679
Peel St & Ribblesdale T13 |  | 42.4391 | 64.0853 | 169.6099 | 371.4656 | 622.7214 | 917.2617 | 1269.0295 | 1655.774 | 2161.5636 | 2691.1357 | 3280.4332 | 4020.1951 | 4742.1508 | 5395.0858 | 6073.9084 | 6672.6988 | 7209.8015 | 7712.9954 | 8169.8093 | 8531.1839 | 8889.736 | 9153.9512 | 9298.3875 | 9414.082 | 9499.4016 | 9521.3546 | 9581.1383 | 9588.6191 | 9602.1748 | 9622.6094 | 9648.0515 | 9637.323 |  | 42.1027 | 59.7664 | 122.1594 | 234.5587 | 375.2091 | 538.1513 | 722.1838 | 920.2986 | 1187.742 | 1470.6021 | 1787.6501 | 2141.6539 | 2501.7224 | 2835.6408 | 3214.4197 | 3568.8677 | 3918.0317 | 4294.1255 | 4679.9487 | 5044.5407 | 5450.7748 | 5904.9568 | 6262.3931 | 6604.5723 | 6923.0051 | 7182.023 | 7469.041 | 7692.776 | 7904.4154 | 8103.7763 | 8281.7417 | 8403.6457 |  | 42.1027 | 60.0492 | 126.666 | 270.2776 | 463.3931 | 693.8749 | 965.7931 | 1261.507 | 1647.5451 | 2060.018 | 2525.7323 | 3058.6073 | 3574.7743 | 4048.2911 | 4557.5043 | 5030.7386 | 5607.4011 | 6151.8453 | 6653.8788 | 7065.2738 | 7479.8755 | 7808.7629 | 8030.9094 | 8229.9198 | 8399.8129 | 8507.9798 | 8644.3558 | 8719.5468 | 8786.1353 | 8847.2643 | 8894.8639 | 8897.4296 |  | 42.4391 | 64.0853 | 169.6099 | 371.4656 | 622.7214 | 917.2617 | 1269.0295 | 1655.774 | 2161.5636 | 2691.1357 | 3280.4332 | 4020.1951 | 4742.1508 | 5395.0858 | 6073.9084 | 6672.6988 | 7209.8015 | 7712.9954 | 8169.8093 | 8531.1839 | 8889.736 | 9153.9512 | 9298.3875 | 9414.082 | 9499.4016 | 9521.3546 | 9581.1383 | 9588.6191 | 9602.1748 | 9622.6094 | 9648.0515 | 9637.323 |  | 42.4391 | 64.0712 | 169.5132 | 371.2029 | 622.3189 | 916.5396 | 1260.6311 | 1636.6799 | 2134.6331 | 2654.6417 | 3238.6453 | 3956.4839 | 4656.8875 | 5290.2629 | 5950.6777 | 6532.7069 | 7072.7319 | 7577.1568 | 8037.4012 | 8401.9811 | 8767.0415 | 9038.7133 | 9193.4595 | 9320.2391 | 9418.0791 | 9451.5141 | 9522.8724 | 9540.4052 | 9563.0615 | 9591.2848 | 9623.3941 | 9617.6685
Pendleton |  | 9.7889 | 16.2806 | 55.717 | 154.3337 | 306.7699 | 521.8693 | 825.946 | 1159.4495 | 1595.2901 | 2051.9906 | 2560.1256 | 3193.153 | 3812.2234 | 4372.8947 | 4957.5952 | 5474.9006 | 5945.6273 | 6385.7235 | 6784.8464 | 7100.6337 | 7413.9031 | 7645.8286 | 7774.0019 | 7877.2956 | 7954.1709 | 7976.1465 | 8030.519 | 8039.3379 | 8052.9709 | 8072.1909 | 8095.1963 | 8086.6713 |  | 9.7113 | 15.1692 | 39.8621 | 95.2092 | 179.703 | 297.506 | 456.141 | 626.9152 | 857.4501 | 1101.2743 | 1374.5682 | 1679.7179 | 1990.0952 | 2277.9314 | 2604.4371 | 2909.9697 | 3210.9474 | 3535.1386 | 3867.7165 | 4181.993 | 4532.1651 | 4923.6678 | 5231.7763 | 5526.7332 | 5801.2208 | 6024.4931 | 6271.9014 | 6464.7598 | 6647.1921 | 6819.0403 | 6972.4456 | 7077.5264 |  | 9.7113 | 15.244 | 41.4848 | 112.1829 | 228.1799 | 394.6951 | 628.4971 | 883.4173 | 1216.7404 | 1572.5592 | 1973.9568 | 2433.3974 | 2877.5626 | 3284.808 | 3723.0987 | 4130.5729 | 4625.0083 | 5092.7185 | 5524.4545 | 5878.4039 | 6235.5756 | 6520.4107 | 6712.9765 | 6885.5376 | 7032.9127 | 7127.0072 | 7245.4479 | 7311.1048 | 7369.3381 | 7422.8601 | 7464.6715 | 7467.5863 |  | 9.7889 | 16.2806 | 55.717 | 154.3337 | 306.7699 | 521.8693 | 825.946 | 1159.4495 | 1595.2901 | 2051.9906 | 2560.1256 | 3193.153 | 3812.2234 | 4372.8947 | 4957.5952 | 5474.9006 | 5945.6273 | 6385.7235 | 6784.8464 | 7100.6337 | 7413.9031 | 7645.8286 | 7774.0019 | 7877.2956 | 7954.1709 | 7976.1465 | 8030.519 | 8039.3379 | 8052.9709 | 8072.1909 | 8095.1963 | 8086.6713 |  | 9.7889 | 16.2778 | 55.6869 | 154.2646 | 306.6488 | 521.6643 | 821.0831 | 1146.9159 | 1576.6212 | 2026.0782 | 2530.4262 | 3146.601 | 3748.153 | 4292.9189 | 4862.2399 | 5365.3584 | 5837.9271 | 6278.507 | 6679.9564 | 6997.9925 | 7316.1951 | 7553.7389 | 7690.0263 | 7802.1044 | 7889.0062 | 7920.1879 | 7983.8486 | 8000.7268 | 8021.65 | 8047.0777 | 8075.3927 | 8070.8178
Petteril Bank |  | 47.6483 | 72.5843 | 197.435 | 446.0453 | 768.0302 | 1160.8527 | 1649.9186 | 2187.272 | 2889.8948 | 3625.7101 | 4444.4805 | 5470.259 | 6471.8873 | 7378.0892 | 8320.9799 | 9153.3555 | 9902.814 | 10604.5718 | 11241.4753 | 11745.3358 | 12245.2391 | 12614.0708 | 12816.2831 | 12978.5209 | 13098.4599 | 13130.2475 | 13214.5026 | 13225.8963 | 13245.5515 | 13274.6188 | 13310.4186 | 13295.8189 |  | 47.2706 | 67.6867 | 142.0872 | 280.7042 | 460.5941 | 677.4037 | 933.0769 | 1208.3147 | 1579.8694 | 1972.8423 | 2413.312 | 2905.1236 | 3405.3609 | 3869.2684 | 4395.4996 | 4887.9285 | 5373.0163 | 5895.5173 | 6431.5352 | 6938.0569 | 7502.4314 | 8133.4189 | 8629.9994 | 9105.3834 | 9547.7768 | 9907.6262 | 10306.3757 | 10617.207 | 10911.2342 | 11188.2031 | 11435.4474 | 11604.8067 |  | 47.2706 | 68.0082 | 147.3933 | 324.4951 | 571.481 | 878.1088 | 1255.6312 | 1666.4684 | 2203.0213 | 2776.1767 | 3423.1666 | 4163.5254 | 4880.3034 | 5537.7624 | 6244.9302 | 6902.1962 | 7702.2273 | 8457.94 | 9154.9786 | 9726.2397 | 10302.149 | 10759.6308 | 11068.7098 | 11345.6203 | 11582.0418 | 11732.6773 | 11922.516 | 12027.3333 | 12120.1958 | 12205.4714 | 12271.9304 | 12275.7917 |  | 47.6483 | 72.5843 | 197.435 | 446.0453 | 768.0302 | 1160.8527 | 1649.9186 | 2187.272 | 2889.8948 | 3625.7101 | 4444.4805 | 5470.259 | 6471.8873 | 7378.0892 | 8320.9799 | 9153.3555 | 9902.814 | 10604.5718 | 11241.4753 | 11745.3358 | 12245.2391 | 12614.0708 | 12816.2831 | 12978.5209 | 13098.4599 | 13130.2475 | 13214.5026 | 13225.8963 | 13245.5515 | 13274.6188 | 13310.4186 | 13295.8189 |  | 47.6483 | 72.5687 | 197.3232 | 445.7467 | 767.5663 | 1160.0257 | 1639.2541 | 2162.4021 | 2854.3995 | 3577.3507 | 4389.094 | 5385.2784 | 6357.4119 | 7236.843 | 8154.3662 | 8963.5659 | 9716.7985 | 10420.0228 | 11061.426 | 11569.5224 | 12078.1819 | 12457.0313 | 12673.2406 | 12850.5532 | 12987.5634 | 13035.0108 | 13135.0554 | 13160.1586 | 13192.2229 | 13231.8972 | 13276.7751 | 13268.9729
Phillips Lane |  | 12.263 | 18.8893 | 53.1227 | 124.3518 | 220.3697 | 341.9507 | 498.8481 | 671.1458 | 896.3997 | 1132.3361 | 1394.8635 | 1723.22 | 2043.99 | 2334.2884 | 2636.5426 | 2903.5431 | 3144.7011 | 3370.4081 | 3575.2101 | 3737.2366 | 3897.9848 | 4016.7067 | 4081.9515 | 4134.3683 | 4173.1969 | 4183.7318 | 4211.0645 | 4214.9841 | 4221.5049 | 4231.0049 | 4242.6037 | 4238.0041 |  | 12.1658 | 17.6128 | 38.1947 | 77.9649 | 131.5069 | 198.4711 | 280.4435 | 368.6885 | 487.8141 | 613.8067 | 755.0273 | 912.7089 | 1073.0919 | 1221.827 | 1390.544 | 1548.4235 | 1703.9494 | 1871.4704 | 2043.3252 | 2205.723 | 2386.6693 | 2588.9726 | 2748.1831 | 2900.5978 | 3042.4353 | 3157.808 | 3285.6525 | 3385.3093 | 3479.5785 | 3568.3786 | 3647.6485 | 3701.9475 |  | 12.1658 | 17.6969 | 39.6415 | 90.4508 | 163.9614 | 258.6533 | 379.6258 | 511.3478 | 683.437 | 867.2288 | 1074.6575 | 1312.0386 | 1541.7611 | 1752.4476 | 1979.1024 | 2189.7802 | 2445.9836 | 2688.0958 | 2911.4619 | 3094.5406 | 3279.1611 | 3425.9863 | 3525.2024 | 3614.0979 | 3690.0023 | 3738.3943 | 3799.3587 | 3833.0594 | 3862.9263 | 3890.36 | 3911.7555 | 3913.0726 |  | 12.263 | 18.8893 | 53.1227 | 124.3518 | 220.3697 | 341.9507 | 498.8481 | 671.1458 | 896.3997 | 1132.3361 | 1394.8635 | 1723.22 | 2043.99 | 2334.2884 | 2636.5426 | 2903.5431 | 3144.7011 | 3370.4081 | 3575.2101 | 3737.2366 | 3897.9848 | 4016.7067 | 4081.9515 | 4134.3683 | 4173.1969 | 4183.7318 | 4211.0645 | 4214.9841 | 4221.5049 | 4231.0049 | 4242.6037 | 4238.0041 |  | 12.263 | 18.8854 | 53.0929 | 124.2738 | 220.2464 | 341.7325 | 495.6962 | 663.6137 | 885.5307 | 1117.4551 | 1377.8169 | 1696.9151 | 2008.3479 | 2290.1706 | 2584.3464 | 2843.9458 | 3086.2378 | 3312.35 | 3518.5237 | 3681.8504 | 3845.3299 | 3967.1726 | 4036.8181 | 4093.9813 | 4138.1971 | 4153.6749 | 4185.9924 | 4194.2394 | 4204.6764 | 4217.5202 | 4231.9803 | 4229.5193
Piccadilly |  | 1.3764 | 2.1333 | 6.1089 | 14.5634 | 26.1749 | 41.121 | 60.7006 | 82.1973 | 110.2993 | 139.7361 | 172.4901 | 213.4295 | 253.4303 | 289.6358 | 327.3427 | 360.6605 | 390.7919 | 418.9877 | 444.5696 | 464.8087 | 484.8878 | 499.7236 | 507.8846 | 514.4446 | 519.3079 | 520.6398 | 524.0661 | 524.5687 | 525.3934 | 526.5878 | 528.0411 | 527.4714 |  | 1.3654 | 1.989 | 4.3901 | 9.1137 | 15.583 | 23.8076 | 34.0345 | 45.0441 | 59.9062 | 75.6252 | 93.2439 | 112.9164 | 132.9259 | 151.4822 | 172.5315 | 192.2286 | 211.6321 | 232.5322 | 253.9729 | 274.2337 | 296.8087 | 322.0482 | 341.9114 | 360.9268 | 378.6225 | 393.0165 | 408.9665 | 421.3997 | 433.1608 | 444.2396 | 454.1294 | 460.9037 |  | 1.3654 | 1.9985 | 4.5576 | 10.5922 | 19.4742 | 31.1036 | 46.1929 | 62.6267 | 84.0999 | 107.0314 | 132.9101 | 162.5265 | 191.1824 | 217.4625 | 245.7364 | 272.0181 | 303.9671 | 334.164 | 362.0255 | 384.8627 | 407.8948 | 426.2205 | 438.6049 | 449.7014 | 459.1766 | 465.219 | 472.83 | 477.0393 | 480.7703 | 484.1978 | 486.8715 | 487.0399 |  | 1.3764 | 2.1333 | 6.1089 | 14.5634 | 26.1749 | 41.121 | 60.7006 | 82.1973 | 110.2993 | 139.7361 | 172.4901 | 213.4295 | 253.4303 | 289.6358 | 327.3427 | 360.6605 | 390.7919 | 418.9877 | 444.5696 | 464.8087 | 484.8878 | 499.7236 | 507.8846 | 514.4446 | 519.3079 | 520.6398 | 524.0661 | 524.5687 | 525.3934 | 526.5878 | 528.0411 | 527.4714 |  | 1.3764 | 2.1329 | 6.1055 | 14.5545 | 26.1608 | 41.0962 | 60.321 | 81.2801 | 108.9693 | 137.9113 | 170.3996 | 210.1956 | 249.0376 | 284.1911 | 320.893 | 353.2889 | 383.5579 | 411.8009 | 437.5503 | 457.9487 | 478.3647 | 493.5852 | 502.2908 | 509.4385 | 514.9696 | 516.9142 | 520.9585 | 521.9975 | 523.3076 | 524.9163 | 526.724 | 526.419
Pimbo |  | 20.3895 | 31.6967 | 91.5358 | 220.0354 | 397.9566 | 628.5698 | 932.5593 | 1266.2858 | 1702.5441 | 2159.5374 | 2668.0268 | 3303.412 | 3924.2784 | 4486.2643 | 5071.6213 | 5588.8982 | 6056.9504 | 6494.9008 | 6892.2372 | 7206.5912 | 7518.4587 | 7748.9256 | 7875.7537 | 7977.723 | 8053.345 | 8074.1321 | 8127.4269 | 8135.316 | 8148.19 | 8166.7912 | 8189.3908 | 8180.573 |  | 20.2279 | 29.5521 | 65.7656 | 137.5811 | 236.6718 | 363.5274 | 522.2933 | 693.2082 | 923.9332 | 1167.9583 | 1441.4776 | 1746.8788 | 2057.5121 | 2345.5855 | 2672.3604 | 2978.1448 | 3279.3707 | 3603.8291 | 3936.6812 | 4251.2169 | 4601.6775 | 4993.5031 | 5301.8656 | 5597.0657 | 5871.7795 | 6095.2359 | 6342.8481 | 6535.8656 | 6718.4482 | 6890.4381 | 7043.9699 | 7149.1373 |  | 20.2279 | 29.6937 | 68.2839 | 160.0307 | 296.0753 | 475.4416 | 709.6697 | 964.7937 | 1298.1702 | 1654.176 | 2055.9227 | 2515.7006 | 2960.5358 | 3368.4822 | 3807.3907 | 4215.3794 | 4711.268 | 5179.9957 | 5612.4887 | 5966.9953 | 6324.5456 | 6609.0875 | 6801.3865 | 6973.6886 | 7120.8183 | 7214.6523 | 7332.8407 | 7398.2186 | 7456.17 | 7509.4084 | 7550.9456 | 7553.5848 |  | 20.3895 | 31.6967 | 91.5358 | 220.0354 | 397.9566 | 628.5698 | 932.5593 | 1266.2858 | 1702.5441 | 2159.5374 | 2668.0268 | 3303.412 | 3924.2784 | 4486.2643 | 5071.6213 | 5588.8982 | 6056.9504 | 6494.9008 | 6892.2372 | 7206.5912 | 7518.4587 | 7748.9256 | 7875.7537 | 7977.723 | 8053.345 | 8074.1321 | 8127.4269 | 8135.316 | 8148.19 | 8166.7912 | 8189.3908 | 8180.573 |  | 20.3895 | 31.6903 | 91.4846 | 219.9041 | 397.746 | 628.1996 | 926.7529 | 1252.19 | 1682.0629 | 2131.4113 | 2635.8037 | 3253.5139 | 3856.4287 | 4402.1184 | 4971.8904 | 5474.8654 | 5945.0289 | 6383.6916 | 6783.6057 | 7100.4136 | 7417.4861 | 7653.8958 | 7789.1503 | 7900.2159 | 7986.1757 | 8016.4497 | 8079.3128 | 8095.5071 | 8115.8967 | 8140.9107 | 8168.9973 | 8164.2761
Portwood |  | 20.9221 | 31.3176 | 80.5615 | 170.4922 | 276.9673 | 395.0841 | 527.4646 | 673.1567 | 863.7536 | 1063.245 | 1285.2484 | 1564.8283 | 1837.4429 | 2083.8503 | 2339.6961 | 2565.0944 | 2766.0361 | 2954.4597 | 3125.5915 | 3260.9604 | 3395.2814 | 3494.0633 | 3547.808 | 3590.7426 | 3622.276 | 3629.9856 | 3651.988 | 3654.3702 | 3659.1191 | 3666.5229 | 3675.9111 | 3671.7358 |  | 20.7563 | 29.2097 | 58.0726 | 108.0688 | 167.8267 | 233.3894 | 302.7285 | 377.3735 | 478.1399 | 584.715 | 704.1713 | 837.5516 | 973.217 | 1099.0296 | 1241.7446 | 1375.2923 | 1506.8491 | 1648.5525 | 1793.9216 | 1931.2913 | 2084.3509 | 2255.476 | 2390.1496 | 2519.0747 | 2639.0527 | 2736.6446 | 2844.7863 | 2929.0844 | 3008.8252 | 3083.9397 | 3150.9929 | 3196.9235 |  | 20.7563 | 29.3473 | 60.187 | 124.07 | 206.1214 | 298.8813 | 401.4424 | 512.8575 | 658.2045 | 813.5651 | 989.0438 | 1189.7994 | 1384.4205 | 1563.0006 | 1754.9796 | 1933.3664 | 2151.1261 | 2356.5542 | 2545.8954 | 2701.023 | 2857.2744 | 2980.9456 | 3064.447 | 3139.2427 | 3203.0836 | 3243.6809 | 3294.9013 | 3323.0763 | 3348.0117 | 3370.8911 | 3388.6818 | 3389.5191 |  | 20.9221 | 31.3176 | 80.5615 | 170.4922 | 276.9673 | 395.0841 | 527.4646 | 673.1567 | 863.7536 | 1063.245 | 1285.2484 | 1564.8283 | 1837.4429 | 2083.8503 | 2339.6961 | 2565.0944 | 2766.0361 | 2954.4597 | 3125.5915 | 3260.9604 | 3395.2814 | 3494.0633 | 3547.808 | 3590.7426 | 3622.276 | 3629.9856 | 3651.988 | 3654.3702 | 3659.1191 | 3666.5229 | 3675.9111 | 3671.7358 |  | 20.9221 | 31.3106 | 80.5153 | 170.3643 | 276.774 | 394.7352 | 523.8629 | 665.2399 | 852.7701 | 1048.4741 | 1268.34 | 1539.2832 | 1803.5825 | 2042.4445 | 2291.2649 | 2510.2999 | 2712.4673 | 2901.461 | 3074.0014 | 3210.6726 | 3347.5704 | 3449.3108 | 3507.0822 | 3554.3354 | 3590.7272 | 3602.8902 | 3629.3805 | 3635.6615 | 3643.9414 | 3654.3729 | 3666.3537 | 3664.1301
Poulton |  | 37.6286 | 57.149 | 154.014 | 344.3747 | 587.8148 | 881.1546 | 1241.8084 | 1638.1459 | 2156.4113 | 2699.126 | 3303.0326 | 4060.073 | 4799.1714 | 5467.782 | 6163.2953 | 6777.1454 | 7329.2249 | 7846.2506 | 8315.5319 | 8686.7803 | 9055.1177 | 9326.7797 | 9475.5905 | 9594.926 | 9683.0838 | 9706.2474 | 9768.1304 | 9776.3147 | 9790.6317 | 9811.9228 | 9838.229 | 9827.3934 |  | 37.3303 | 53.2945 | 110.8682 | 216.9617 | 353.0536 | 515.071 | 703.6545 | 906.6688 | 1180.726 | 1470.5813 | 1795.4699 | 2158.2281 | 2527.2011 | 2869.3773 | 3257.5234 | 3620.7369 | 3978.5357 | 4363.9303 | 4759.2949 | 5132.9032 | 5549.1835 | 6014.5974 | 6380.8731 | 6731.5143 | 7057.8219 | 7323.2454 | 7617.3614 | 7846.6292 | 8063.5025 | 8267.7936 | 8450.16 | 8575.0788 |  | 37.3303 | 53.5473 | 114.9916 | 250.5422 | 437.3956 | 666.5437 | 945.0574 | 1248.0877 | 1643.795 | 2066.5272 | 2543.7486 | 3089.8245 | 3618.5882 | 4103.6129 | 4625.2771 | 5110.1157 | 5700.4605 | 6258.0193 | 6772.2461 | 7193.6681 | 7618.4762 | 7955.7892 | 8183.6648 | 8387.8187 | 8562.1163 | 8673.1452 | 8813.0873 | 8890.3221 | 8958.7397 | 9021.5618 | 9070.5093 | 9073.2923 |  | 37.6286 | 57.149 | 154.014 | 344.3747 | 587.8148 | 881.1546 | 1241.8084 | 1638.1459 | 2156.4113 | 2699.126 | 3303.0326 | 4060.073 | 4799.1714 | 5467.782 | 6163.2953 | 6777.1454 | 7329.2249 | 7846.2506 | 8315.5319 | 8686.7803 | 9055.1177 | 9326.7797 | 9475.5905 | 9594.926 | 9683.0838 | 9706.2474 | 9768.1304 | 9776.3147 | 9790.6317 | 9811.9228 | 9838.229 | 9827.3934 |  | 37.6286 | 57.1366 | 153.9266 | 344.1399 | 587.4517 | 880.5059 | 1233.7221 | 1619.4381 | 2129.8089 | 2662.9424 | 3261.5938 | 3996.6162 | 4713.8612 | 5362.6372 | 6039.3943 | 6636.1258 | 7191.0518 | 7709.2126 | 8181.8714 | 8556.2919 | 8931.1505 | 9210.2765 | 9369.4831 | 9500.0092 | 9600.8296 | 9635.6078 | 9709.201 | 9727.5534 | 9751.0748 | 9780.2365 | 9813.2793 | 9807.4909
Poynton |  | 21.9402 | 33.7833 | 94.9086 | 221.9233 | 392.9433 | 609.2704 | 888.1668 | 1194.4426 | 1594.8549 | 2014.2544 | 2480.9225 | 3064.6335 | 3634.8517 | 4150.8977 | 4688.1871 | 5162.8013 | 5591.4431 | 5992.6265 | 6356.6543 | 6644.65 | 6930.374 | 7141.3921 | 7257.352 | 7350.5092 | 7419.5135 | 7438.2242 | 7486.7958 | 7493.7508 | 7505.3319 | 7522.2105 | 7542.8229 | 7534.6429 |  | 21.7663 | 31.5004 | 68.2403 | 139.155 | 234.5253 | 353.6805 | 499.3946 | 656.259 | 868.0167 | 1091.9812 | 1343.0151 | 1623.31 | 1908.4068 | 2172.7985 | 2472.7099 | 2753.3566 | 3029.8194 | 3327.6049 | 3633.094 | 3921.7725 | 4243.4226 | 4603.0371 | 4886.0499 | 5156.9823 | 5409.1126 | 5614.1992 | 5841.4558 | 6018.6057 | 6186.1787 | 6344.0297 | 6484.94 | 6581.4618 |  | 21.7663 | 31.6507 | 70.8241 | 161.423 | 292.3618 | 460.856 | 675.8999 | 910.0487 | 1215.9517 | 1542.6587 | 1911.3843 | 2333.3524 | 2741.7113 | 3116.2327 | 3519.1378 | 3893.6411 | 4349.0825 | 4779.4696 | 5176.5306 | 5501.9749 | 5830.1576 | 6091.1471 | 6267.508 | 6425.5233 | 6560.4461 | 6646.4632 | 6754.829 | 6814.7309 | 6867.8178 | 6916.5798 | 6954.6082 | 6956.9458 |  | 21.9402 | 33.7833 | 94.9086 | 221.9233 | 392.9433 | 609.2704 | 888.1668 | 1194.4426 | 1594.8549 | 2014.2544 | 2480.9225 | 3064.6335 | 3634.8517 | 4150.8977 | 4688.1871 | 5162.8013 | 5591.4431 | 5992.6265 | 6356.6543 | 6644.65 | 6930.374 | 7141.3921 | 7257.352 | 7350.5092 | 7419.5135 | 7438.2242 | 7486.7958 | 7493.7508 | 7505.3319 | 7522.2105 | 7542.8229 | 7534.6429 |  | 21.9402 | 33.7762 | 94.8552 | 221.7838 | 392.7229 | 608.8804 | 882.5515 | 1181.0328 | 1575.5101 | 1987.7727 | 2450.587 | 3017.8298 | 3571.4445 | 4072.419 | 4595.3458 | 5056.8025 | 5487.4634 | 5889.3701 | 6255.8397 | 6546.1495 | 6836.7321 | 7053.302 | 7177.0886 | 7278.6872 | 7357.2716 | 7384.7726 | 7442.2089 | 7456.8594 | 7475.4049 | 7498.2302 | 7523.9311 | 7519.5546
Preesall |  | 28.7328 | 43.5867 | 117.0303 | 260.5893 | 443.2133 | 662.12 | 929.8086 | 1224.0069 | 1608.7209 | 2011.573 | 2459.8494 | 3021.9412 | 3570.6729 | 4067.0485 | 4583.3429 | 5038.9709 | 5448.5492 | 5832.1488 | 6180.3375 | 6455.7879 | 6729.0801 | 6930.6107 | 7040.9636 | 7129.44 | 7194.7802 | 7211.8833 | 7257.7344 | 7263.7387 | 7274.308 | 7290.0644 | 7309.5595 | 7301.4945 |  | 28.5051 | 40.6474 | 84.2542 | 164.2497 | 266.3696 | 387.3128 | 527.2988 | 677.9968 | 881.4301 | 1096.5903 | 1337.7559 | 1607.0322 | 1880.9217 | 2134.92 | 2423.0417 | 2692.6559 | 2958.2508 | 3244.3301 | 3537.8102 | 3815.1405 | 4124.1464 | 4469.6242 | 4741.5115 | 5001.7934 | 5244.0123 | 5441.0367 | 5659.3597 | 5829.5458 | 5990.5313 | 6142.1771 | 6277.5481 | 6370.2756 |  | 28.5051 | 40.8401 | 87.3826 | 189.5896 | 329.8002 | 500.8589 | 707.6179 | 932.5576 | 1226.2753 | 1540.0623 | 1894.3062 | 2299.6566 | 2692.1821 | 3052.2447 | 3439.4967 | 3799.407 | 4237.7004 | 4651.6254 | 5033.3675 | 5346.2101 | 5661.5526 | 5911.9008 | 6081.0212 | 6232.5349 | 6361.8886 | 6444.28 | 6548.133 | 6605.4393 | 6656.2009 | 6702.8092 | 6739.1196 | 6741.1644 |  | 28.7328 | 43.5867 | 117.0303 | 260.5893 | 443.2133 | 662.12 | 929.8086 | 1224.0069 | 1608.7209 | 2011.573 | 2459.8494 | 3021.9412 | 3570.6729 | 4067.0485 | 4583.3429 | 5038.9709 | 5448.5492 | 5832.1488 | 6180.3375 | 6455.7879 | 6729.0801 | 6930.6107 | 7040.9636 | 7129.44 | 7194.7802 | 7211.8833 | 7257.7344 | 7263.7387 | 7274.308 | 7290.0644 | 7309.5595 | 7301.4945 |  | 28.7328 | 43.5772 | 116.9638 | 260.4103 | 442.937 | 661.626 | 923.735 | 1210.0027 | 1588.838 | 1984.548 | 2428.9003 | 2974.5869 | 3507.0651 | 3988.689 | 4491.0459 | 4933.9589 | 5345.6704 | 5730.13 | 6080.8446 | 6358.665 | 6636.8182 | 6843.9135 | 6962.0063 | 7058.8126 | 7133.5752 | 7159.3205 | 7213.8846 | 7227.4549 | 7244.8732 | 7266.4872 | 7290.9958 | 7286.6883
Preston East |  | 26.0155 | 39.5159 | 106.531 | 238.2964 | 406.8855 | 610.1303 | 860.1391 | 1134.8821 | 1494.1453 | 1870.3578 | 2288.9886 | 2813.7601 | 3326.0975 | 3789.5755 | 4271.7069 | 4697.2331 | 5079.9567 | 5438.3771 | 5763.6985 | 6021.0603 | 6276.404 | 6464.7319 | 6567.8975 | 6650.6305 | 6711.7504 | 6727.8152 | 6770.7201 | 6776.3995 | 6786.3291 | 6801.0923 | 6819.3307 | 6811.8212 |  | 25.8093 | 36.8507 | 76.6864 | 150.1243 | 244.3694 | 356.6224 | 487.3493 | 628.0795 | 818.057 | 1018.9858 | 1244.1999 | 1495.6653 | 1751.4388 | 1988.6367 | 2257.7011 | 2509.4821 | 2757.5096 | 3024.6666 | 3298.7349 | 3557.7216 | 3846.2887 | 4168.9154 | 4422.8192 | 4665.8851 | 4892.0828 | 5076.0753 | 5279.9577 | 5438.8871 | 5589.2244 | 5730.8398 | 5857.257 | 5943.8511 |  | 25.8093 | 37.0255 | 79.5389 | 173.367 | 302.765 | 461.5288 | 654.5941 | 864.656 | 1138.9632 | 1432.0035 | 1762.8151 | 2141.3573 | 2507.8964 | 2844.1151 | 3205.733 | 3541.8239 | 3951.0464 | 4337.5442 | 4694.0056 | 4986.1353 | 5280.6134 | 5514.4434 | 5672.4104 | 5813.9334 | 5934.7595 | 6011.7273 | 6108.7381 | 6162.2796 | 6209.7092 | 6253.2598 | 6287.1924 | 6289.1234 |  | 26.0155 | 39.5159 | 106.531 | 238.2964 | 406.8855 | 610.1303 | 860.1391 | 1134.8821 | 1494.1453 | 1870.3578 | 2288.9886 | 2813.7601 | 3326.0975 | 3789.5755 | 4271.7069 | 4697.2331 | 5079.9567 | 5438.3771 | 5763.6985 | 6021.0603 | 6276.404 | 6464.7319 | 6567.8975 | 6650.6305 | 6711.7504 | 6727.8152 | 6770.7201 | 6776.3995 | 6786.3291 | 6801.0923 | 6819.3307 | 6811.8212 |  | 26.0155 | 39.5074 | 106.4705 | 238.1341 | 406.6343 | 609.6816 | 854.5397 | 1121.9238 | 1475.716 | 1845.2894 | 2260.2793 | 2769.793 | 3266.9844 | 3716.7154 | 4185.8461 | 4599.5063 | 4984.2013 | 5343.4072 | 5671.0682 | 5930.6276 | 6190.4901 | 6383.99 | 6494.36 | 6584.8484 | 6654.7441 | 6678.8585 | 6729.8791 | 6742.6056 | 6758.9143 | 6779.1321 | 6802.0391 | 6798.0275
Preston Old Rd |  | 41.5604 | 63.04 | 169.2164 | 376.6744 | 640.4814 | 956.5753 | 1342.9504 | 1767.5916 | 2322.8828 | 2904.353 | 3551.3882 | 4362.7186 | 5154.7607 | 5871.2293 | 6616.4426 | 7274.0858 | 7865.2398 | 8418.9012 | 8921.4542 | 9319.0214 | 9713.4737 | 10004.3463 | 10163.6161 | 10291.31 | 10385.6102 | 10410.2865 | 10476.458 | 10485.1167 | 10500.3659 | 10523.1033 | 10551.2387 | 10539.5955 |  | 41.2309 | 58.789 | 121.8257 | 237.4262 | 384.9451 | 559.587 | 761.6408 | 979.156 | 1272.7887 | 1583.348 | 1931.4429 | 2320.1125 | 2715.4406 | 3082.058 | 3497.9288 | 3887.0861 | 4270.442 | 4683.3648 | 5106.9697 | 5507.2643 | 5953.2789 | 6451.9366 | 6844.3749 | 7220.062 | 7569.6772 | 7854.0595 | 8169.1838 | 8414.8279 | 8647.1921 | 8866.0755 | 9061.4681 | 9195.3096 |  | 41.2309 | 59.0677 | 126.3487 | 274.0468 | 476.5901 | 723.5991 | 1022.034 | 1346.7087 | 1770.6548 | 2223.5696 | 2734.8804 | 3319.9568 | 3886.5251 | 4406.2373 | 4965.1934 | 5484.6843 | 6117.3193 | 6714.778 | 7265.7824 | 7717.3371 | 8172.4986 | 8533.8433 | 8777.9457 | 8996.635 | 9183.3393 | 9302.2591 | 9452.156 | 9534.8684 | 9608.1343 | 9675.4052 | 9727.8127 | 9730.7618 |  | 41.5604 | 63.04 | 169.2164 | 376.6744 | 640.4814 | 956.5753 | 1342.9504 | 1767.5916 | 2322.8828 | 2904.353 | 3551.3882 | 4362.7186 | 5154.7607 | 5871.2293 | 6616.4426 | 7274.0858 | 7865.2398 | 8418.9012 | 8921.4542 | 9319.0214 | 9713.4737 | 10004.3463 | 10163.6161 | 10291.31 | 10385.6102 | 10410.2865 | 10476.458 | 10485.1167 | 10500.3659 | 10523.1033 | 10551.2387 | 10539.5955 |  | 41.5604 | 63.0264 | 169.1203 | 376.4155 | 640.0819 | 955.8609 | 1334.1761 | 1747.3653 | 2294.1692 | 2865.3274 | 3506.696 | 4294.3407 | 5062.9192 | 5758.0922 | 6483.1869 | 7122.4765 | 7716.7119 | 8271.6163 | 8777.8173 | 9178.807 | 9580.2777 | 9879.1851 | 10049.6291 | 10189.3487 | 10297.2516 | 10334.4043 | 10413.1543 | 10432.7356 | 10457.8724 | 10489.0661 | 10524.4394 | 10518.2209
Prestwich |  | 33.4989 | 52.2375 | 152.1755 | 368.8991 | 671.3877 | 1066.1191 | 1589.5631 | 2164.1633 | 2915.2805 | 3702.1198 | 4577.6193 | 5671.3129 | 6740.0925 | 7707.5602 | 8715.3701 | 9606.0586 | 10412.3903 | 11166.8103 | 11851.2436 | 12392.7383 | 12929.9469 | 13327.0026 | 13545.5885 | 13721.3675 | 13851.7692 | 13887.7423 | 13979.6727 | 13993.3978 | 14015.6805 | 14047.8032 | 14086.7784 | 14071.6398 |  | 33.2334 | 48.7015 | 109.3077 | 230.4648 | 398.8705 | 615.9252 | 889.2798 | 1183.5519 | 1580.8018 | 2000.9513 | 2471.882 | 2997.7054 | 3532.5371 | 4028.5265 | 4591.1499 | 5117.6332 | 5636.2677 | 6194.9028 | 6767.9896 | 7309.5402 | 7912.9446 | 8587.5687 | 9118.4907 | 9626.7504 | 10099.738 | 10484.4731 | 10910.7985 | 11243.1256 | 11557.4866 | 11853.6095 | 12117.9523 | 12299.0239 |  | 33.2334 | 48.9352 | 113.508 | 268.2889 | 499.497 | 806.3919 | 1209.6379 | 1648.8976 | 2222.9209 | 2835.8886 | 3527.5918 | 4319.2191 | 5085.0663 | 5787.391 | 6543.0413 | 7245.4672 | 8099.103 | 8906.0373 | 9650.6197 | 10260.9499 | 10876.5481 | 11366.5371 | 11697.6917 | 11994.413 | 12247.7887 | 12409.3984 | 12612.9418 | 12725.5565 | 12825.3842 | 12917.097 | 12988.6603 | 12993.2465 |  | 33.4989 | 52.2375 | 152.1755 | 368.8991 | 671.3877 | 1066.1191 | 1589.5631 | 2164.1633 | 2915.2805 | 3702.1198 | 4577.6193 | 5671.3129 | 6740.0925 | 7707.5602 | 8715.3701 | 9606.0586 | 10412.3903 | 11166.8103 | 11851.2436 | 12392.7383 | 12929.9469 | 13327.0026 | 13545.5885 | 13721.3675 | 13851.7692 | 13887.7423 | 13979.6727 | 13993.3978 | 14015.6805 | 14047.8032 | 14086.7784 | 14071.6398 |  | 33.4989 | 52.2269 | 152.0906 | 368.6824 | 671.0388 | 1065.5066 | 1579.7085 | 2140.1293 | 2880.2898 | 3654.0264 | 4522.5184 | 5585.9029 | 6623.8377 | 7563.3049 | 8544.3105 | 9410.3906 | 10220.3166 | 10975.9285 | 11664.7621 | 12210.451 | 12756.5806 | 13163.8198 | 13396.8674 | 13588.2618 | 13736.4165 | 13788.6823 | 13897.0455 | 13925.0339 | 13960.2231 | 14003.3568 | 14051.753 | 14043.6459
Pringle St |  | 30.0207 | 45.9301 | 126.5913 | 290.1219 | 505.5004 | 772.4865 | 1110.146 | 1481.0576 | 1966.0133 | 2473.9178 | 3039.0753 | 3746.6016 | 4437.6076 | 5062.8648 | 5713.6292 | 6288.2831 | 6806.411 | 7291.4646 | 7731.6473 | 8079.8855 | 8425.3833 | 8680.4087 | 8820.3745 | 8932.7376 | 9015.8795 | 9038.1469 | 9096.6062 | 9104.7242 | 9118.4993 | 9138.7342 | 9163.5593 | 9153.5596 |  | 29.7828 | 42.8291 | 91.0693 | 182.301 | 302.5337 | 449.7578 | 626.2312 | 816.2086 | 1072.6668 | 1343.9087 | 1647.9341 | 1987.3974 | 2332.6762 | 2652.8791 | 3016.0998 | 3355.9891 | 3690.8113 | 4051.4573 | 4421.4331 | 4771.0496 | 5160.5979 | 5596.1245 | 5938.8794 | 6267.0037 | 6572.357 | 6820.736 | 7095.9649 | 7310.51 | 7513.4565 | 7704.6287 | 7875.2842 | 7992.1812 |  | 29.7828 | 43.033 | 94.4896 | 211.0482 | 376.124 | 584.3259 | 844.8401 | 1128.4141 | 1498.819 | 1894.4569 | 2341.024 | 2852.0532 | 3346.7127 | 3800.4119 | 4288.451 | 4742.0675 | 5293.99 | 5815.4347 | 6296.4432 | 6690.673 | 7088.1602 | 7404.0709 | 7617.5217 | 7808.7623 | 7972.0469 | 8076.1116 | 8207.2387 | 8279.677 | 8343.8628 | 8402.8113 | 8448.7669 | 8451.5073 |  | 30.0207 | 45.9301 | 126.5913 | 290.1219 | 505.5004 | 772.4865 | 1110.146 | 1481.0576 | 1966.0133 | 2473.9178 | 3039.0753 | 3746.6016 | 4437.6076 | 5062.8648 | 5713.6292 | 6288.2831 | 6806.411 | 7291.4646 | 7731.6473 | 8079.8855 | 8425.3833 | 8680.4087 | 8820.3745 | 8932.7376 | 9015.8795 | 9038.1469 | 9096.6062 | 9104.7242 | 9118.4993 | 9138.7342 | 9163.5593 | 9153.5596 |  | 30.0207 | 45.9203 | 126.5198 | 289.9326 | 505.2044 | 771.9604 | 1103.0394 | 1464.3117 | 1941.9998 | 2441.1322 | 3001.5225 | 3688.8409 | 4359.6021 | 4966.4835 | 5599.7906 | 6158.4758 | 6679.1363 | 7165.1403 | 7608.3613 | 7959.4683 | 8310.9374 | 8572.7907 | 8722.3349 | 8845.0206 | 8939.8635 | 8972.8658 | 9042.1498 | 9059.6656 | 9081.9466 | 9109.4486 | 9140.4929 | 9135.1461
Queens Park |  | 10.5801 | 18.3796 | 68.8907 | 202.6759 | 416.7957 | 726.166 | 1171.2952 | 1659.3889 | 2297.2118 | 2965.613 | 3709.2807 | 4635.0538 | 5540.5956 | 6360.8251 | 7216.4602 | 7973.6866 | 8663.6682 | 9308.6268 | 9893.483 | 10356.23 | 10815.2801 | 11155.2816 | 11343.3736 | 11495.0403 | 11608.0111 | 11640.5987 | 11720.5686 | 11733.8063 | 11754.0302 | 11782.3827 | 11816.2009 | 11803.8258 |  | 10.4963 | 17.1183 | 49.1891 | 124.3811 | 242.8989 | 412.1342 | 644.2933 | 894.2177 | 1231.6007 | 1588.4323 | 1988.3922 | 2434.9723 | 2889.2031 | 3310.4453 | 3788.2794 | 4235.42 | 4675.8946 | 5150.3415 | 5637.0622 | 6096.9994 | 6609.4688 | 7182.4249 | 7633.3352 | 8064.9984 | 8466.7052 | 8793.4595 | 9155.5363 | 9437.7806 | 9704.7664 | 9956.2626 | 10180.7681 | 10334.5515 |  | 10.4963 | 17.204 | 51.2477 | 147.2902 | 309.9941 | 549.1898 | 891.2716 | 1264.3442 | 1752.2338 | 2273.0048 | 2860.4354 | 3532.8316 | 4182.7506 | 4778.6166 | 5419.9551 | 6016.2219 | 6739.4479 | 7423.7084 | 8055.4032 | 8573.3069 | 9095.9903 | 9513.0272 | 9794.9938 | 10047.6752 | 10263.4852 | 10401.3102 | 10574.7694 | 10670.9747 | 10756.3145 | 10834.7588 | 10896.058 | 10900.422 |  | 10.5801 | 18.3796 | 68.8907 | 202.6759 | 416.7957 | 726.166 | 1171.2952 | 1659.3889 | 2297.2118 | 2965.613 | 3709.2807 | 4635.0538 | 5540.5956 | 6360.8251 | 7216.4602 | 7973.6866 | 8663.6682 | 9308.6268 | 9893.483 | 10356.23 | 10815.2801 | 11155.2816 | 11343.3736 | 11495.0403 | 11608.0111 | 11640.5987 | 11720.5686 | 11733.8063 | 11754.0302 | 11782.3827 | 11816.2009 | 11803.8258 |  | 10.5801 | 18.3768 | 68.8541 | 202.5969 | 416.65 | 725.9242 | 1164.5107 | 1641.595 | 2270.5257 | 2928.4659 | 3666.7 | 4568.0957 | 5448.1478 | 6245.2334 | 7078.4292 | 7814.9298 | 8507.5127 | 9153.0983 | 9741.2711 | 10207.2373 | 10673.4125 | 11021.5231 | 11221.3819 | 11385.7964 | 11513.3339 | 11559.2978 | 11652.7644 | 11677.7121 | 11708.5276 | 11745.894 | 11787.4216 | 11780.7768
Radcliffe |  | 60.0588 | 93.7357 | 273.7288 | 665.106 | 1212.5479 | 1928.2239 | 2878.7721 | 3922.194 | 5286.1455 | 6714.9752 | 8304.8018 | 10290.7095 | 12231.4155 | 13988.1807 | 15818.2527 | 17435.6898 | 18900.1329 | 20270.269 | 21513.2876 | 22496.7127 | 23472.3522 | 24193.4871 | 24590.5235 | 24909.8238 | 25146.7166 | 25212.1283 | 25379.1467 | 25404.1384 | 25444.6577 | 25503.0357 | 25573.8419 | 25546.3724 |  | 59.5827 | 87.39 | 196.6068 | 415.4195 | 720.1691 | 1113.6668 | 1610.0521 | 2144.4216 | 2865.7888 | 3628.7394 | 4483.9039 | 5438.748 | 6409.9503 | 7310.619 | 8332.2882 | 9288.3307 | 10230.1206 | 11244.5476 | 12285.2175 | 13268.6208 | 14364.3445 | 15589.3964 | 16553.4991 | 17476.4492 | 18335.3487 | 19033.9904 | 19808.1558 | 20411.6296 | 20982.4785 | 21520.209 | 22000.2298 | 22329.0381 |  | 59.5827 | 87.8095 | 204.1689 | 483.7063 | 902.1036 | 1458.4684 | 2190.7069 | 2988.3603 | 4030.7469 | 5143.8445 | 6399.909 | 7837.4301 | 9228.112 | 10503.4389 | 11875.6076 | 13151.1318 | 14701.1753 | 16166.4433 | 17518.5034 | 18626.7843 | 19744.6447 | 20634.4556 | 21235.8311 | 21774.6775 | 22234.8098 | 22528.3019 | 22897.9426 | 23102.4642 | 23283.7657 | 23450.331 | 23580.3054 | 23588.6538 |  | 60.0588 | 93.7357 | 273.7288 | 665.106 | 1212.5479 | 1928.2239 | 2878.7721 | 3922.194 | 5286.1455 | 6714.9752 | 8304.8018 | 10290.7095 | 12231.4155 | 13988.1807 | 15818.2527 | 17435.6898 | 18900.1329 | 20270.269 | 21513.2876 | 22496.7127 | 23472.3522 | 24193.4871 | 24590.5235 | 24909.8238 | 25146.7166 | 25212.1283 | 25379.1467 | 25404.1384 | 25444.6577 | 25503.0357 | 25573.8419 | 25546.3724 |  | 60.0588 | 93.7168 | 273.5762 | 664.7171 | 1211.9208 | 1927.1238 | 2860.9454 | 3878.6635 | 5222.7366 | 6627.802 | 8204.9261 | 10135.8541 | 12020.5796 | 13726.5263 | 15507.9384 | 17080.6962 | 18551.6469 | 19923.9308 | 21174.9217 | 22165.9483 | 23157.7679 | 23897.3717 | 24320.6471 | 24668.2812 | 24937.3895 | 25032.3672 | 25229.2062 | 25280.0812 | 25344.0215 | 25422.3798 | 25510.2809 | 25495.5696
Randal St |  | 25.601 | 39.2651 | 109.0276 | 251.8498 | 441.6308 | 678.8288 | 981.1967 | 1313.3027 | 1747.506 | 2202.274 | 2708.3017 | 3341.5715 | 3960.1161 | 4519.8441 | 5102.492 | 5617.0696 | 6081.3507 | 6515.9514 | 6910.3292 | 7222.3324 | 7531.878 | 7760.4169 | 7885.9119 | 7986.6875 | 8061.2884 | 8081.3714 | 8133.849 | 8141.2307 | 8153.6573 | 8171.8514 | 8194.1302 | 8185.2113 |  | 25.3981 | 36.6132 | 78.4176 | 158.121 | 264.0193 | 394.7573 | 552.7646 | 722.863 | 952.4857 | 1195.345 | 1467.5575 | 1771.4996 | 2080.6488 | 2367.346 | 2692.5596 | 2996.8831 | 3296.6699 | 3619.5782 | 3950.84 | 4263.8729 | 4612.6593 | 5002.6128 | 5309.5021 | 5603.2918 | 5876.6932 | 6099.082 | 6345.5112 | 6537.6065 | 6719.3168 | 6890.485 | 7043.2833 | 7147.9482 |  | 25.3981 | 36.7877 | 81.3721 | 183.2009 | 328.5953 | 513.4768 | 746.7028 | 1000.6047 | 1332.2775 | 1686.5291 | 2086.3656 | 2543.9261 | 2986.7883 | 3392.9687 | 3829.9089 | 4236.0378 | 4730.0814 | 5196.8864 | 5627.5142 | 5980.4601 | 6336.3444 | 6619.2622 | 6810.4291 | 6981.7069 | 7127.9498 | 7221.1661 | 7338.6144 | 7403.513 | 7461.0223 | 7513.8421 | 7555.0261 | 7557.5134 |  | 25.601 | 39.2651 | 109.0276 | 251.8498 | 441.6308 | 678.8288 | 981.1967 | 1313.3027 | 1747.506 | 2202.274 | 2708.3017 | 3341.5715 | 3960.1161 | 4519.8441 | 5102.492 | 5617.0696 | 6081.3507 | 6515.9514 | 6910.3292 | 7222.3324 | 7531.878 | 7760.4169 | 7885.9119 | 7986.6875 | 8061.2884 | 8081.3714 | 8133.849 | 8141.2307 | 8153.6573 | 8171.8514 | 8194.1302 | 8185.2113 |  | 25.601 | 39.2568 | 108.9662 | 251.6879 | 441.3765 | 678.3777 | 974.9471 | 1298.4964 | 1726.2221 | 2173.1836 | 2674.98 | 3290.254 | 3890.7228 | 4434.0433 | 5001.084 | 5501.3762 | 5967.8926 | 6403.3168 | 6800.3848 | 7114.9321 | 7429.7919 | 7664.4056 | 7798.4399 | 7908.4211 | 7993.4621 | 8023.1238 | 8085.2605 | 8101.0277 | 8121.0437 | 8145.7204 | 8173.5466 | 8168.7765
Rawtenstall Rd |  | 41.6505 | 63.1316 | 169.0837 | 375.4242 | 636.9584 | 949.3067 | 1329.8069 | 1748.0132 | 2294.8981 | 2867.5559 | 3504.7869 | 4303.9539 | 5084.0874 | 5789.7625 | 6523.701 | 7171.3528 | 7753.3454 | 8298.4508 | 8793.2486 | 9184.6793 | 9573.0446 | 9859.3997 | 10016.1587 | 10141.8228 | 10234.6053 | 10258.826 | 10323.919 | 10332.3829 | 10347.3488 | 10369.6987 | 10397.3791 | 10385.8928 |  | 41.3204 | 58.8748 | 121.7381 | 236.7033 | 382.9749 | 555.5801 | 754.5736 | 968.7945 | 1257.98 | 1563.8356 | 1906.6584 | 2289.4413 | 2678.782 | 3039.8467 | 3449.4189 | 3832.6822 | 4210.2318 | 4616.9007 | 5034.0898 | 5428.3217 | 5867.5812 | 6358.6864 | 6745.1809 | 7115.178 | 7459.4981 | 7739.5732 | 8049.9247 | 8291.8485 | 8520.6934 | 8736.2616 | 8928.6948 | 9060.5092 |  | 41.3204 | 59.1538 | 126.2533 | 273.1404 | 473.9715 | 718.103 | 1012.0338 | 1331.7906 | 1749.3008 | 2195.3487 | 2698.9165 | 3275.1289 | 3833.1367 | 4345.0024 | 4895.5101 | 5407.1451 | 6030.2696 | 6618.7222 | 7161.4086 | 7606.1423 | 8054.4158 | 8410.2518 | 8650.6282 | 8865.978 | 9049.8296 | 9166.9254 | 9314.5283 | 9395.9653 | 9468.0991 | 9534.3289 | 9585.9217 | 9588.8072 |  | 41.6505 | 63.1316 | 169.0837 | 375.4242 | 636.9584 | 949.3067 | 1329.8069 | 1748.0132 | 2294.8981 | 2867.5559 | 3504.7869 | 4303.9539 | 5084.0874 | 5789.7625 | 6523.701 | 7171.3528 | 7753.3454 | 8298.4508 | 8793.2486 | 9184.6793 | 9573.0446 | 9859.3997 | 10016.1587 | 10141.8228 | 10234.6053 | 10258.826 | 10323.919 | 10332.3829 | 10347.3488 | 10369.6987 | 10397.3791 | 10385.8928 |  | 41.6505 | 63.1179 | 168.9876 | 375.165 | 636.5588 | 948.5919 | 1321.1017 | 1727.9877 | 2266.4973 | 2828.9724 | 3460.6018 | 4236.3869 | 4993.3838 | 5678.0601 | 6392.1716 | 7021.7408 | 7606.7862 | 8153.1314 | 8651.5388 | 9046.3541 | 9441.6497 | 9735.9396 | 9903.7243 | 10041.2527 | 10147.4524 | 10183.979 | 10261.4786 | 10280.716 | 10305.4346 | 10336.1263 | 10370.9467 | 10364.8127
Reddish Vale |  | 19.7103 | 31.7068 | 100.2889 | 261.5308 | 500.7204 | 828.3123 | 1280.7287 | 1777.0821 | 2425.805 | 3105.5064 | 3861.771 | 4804.8448 | 5726.8782 | 6561.7816 | 7432.1205 | 8201.8445 | 8900.9765 | 9554.7876 | 10147.8059 | 10616.9941 | 11082.451 | 11426.8427 | 11616.9086 | 11769.9644 | 11883.7447 | 11915.8672 | 11996.249 | 12008.9201 | 12028.8373 | 12057.1359 | 12091.1704 | 12078.3434 |  | 19.554 | 29.5517 | 71.8852 | 162.2327 | 295.0415 | 474.7229 | 710.8315 | 965.0076 | 1308.1303 | 1671.0323 | 2077.7964 | 2531.9738 | 2993.932 | 3422.3405 | 3908.3036 | 4363.051 | 4811.019 | 5293.5373 | 5788.5382 | 6256.2999 | 6777.4875 | 7360.1908 | 7818.7721 | 8257.7789 | 8666.3196 | 8998.6327 | 9366.8692 | 9653.9151 | 9925.4428 | 10181.2176 | 10409.5423 | 10565.942 |  | 19.554 | 29.6953 | 74.7344 | 190.1467 | 372.4768 | 626.4843 | 974.5828 | 1353.9968 | 1849.9994 | 2379.5399 | 2976.9793 | 3660.7795 | 4322.0117 | 4928.3233 | 5580.7891 | 6187.3505 | 6923.7637 | 7620.1989 | 8262.9791 | 8789.9177 | 9321.5642 | 9745.2497 | 10031.6534 | 10288.2945 | 10507.466 | 10647.35 | 10823.4644 | 10921.0249 | 11007.5378 | 11087.0397 | 11149.1209 | 11153.3243 |  | 19.7103 | 31.7068 | 100.2889 | 261.5308 | 500.7204 | 828.3123 | 1280.7287 | 1777.0821 | 2425.805 | 3105.5064 | 3861.771 | 4804.8448 | 5726.8782 | 6561.7816 | 7432.1205 | 8201.8445 | 8900.9765 | 9554.7876 | 10147.8059 | 10616.9941 | 11082.451 | 11426.8427 | 11616.9086 | 11769.9644 | 11883.7447 | 11915.8672 | 11996.249 | 12008.9201 | 12028.8373 | 12057.1359 | 12091.1704 | 12078.3434 |  | 19.7103 | 31.7008 | 100.2339 | 261.3979 | 500.4968 | 827.927 | 1273.035 | 1757.6742 | 2397.1467 | 3065.8751 | 3816.3543 | 4733.9527 | 5629.7089 | 6440.7558 | 7288.1105 | 8036.669 | 8738.6726 | 9393.3143 | 9989.9163 | 10462.5503 | 10935.4796 | 11288.3886 | 11490.6797 | 11656.9577 | 11785.8084 | 11831.7655 | 11926.104 | 11950.8864 | 11981.7607 | 12019.3957 | 12061.4169 | 12054.5386
Ribblesdale T14 |  | 11.8652 | 17.9171 | 47.4194 | 103.8531 | 174.0968 | 256.4404 | 354.7813 | 462.9005 | 604.3002 | 752.3485 | 917.0939 | 1123.9035 | 1325.7352 | 1508.2712 | 1698.0444 | 1865.4436 | 2015.597 | 2156.2708 | 2283.9785 | 2385.0051 | 2485.2426 | 2559.1071 | 2599.4859 | 2631.8296 | 2655.6816 | 2661.8188 | 2678.5319 | 2680.6232 | 2684.4128 | 2690.1255 | 2697.2381 | 2694.2388 |  | 11.7712 | 16.7096 | 34.1532 | 65.5772 | 104.8989 | 150.4521 | 201.9006 | 257.2861 | 332.0532 | 411.1302 | 499.7648 | 598.7309 | 699.3925 | 792.7435 | 898.6357 | 997.726 | 1095.3391 | 1200.4807 | 1308.3423 | 1410.2685 | 1523.8362 | 1650.8083 | 1750.734 | 1846.3944 | 1935.4162 | 2007.8279 | 2088.0673 | 2150.6151 | 2209.7815 | 2265.5153 | 2315.2677 | 2349.3475 |  | 11.7712 | 16.7887 | 35.4132 | 75.5633 | 129.5527 | 193.9877 | 270.0058 | 352.6763 | 460.5979 | 575.9098 | 706.1059 | 855.0777 | 999.3785 | 1131.7559 | 1274.1128 | 1406.4112 | 1567.6244 | 1719.8305 | 1860.1801 | 1975.1906 | 2091.0976 | 2183.0421 | 2245.1458 | 2300.7816 | 2348.2773 | 2378.5166 | 2416.6422 | 2437.6627 | 2456.2783 | 2473.3677 | 2486.6747 | 2487.3919 |  | 11.8652 | 17.9171 | 47.4194 | 103.8531 | 174.0968 | 256.4404 | 354.7813 | 462.9005 | 604.3002 | 752.3485 | 917.0939 | 1123.9035 | 1325.7352 | 1508.2712 | 1698.0444 | 1865.4436 | 2015.597 | 2156.2708 | 2283.9785 | 2385.0051 | 2485.2426 | 2559.1071 | 2599.4859 | 2631.8296 | 2655.6816 | 2661.8188 | 2678.5319 | 2680.6232 | 2684.4128 | 2690.1255 | 2697.2381 | 2694.2388 |  | 11.8652 | 17.9131 | 47.3924 | 103.7796 | 173.9842 | 256.2385 | 352.4334 | 457.5624 | 596.7713 | 742.146 | 905.4113 | 1106.092 | 1301.8985 | 1478.9664 | 1663.5934 | 1826.3068 | 1977.2771 | 2118.2951 | 2246.9619 | 2348.8846 | 2450.9416 | 2526.8907 | 2570.1518 | 2605.5944 | 2632.9468 | 2642.2938 | 2662.2428 | 2667.1443 | 2673.4781 | 2681.3682 | 2690.3448 | 2688.7441
Ribbleton |  | 31.0579 | 47.2017 | 127.4752 | 285.7087 | 488.6602 | 733.9247 | 1036.3695 | 1368.7237 | 1803.3164 | 2258.4178 | 2764.8312 | 3399.5673 | 4019.2836 | 4579.9122 | 5163.132 | 5677.902 | 6140.9958 | 6574.6689 | 6968.2874 | 7279.6798 | 7588.6296 | 7816.511 | 7941.3654 | 8041.501 | 8115.4881 | 8134.9685 | 8186.9136 | 8193.8204 | 8205.8621 | 8223.7456 | 8245.8248 | 8236.7518 |  | 30.8117 | 44.0179 | 91.7584 | 179.9553 | 293.3962 | 428.8379 | 586.9761 | 757.2152 | 987.028 | 1230.0883 | 1502.5261 | 1806.7198 | 2116.1248 | 2403.0593 | 2728.5421 | 3033.1175 | 3333.1524 | 3656.328 | 3987.864 | 4301.156 | 4650.231 | 5040.5073 | 5347.6506 | 5641.6835 | 5915.3112 | 6137.884 | 6384.5172 | 6576.7715 | 6758.6322 | 6929.9421 | 7082.8668 | 7187.6184 |  | 30.8117 | 44.2267 | 95.1743 | 207.8588 | 363.6123 | 555.171 | 788.7098 | 1042.8185 | 1374.6523 | 1729.1425 | 2129.3192 | 2587.2372 | 3030.6218 | 3437.3259 | 3874.7593 | 4281.3161 | 4776.3052 | 5243.8207 | 5675.0108 | 6028.385 | 6384.6071 | 6667.4881 | 6858.5948 | 7029.8085 | 7175.9841 | 7269.1041 | 7386.47 | 7451.2514 | 7508.639 | 7561.3343 | 7602.394 | 7604.7407 |  | 31.0579 | 47.2017 | 127.4752 | 285.7087 | 488.6602 | 733.9247 | 1036.3695 | 1368.7237 | 1803.3164 | 2258.4178 | 2764.8312 | 3399.5673 | 4019.2836 | 4579.9122 | 5163.132 | 5677.902 | 6140.9958 | 6574.6689 | 6968.2874 | 7279.6798 | 7588.6296 | 7816.511 | 7941.3654 | 8041.501 | 8115.4881 | 8134.9685 | 8186.9136 | 8193.8204 | 8205.8621 | 8223.7456 | 8245.8248 | 8236.7518 |  | 31.0579 | 47.1915 | 127.4029 | 285.5147 | 488.3599 | 733.3885 | 1029.6326 | 1353.1088 | 1781.0928 | 2228.1783 | 2730.1994 | 3346.5099 | 3947.9205 | 4491.9344 | 5059.435 | 5559.8548 | 6025.3231 | 6459.9375 | 6856.3764 | 7170.4193 | 7484.825 | 7718.9505 | 7852.508 | 7962.0133 | 8046.6045 | 8075.8117 | 8137.5636 | 8152.9859 | 8172.7357 | 8197.2098 | 8224.9298 | 8220.0826
Ringley |  | 10.4152 | 16.5705 | 50.9581 | 129.7739 | 244.5732 | 399.6223 | 611.3335 | 843.6411 | 1147.2761 | 1465.3944 | 1819.3495 | 2260.9523 | 2692.6455 | 3083.5097 | 3490.883 | 3851.0938 | 4177.9717 | 4483.6998 | 4761.0186 | 4980.4274 | 5198.0935 | 5359.0973 | 5447.8928 | 5519.3708 | 5572.4766 | 5587.3757 | 5624.8715 | 5630.6968 | 5639.9323 | 5653.1059 | 5668.9877 | 5662.952 |  | 10.3326 | 15.4458 | 36.5516 | 80.6829 | 144.4748 | 229.579 | 340.0873 | 459.052 | 619.6472 | 789.5 | 979.882 | 1192.4554 | 1408.6704 | 1609.1829 | 1836.6332 | 2049.4733 | 2259.1404 | 2484.9785 | 2716.6588 | 2935.5902 | 3179.527 | 3452.2556 | 3666.8901 | 3872.363 | 4063.5766 | 4219.1125 | 4391.462 | 4525.8111 | 4652.897 | 4772.6099 | 4879.4751 | 4952.6764 |  | 10.3326 | 15.5205 | 37.9856 | 94.3613 | 181.9406 | 302.2547 | 465.2051 | 642.7854 | 874.9097 | 1122.7441 | 1402.3719 | 1722.4133 | 2031.9308 | 2315.75 | 2621.1592 | 2905.0745 | 3249.863 | 3575.8937 | 3876.7858 | 4123.4442 | 4372.2856 | 4570.5282 | 4704.5289 | 4824.6022 | 4927.142 | 4992.5754 | 5074.9647 | 5120.5896 | 5161.0441 | 5198.2173 | 5227.2392 | 5229.1753 |  | 10.4152 | 16.5705 | 50.9581 | 129.7739 | 244.5732 | 399.6223 | 611.3335 | 843.6411 | 1147.2761 | 1465.3944 | 1819.3495 | 2260.9523 | 2692.6455 | 3083.5097 | 3490.883 | 3851.0938 | 4177.9717 | 4483.6998 | 4761.0186 | 4980.4274 | 5198.0935 | 5359.0973 | 5447.8928 | 5519.3708 | 5572.4766 | 5587.3757 | 5624.8715 | 5630.6968 | 5639.9323 | 5653.1059 | 5668.9877 | 5662.952 |  | 10.4152 | 16.5673 | 50.93 | 129.7046 | 244.4585 | 399.4235 | 607.627 | 834.383 | 1133.661 | 1446.599 | 1797.8118 | 2227.4003 | 2646.7477 | 3026.4037 | 3422.9978 | 3773.2907 | 4101.5426 | 4407.6852 | 4686.7093 | 4907.7536 | 5128.9472 | 5293.9734 | 5388.5252 | 5466.2259 | 5526.4193 | 5547.8242 | 5591.8829 | 5603.4037 | 5617.7922 | 5635.3581 | 5654.9974 | 5651.7621
Risley |  | 37.337 | 56.1001 | 146.1105 | 313.9473 | 517.2978 | 748.8609 | 1016.5762 | 1311.0623 | 1696.2549 | 2099.4909 | 2548.2176 | 3112.4253 | 3662.8125 | 4160.4344 | 4677.4488 | 5133.2194 | 5540.7785 | 5922.7781 | 6269.6451 | 6544.0337 | 6816.2889 | 7016.7103 | 7126.0128 | 7213.4476 | 7277.7957 | 7293.9415 | 7338.9356 | 7344.1882 | 7354.1461 | 7369.4066 | 7388.5798 | 7380.2745 |  | 37.0411 | 52.3221 | 105.2843 | 198.6595 | 312.6501 | 440.9761 | 581.119 | 731.9859 | 935.6473 | 1151.0487 | 1392.4847 | 1662.0629 | 1936.2594 | 2190.5424 | 2478.9871 | 2748.9036 | 3014.7962 | 3301.1963 | 3595.0054 | 3872.6466 | 4181.9989 | 4527.864 | 4800.0561 | 5060.6298 | 5303.1202 | 5500.3655 | 5718.9333 | 5889.3102 | 6050.4762 | 6202.292 | 6337.8147 | 6430.6462 |  | 37.0411 | 52.5691 | 109.14 | 228.4479 | 384.9618 | 566.5007 | 773.6804 | 998.8671 | 1292.7349 | 1606.7877 | 1961.4434 | 2367.2147 | 2760.4261 | 3121.1879 | 3509.0816 | 3869.5399 | 4309.1709 | 4724.0713 | 5106.5659 | 5419.974 | 5735.7381 | 5985.9398 | 6154.9053 | 6306.2641 | 6435.4659 | 6517.6761 | 6621.3623 | 6678.4633 | 6729.0149 | 6775.4102 | 6811.5116 | 6813.3337 |  | 37.337 | 56.1001 | 146.1105 | 313.9473 | 517.2978 | 748.8609 | 1016.5762 | 1311.0623 | 1696.2549 | 2099.4909 | 2548.2176 | 3112.4253 | 3662.8125 | 4160.4344 | 4677.4488 | 5133.2194 | 5540.7785 | 5922.7781 | 6269.6451 | 6544.0337 | 6816.2889 | 7016.7103 | 7126.0128 | 7213.4476 | 7277.7957 | 7293.9415 | 7338.9356 | 7344.1882 | 7354.1461 | 7369.4066 | 7388.5798 | 7380.2745 |  | 37.337 | 56.0877 | 146.0269 | 313.7177 | 516.9489 | 748.2328 | 1009.7356 | 1295.7865 | 1674.8956 | 2070.6615 | 2515.2113 | 3062.3411 | 3596.1177 | 4078.6657 | 4581.571 | 5024.5288 | 5434.4401 | 5817.4854 | 6167.0828 | 6444.0086 | 6721.3468 | 6927.598 | 7044.8964 | 7140.9171 | 7214.9432 | 7239.9621 | 7293.8995 | 7306.9203 | 7323.9123 | 7345.1988 | 7369.5311 | 7365.1035
Robert Hall St |  | 36.1269 | 54.2838 | 141.3961 | 303.8595 | 500.7395 | 724.9849 | 984.3073 | 1269.56 | 1642.6746 | 2033.2674 | 2467.9246 | 3014.4347 | 3547.5598 | 4029.5755 | 4530.3783 | 4971.8599 | 5366.6514 | 5736.6828 | 6072.6816 | 6338.4731 | 6602.1979 | 6796.3412 | 6902.2219 | 6986.9205 | 7049.2558 | 7064.8999 | 7108.4874 | 7113.5788 | 7123.2273 | 7138.0117 | 7156.5853 | 7148.5415 |  | 35.8405 | 50.628 | 101.8869 | 192.2731 | 302.6355 | 426.9045 | 562.6532 | 708.7897 | 906.0653 | 1114.7128 | 1348.5785 | 1609.7041 | 1875.3032 | 2121.6132 | 2401.0137 | 2662.467 | 2920.0226 | 3197.4425 | 3482.0393 | 3750.975 | 4050.6276 | 4385.6481 | 4649.3057 | 4901.709 | 5136.5962 | 5327.6569 | 5539.3714 | 5704.4062 | 5860.5188 | 6007.5744 | 6138.8479 | 6228.7686 |  | 35.8405 | 50.8671 | 105.6183 | 221.1072 | 372.6393 | 548.4388 | 749.1215 | 967.2475 | 1251.9019 | 1556.108 | 1899.6434 | 2292.6919 | 2673.573 | 3023.0218 | 3398.7521 | 3747.9076 | 4173.7501 | 4575.6389 | 4946.139 | 5249.7192 | 5555.5822 | 5797.9407 | 5961.6099 | 6108.2243 | 6233.3764 | 6313.0102 | 6413.4466 | 6468.7584 | 6517.7263 | 6562.668 | 6597.6386 | 6599.4046 |  | 36.1269 | 54.2838 | 141.3961 | 303.8595 | 500.7395 | 724.9849 | 984.3073 | 1269.56 | 1642.6746 | 2033.2674 | 2467.9246 | 3014.4347 | 3547.5598 | 4029.5755 | 4530.3783 | 4971.8599 | 5366.6514 | 5736.6828 | 6072.6816 | 6338.4731 | 6602.1979 | 6796.3412 | 6902.2219 | 6986.9205 | 7049.2558 | 7064.8999 | 7108.4874 | 7113.5788 | 7123.2273 | 7138.0117 | 7156.5853 | 7148.5415 |  | 36.1269 | 54.2718 | 141.3152 | 303.6373 | 500.4019 | 724.3771 | 977.6846 | 1254.7689 | 1621.9917 | 2005.3502 | 2435.9625 | 2965.9332 | 3482.9701 | 3950.386 | 4437.5228 | 4866.5937 | 5263.6627 | 5634.706 | 5973.3488 | 6241.5971 | 6510.2446 | 6710.0338 | 6823.6585 | 6916.6726 | 6988.3814 | 7012.6193 | 7064.8686 | 7077.4838 | 7093.945 | 7114.5657 | 7138.136 | 7133.8477
Rochdale Central |  | 37.7436 | 58.2438 | 164.6726 | 387.5729 | 689.759 | 1074.3366 | 1572.953 | 2120.4742 | 2836.2633 | 3586.0146 | 4420.2629 | 5463.478 | 6482.6494 | 7405.0402 | 8365.5015 | 9214.0093 | 9980.6982 | 10698.2237 | 11349.2733 | 11864.3453 | 12375.3514 | 12752.8082 | 12960.3064 | 13127.0355 | 13250.5747 | 13284.1912 | 13371.1768 | 13383.7407 | 13404.5511 | 13434.8128 | 13471.7197 | 13457.1367 |  | 37.4445 | 54.3069 | 118.3806 | 242.8601 | 411.3221 | 623.0806 | 883.5665 | 1163.9852 | 1542.5339 | 1942.904 | 2391.6648 | 2892.7341 | 3402.3876 | 3875.0274 | 4411.1642 | 4912.8624 | 5407.0812 | 5939.4176 | 6485.5252 | 7001.5814 | 7576.5794 | 8219.4444 | 8725.3722 | 9209.7046 | 9660.4255 | 10027.0485 | 10433.3038 | 10749.9861 | 11049.5479 | 11331.7303 | 11583.6287 | 11756.176 |  | 37.4445 | 54.5663 | 122.8746 | 281.9055 | 513.1948 | 812.6297 | 1197.0204 | 1615.5976 | 2162.476 | 2746.5288 | 3405.6787 | 4160.0159 | 4889.9764 | 5559.4387 | 6279.6563 | 6949.1124 | 7763.1365 | 8532.4301 | 9242.1804 | 9823.924 | 10410.588 | 10877.2197 | 11192.5506 | 11475.0828 | 11716.3287 | 11870.1445 | 12063.9134 | 12171.0435 | 12265.9904 | 12353.2054 | 12421.2301 | 12425.4476 |  | 37.7436 | 58.2438 | 164.6726 | 387.5729 | 689.759 | 1074.3366 | 1572.953 | 2120.4742 | 2836.2633 | 3586.0146 | 4420.2629 | 5463.478 | 6482.6494 | 7405.0402 | 8365.5015 | 9214.0093 | 9980.6982 | 10698.2237 | 11349.2733 | 11864.3453 | 12375.3514 | 12752.8082 | 12960.3064 | 13127.0355 | 13250.5747 | 13284.1912 | 13371.1768 | 13383.7407 | 13404.5511 | 13434.8128 | 13471.7197 | 13457.1367 |  | 37.7436 | 58.2317 | 164.5802 | 387.3322 | 689.3774 | 1073.6623 | 1563.0458 | 2096.7187 | 2801.9322 | 3538.9805 | 4366.3824 | 5380.2708 | 6369.8194 | 7265.3204 | 8200.1333 | 9025.1342 | 9795.3954 | 10514.1822 | 11169.562 | 11688.7424 | 12208.3966 | 12595.7334 | 12817.1804 | 12998.9573 | 13139.5802 | 13188.8725 | 13291.6671 | 13317.9544 | 13351.1842 | 13392.0484 | 13438.0279 | 13430.2241
Roman Rd |  | 11.5284 | 17.9725 | 52.319 | 126.7429 | 230.552 | 365.9441 | 545.3993 | 742.3938 | 999.9056 | 1269.6636 | 1569.8179 | 1944.7852 | 2311.2088 | 2642.897 | 2988.4132 | 3293.7732 | 3570.2018 | 3828.8353 | 4063.4763 | 4249.1143 | 4433.2829 | 4569.4019 | 4644.3355 | 4704.5934 | 4749.2946 | 4761.6226 | 4793.1352 | 4797.8369 | 4805.473 | 4816.4833 | 4829.8437 | 4824.6525 |  | 11.437 | 16.756 | 37.5815 | 79.1864 | 136.9822 | 211.4337 | 305.15 | 406.0377 | 542.23 | 686.2732 | 847.7262 | 1027.9985 | 1211.3591 | 1381.4031 | 1574.2918 | 1754.7902 | 1932.5979 | 2124.1192 | 2320.5952 | 2506.2593 | 2713.1292 | 2944.416 | 3126.4363 | 3300.687 | 3462.8451 | 3594.747 | 3740.9075 | 3854.8419 | 3962.6168 | 4064.139 | 4154.7657 | 4216.8439 |  | 11.437 | 16.8364 | 39.0252 | 92.1765 | 171.5256 | 276.7933 | 415.0423 | 565.6371 | 762.4332 | 972.5814 | 1209.7237 | 1481.1234 | 1743.6862 | 1984.4713 | 2243.538 | 2484.357 | 2777.0202 | 3053.6705 | 3308.9433 | 3518.1888 | 3729.2396 | 3897.2242 | 4010.7549 | 4112.4806 | 4199.3459 | 4254.7504 | 4324.5314 | 4363.1386 | 4397.362 | 4428.8033 | 4453.3366 | 4454.9078 |  | 11.5284 | 17.9725 | 52.319 | 126.7429 | 230.552 | 365.9441 | 545.3993 | 742.3938 | 999.9056 | 1269.6636 | 1569.8179 | 1944.7852 | 2311.2088 | 2642.897 | 2988.4132 | 3293.7732 | 3570.2018 | 3828.8353 | 4063.4763 | 4249.1143 | 4433.2829 | 4569.4019 | 4644.3355 | 4704.5934 | 4749.2946 | 4761.6226 | 4793.1352 | 4797.8369 | 4805.473 | 4816.4833 | 4829.8437 | 4824.6525 |  | 11.5284 | 17.9688 | 52.2898 | 126.6684 | 230.432 | 365.7335 | 542.0168 | 734.1476 | 987.902 | 1253.1664 | 1550.9169 | 1915.4898 | 2271.3368 | 2593.4239 | 2929.7498 | 3226.6726 | 3504.3346 | 3763.3776 | 3999.5283 | 4186.605 | 4373.8333 | 4513.4449 | 4593.3377 | 4658.9505 | 4709.7393 | 4727.6542 | 4764.8017 | 4774.3943 | 4786.4562 | 4801.2423 | 4817.8333 | 4815.0533
Romiley |  | 61.4894 | 93.2676 | 250.343 | 557.2311 | 947.4475 | 1414.9726 | 1986.4069 | 2614.436 | 3435.6921 | 4295.6656 | 5252.6075 | 6452.5403 | 7623.9451 | 8683.5786 | 9785.7229 | 10758.3527 | 11632.6418 | 12451.4819 | 13194.7352 | 13782.7193 | 14366.0965 | 14796.2832 | 15031.8343 | 15220.686 | 15360.1498 | 15396.6426 | 15494.5053 | 15507.3093 | 15529.8606 | 15563.487 | 15605.0973 | 15587.8768 |  | 61.002 | 86.9781 | 180.2323 | 351.2371 | 569.444 | 827.7527 | 1126.583 | 1448.2803 | 1882.5527 | 2341.8587 | 2856.6787 | 3431.5072 | 4016.1835 | 4558.3976 | 5173.4556 | 5749.0055 | 6315.9751 | 6926.6732 | 7553.1699 | 8145.1913 | 8804.8311 | 9542.328 | 10122.7303 | 10678.3581 | 11195.4266 | 11616.0179 | 12082.0755 | 12445.3744 | 12789.0328 | 13112.7535 | 13401.7322 | 13599.679 |  | 61.002 | 87.3905 | 186.9236 | 405.4096 | 705.0075 | 1070.3527 | 1511.7279 | 1991.9101 | 2618.9108 | 3288.7555 | 4044.9659 | 4910.2731 | 5748.208 | 6516.8448 | 7343.5214 | 8111.8303 | 9047.4773 | 9931.0988 | 10746.0156 | 11413.8496 | 12087.0173 | 12621.4321 | 12982.45 | 13305.8828 | 13582.0109 | 13757.8884 | 13979.5798 | 14101.9078 | 14210.2647 | 14309.7553 | 14387.2634 | 14391.6244 |  | 61.4894 | 93.2676 | 250.343 | 557.2311 | 947.4475 | 1414.9726 | 1986.4069 | 2614.436 | 3435.6921 | 4295.6656 | 5252.6075 | 6452.5403 | 7623.9451 | 8683.5786 | 9785.7229 | 10758.3527 | 11632.6418 | 12451.4819 | 13194.7352 | 13782.7193 | 14366.0965 | 14796.2832 | 15031.8343 | 15220.686 | 15360.1498 | 15396.6426 | 15494.5053 | 15507.3093 | 15529.8606 | 15563.487 | 15605.0973 | 15587.8768 |  | 61.4894 | 93.2473 | 250.2008 | 556.8481 | 946.8564 | 1413.9156 | 1973.428 | 2584.5186 | 3393.2217 | 4237.9433 | 5186.5039 | 6351.4045 | 7488.1067 | 8516.2438 | 9588.633 | 10534.1184 | 11412.9652 | 12233.6442 | 12982.2933 | 13575.3396 | 14169.0975 | 14611.1679 | 14863.246 | 15069.8839 | 15229.4662 | 15284.4117 | 15400.8784 | 15429.837 | 15467.0122 | 15513.1455 | 15565.4609 | 15556.2636
Rossall |  | 3.5184 | 5.463 | 15.7227 | 37.6688 | 67.9573 | 107.1079 | 158.5887 | 215.1075 | 288.9915 | 366.3862 | 452.5023 | 560.1209 | 665.2772 | 760.4589 | 859.5946 | 947.1965 | 1026.4458 | 1100.6005 | 1167.8794 | 1221.1072 | 1273.914 | 1312.9352 | 1334.4055 | 1351.6661 | 1364.4651 | 1367.9781 | 1376.9971 | 1378.3274 | 1380.503 | 1383.6493 | 1387.4741 | 1385.979 |  | 3.4905 | 5.0934 | 11.2973 | 23.561 | 40.4323 | 61.9715 | 88.8596 | 117.8054 | 156.8804 | 198.2079 | 244.5304 | 296.2524 | 348.8605 | 397.6479 | 452.9896 | 504.7765 | 555.7914 | 610.7408 | 667.1118 | 720.3808 | 779.734 | 846.0925 | 898.316 | 948.3104 | 994.8352 | 1032.6793 | 1074.6142 | 1107.3032 | 1138.2249 | 1167.3527 | 1193.3545 | 1211.1653 |  | 3.4905 | 5.1178 | 11.7293 | 27.3967 | 50.5598 | 81.0152 | 120.6849 | 163.8921 | 220.3505 | 280.6421 | 348.681 | 426.5476 | 501.8857 | 570.9767 | 645.3107 | 714.4078 | 798.3967 | 877.7831 | 951.0315 | 1011.0715 | 1071.6258 | 1119.8119 | 1152.3765 | 1181.5547 | 1206.47 | 1222.3594 | 1242.3733 | 1253.4435 | 1263.256 | 1272.2703 | 1279.303 | 1279.7483 |  | 3.5184 | 5.463 | 15.7227 | 37.6688 | 67.9573 | 107.1079 | 158.5887 | 215.1075 | 288.9915 | 366.3862 | 452.5023 | 560.1209 | 665.2772 | 760.4589 | 859.5946 | 947.1965 | 1026.4458 | 1100.6005 | 1167.8794 | 1221.1072 | 1273.914 | 1312.9352 | 1334.4055 | 1351.6661 | 1364.4651 | 1367.9781 | 1376.9971 | 1378.3274 | 1380.503 | 1383.6493 | 1387.4741 | 1385.979 |  | 3.5184 | 5.4619 | 15.7139 | 37.6461 | 67.9211 | 107.0442 | 157.5996 | 212.7107 | 285.5118 | 361.6093 | 447.0297 | 551.6499 | 653.7633 | 746.1829 | 842.678 | 927.8571 | 1007.4656 | 1081.7424 | 1149.4593 | 1203.1039 | 1256.7939 | 1296.8235 | 1319.7228 | 1338.5258 | 1353.0775 | 1358.1988 | 1368.8399 | 1371.5783 | 1375.028 | 1379.2616 | 1384.0168 | 1383.2163
Royton |  | 36.9673 | 56.841 | 159.0173 | 370.2176 | 653.2741 | 1009.8272 | 1467.7158 | 1970.584 | 2628.0244 | 3316.6271 | 4082.8415 | 5041.3977 | 5977.751 | 6825.1204 | 7707.3091 | 8486.5355 | 9190.0477 | 9848.5253 | 10446.0325 | 10918.7405 | 11387.7214 | 11734.0442 | 11924.3089 | 12077.1377 | 12190.3182 | 12220.9317 | 12300.5812 | 12311.9171 | 12330.8635 | 12358.5199 | 12392.3253 | 12378.8692 |  | 36.6743 | 53.0008 | 114.3486 | 232.2463 | 390.1288 | 586.5672 | 825.8145 | 1083.3695 | 1431.0535 | 1798.7797 | 2210.9511 | 2671.1661 | 3139.2653 | 3573.3688 | 4065.7921 | 4526.5846 | 4980.5077 | 5469.4404 | 5971.0215 | 6445.0014 | 6973.1174 | 7563.5668 | 8028.2442 | 8473.0869 | 8887.0585 | 9223.7892 | 9596.9208 | 9887.7826 | 10162.9199 | 10422.0947 | 10653.4547 | 10811.9335 |  | 36.6743 | 53.2536 | 118.6705 | 269.2948 | 486.0603 | 763.8429 | 1116.9433 | 1501.3907 | 2003.6317 | 2540.041 | 3145.4516 | 3838.2755 | 4508.7851 | 5123.7427 | 5785.2935 | 6400.2047 | 7148.0851 | 7854.7922 | 8506.7606 | 9041.1298 | 9579.979 | 10008.4495 | 10297.9776 | 10557.3865 | 10778.8829 | 10920.084 | 11097.9781 | 11196.301 | 11283.4348 | 11363.4677 | 11425.8789 | 11429.6922 |  | 36.9673 | 56.841 | 159.0173 | 370.2176 | 653.2741 | 1009.8272 | 1467.7158 | 1970.584 | 2628.0244 | 3316.6271 | 4082.8415 | 5041.3977 | 5977.751 | 6825.1204 | 7707.3091 | 8486.5355 | 9190.0477 | 9848.5253 | 10446.0325 | 10918.7405 | 11387.7214 | 11734.0442 | 11924.3089 | 12077.1377 | 12190.3182 | 12220.9317 | 12300.5812 | 12311.9171 | 12330.8635 | 12358.5199 | 12392.3253 | 12378.8692 |  | 36.9673 | 56.8291 | 158.9278 | 369.983 | 652.9042 | 1009.172 | 1458.4123 | 1948.4282 | 2596.1021 | 3272.9516 | 4032.8112 | 4964.2561 | 5873.3109 | 6695.901 | 7554.4906 | 8312.1044 | 9018.9557 | 9678.6414 | 10280.1798 | 10756.7054 | 11233.6875 | 11589.1541 | 11792.2969 | 11959.0127 | 12087.9498 | 12133.0203 | 12227.249 | 12251.2414 | 12281.6421 | 12319.0801 | 12361.2559 | 12354.0575
S.E. Macclesfield |  | 49.1574 | 74.0968 | 194.9813 | 424.1531 | 706.7647 | 1034.8188 | 1422.407 | 1848.6059 | 2406.0227 | 2989.617 | 3639.0358 | 4454.7017 | 5250.6203 | 5970.3773 | 6718.5108 | 7378.3031 | 7969.525 | 8523.5027 | 9026.4561 | 9424.326 | 9819.0929 | 10109.8985 | 10268.747 | 10395.93 | 10489.6594 | 10513.5807 | 10579.2121 | 10587.245 | 10602.0104 | 10624.3873 | 10652.3299 | 10640.4422 |  | 48.7678 | 69.1045 | 140.4566 | 268.0276 | 426.3054 | 607.894 | 810.7063 | 1029.0381 | 1323.7731 | 1635.4982 | 1984.8999 | 2375.0286 | 2771.8408 | 3139.8345 | 3557.2664 | 3947.8847 | 4332.6797 | 4747.1526 | 5172.3478 | 5574.1451 | 6021.8341 | 6522.3638 | 6916.2752 | 7293.3727 | 7644.3004 | 7929.7503 | 8246.0575 | 8492.6239 | 8725.8604 | 8945.5654 | 9141.6915 | 9276.0355 |  | 48.7678 | 69.4312 | 145.6247 | 308.6226 | 525.9422 | 782.8096 | 1082.5288 | 1408.4177 | 1833.7999 | 2288.3402 | 2801.5832 | 3388.827 | 3957.7356 | 4479.6554 | 5040.89 | 5562.4565 | 6198.2011 | 6798.3465 | 7351.7012 | 7805.1375 | 8262.0668 | 8624.3971 | 8869.1169 | 9088.3452 | 9275.4927 | 9394.6214 | 9544.8353 | 9627.6241 | 9700.9334 | 9768.2266 | 9820.614 | 9823.3789 |  | 49.1574 | 74.0968 | 194.9813 | 424.1531 | 706.7647 | 1034.8188 | 1422.407 | 1848.6059 | 2406.0227 | 2989.617 | 3639.0358 | 4454.7017 | 5250.6203 | 5970.3773 | 6718.5108 | 7378.3031 | 7969.525 | 8523.5027 | 9026.4561 | 9424.326 | 9819.0929 | 10109.8985 | 10268.747 | 10395.93 | 10489.6594 | 10513.5807 | 10579.2121 | 10587.245 | 10602.0104 | 10624.3873 | 10652.3299 | 10640.4422 |  | 49.1574 | 74.0805 | 194.87 | 423.8495 | 706.301 | 1033.9858 | 1412.9398 | 1827.2134 | 2375.939 | 2948.9048 | 3592.4202 | 4383.7435 | 5155.8163 | 5853.9324 | 6581.7362 | 7223.0337 | 7817.5364 | 8372.9222 | 8879.7124 | 9281.1604 | 9683.1602 | 9982.2554 | 10152.5347 | 10292.0027 | 10399.5985 | 10436.235 | 10514.6836 | 10533.8482 | 10558.6924 | 10589.6978 | 10625.0271 | 10618.6851
S.W. Macclesfield |  | 86.1389 | 129.1982 | 334.5564 | 713.83 | 1168.5679 | 1680.3623 | 2264.0091 | 2906.1613 | 3746.1631 | 4625.4481 | 5603.9418 | 6835.1074 | 8035.8902 | 9121.416 | 10248.9288 | 11242.6088 | 12129.994 | 12961.8893 | 13717.3471 | 14314.9421 | 14907.8996 | 15344.2163 | 15581.9219 | 15771.96 | 15911.6949 | 15946.3658 | 16043.9828 | 16055.0194 | 16076.3912 | 16109.3865 | 16151.0074 | 16132.769 |  | 85.4561 | 120.4995 | 241.1163 | 452.0532 | 707.101 | 990.9269 | 1296.5316 | 1625.5217 | 2069.6388 | 2539.3571 | 3065.8479 | 3653.7075 | 4251.6381 | 4806.144 | 5435.1451 | 6023.7425 | 6603.5651 | 7228.1075 | 7868.8065 | 8474.2488 | 9148.8423 | 9903.0581 | 10496.6178 | 11064.8415 | 11593.6317 | 12023.7576 | 12500.3805 | 12871.9153 | 13223.3643 | 13554.4236 | 13849.9533 | 14052.3875 |  | 85.4561 | 121.0679 | 249.9226 | 519.4454 | 869.639 | 1271.1791 | 1723.0725 | 2214.1261 | 2854.8547 | 3539.6509 | 4313.0442 | 5197.8767 | 6055.4741 | 6842.3375 | 7688.3176 | 8474.4358 | 9433.5893 | 10338.6293 | 11172.9006 | 11856.4567 | 12545.0698 | 13090.4403 | 13458.7078 | 13788.5917 | 14070.1742 | 14249.2964 | 14475.2452 | 14599.6149 | 14709.7041 | 14810.7305 | 14889.318 | 14893.1676 |  | 86.1389 | 129.1982 | 334.5564 | 713.83 | 1168.5679 | 1680.3623 | 2264.0091 | 2906.1613 | 3746.1631 | 4625.4481 | 5603.9418 | 6835.1074 | 8035.8902 | 9121.416 | 10248.9288 | 11242.6088 | 12129.994 | 12961.8893 | 13717.3471 | 14314.9421 | 14907.8996 | 15344.2163 | 15581.9219 | 15771.96 | 15911.6949 | 15946.3658 | 16043.9828 | 16055.0194 | 16076.3912 | 16109.3865 | 16151.0074 | 16132.769 |  | 86.1389 | 129.1694 | 334.3648 | 713.3017 | 1167.7673 | 1678.9191 | 2248.6733 | 2872.1585 | 3698.785 | 4561.6042 | 5530.8527 | 6724.4168 | 7888.7908 | 8941.2775 | 10037.9371 | 11003.6307 | 11896.2644 | 12730.5416 | 13492.0648 | 14095.283 | 14699.4441 | 15148.6163 | 15403.8945 | 15612.7911 | 15773.7655 | 15827.9074 | 15945.1481 | 15973.2312 | 16010.0396 | 16056.2646 | 16109.2131 | 16099.4944
Sale |  | 33.1095 | 50.437 | 137.1945 | 309.9543 | 533.706 | 806.6881 | 1146.5577 | 1519.984 | 2008.2619 | 2519.6065 | 3088.5996 | 3801.4496 | 4497.5168 | 5127.2689 | 5782.5177 | 6360.9656 | 6881.7922 | 7369.4698 | 7812.0775 | 8162.2288 | 8509.6301 | 8765.9451 | 8906.4701 | 9019.2154 | 9102.5657 | 9124.6564 | 9183.2087 | 9191.1268 | 9204.7861 | 9224.9862 | 9249.8649 | 9239.7192 |  | 32.8471 | 47.0338 | 98.7341 | 195.0594 | 320.0672 | 470.7335 | 648.41 | 839.6827 | 1097.8894 | 1370.9805 | 1677.0788 | 2018.8564 | 2366.4893 | 2688.8754 | 3054.5725 | 3396.779 | 3733.884 | 4096.9888 | 4469.487 | 4821.4872 | 5213.6913 | 5652.1874 | 5997.279 | 6327.6405 | 6635.0757 | 6885.148 | 7162.2534 | 7378.2612 | 7582.5913 | 7775.067 | 7946.886 | 8064.5799 |  | 32.8471 | 47.2573 | 102.4213 | 225.4897 | 397.1234 | 610.2065 | 872.5604 | 1158.066 | 1530.936 | 1929.2424 | 2378.859 | 2893.3611 | 3391.4758 | 3848.3677 | 4339.804 | 4796.5619 | 5352.532 | 5877.7039 | 6362.101 | 6759.0908 | 7159.3109 | 7477.2317 | 7692.0219 | 7884.4571 | 8048.7551 | 8153.4372 | 8285.3631 | 8358.2045 | 8422.7381 | 8481.9993 | 8528.1841 | 8530.8676 |  | 33.1095 | 50.437 | 137.1945 | 309.9543 | 533.706 | 806.6881 | 1146.5577 | 1519.984 | 2008.2619 | 2519.6065 | 3088.5996 | 3801.4496 | 4497.5168 | 5127.2689 | 5782.5177 | 6360.9656 | 6881.7922 | 7369.4698 | 7812.0775 | 8162.2288 | 8509.6301 | 8765.9451 | 8906.4701 | 9019.2154 | 9102.5657 | 9124.6564 | 9183.2087 | 9191.1268 | 9204.7861 | 9224.9862 | 9249.8649 | 9239.7192 |  | 33.1095 | 50.4262 | 137.1168 | 309.7468 | 533.3836 | 806.1134 | 1139.1469 | 1502.7014 | 1983.5955 | 2486.0004 | 3050.1102 | 3742.3944 | 4417.9648 | 5029.1131 | 5666.733 | 6229.0752 | 6752.5245 | 7241.2211 | 7686.9558 | 8040.0508 | 8393.537 | 8656.8135 | 8807.0655 | 8930.2867 | 9025.5003 | 9058.4735 | 9127.9983 | 9145.4436 | 9167.7265 | 9195.2977 | 9226.485 | 9221.063
Sale Moor |  | 34.3332 | 52.3112 | 142.3768 | 321.8724 | 554.5304 | 838.5934 | 1192.5268 | 1581.401 | 2089.8762 | 2622.3743 | 3214.9053 | 3957.2178 | 4682.061 | 5337.8518 | 6020.2032 | 6622.5855 | 7164.9989 | 7672.8843 | 8133.8302 | 8498.4893 | 8860.2841 | 9127.2245 | 9273.5825 | 9391.0111 | 9477.8274 | 9500.8485 | 9561.8383 | 9570.0969 | 9584.3318 | 9605.3763 | 9631.29 | 9620.7285 |  | 34.061 | 48.7815 | 102.4619 | 202.5455 | 332.5243 | 489.2996 | 674.326 | 873.5108 | 1142.3986 | 1426.7864 | 1745.5467 | 2101.4624 | 2463.4755 | 2799.1974 | 3180.022 | 3536.3843 | 3887.434 | 4265.5591 | 4653.466 | 5020.0271 | 5428.4552 | 5885.0901 | 6244.4569 | 6588.4841 | 6908.6367 | 7169.0535 | 7457.6217 | 7682.5649 | 7895.3474 | 8095.785 | 8274.7115 | 8397.274 |  | 34.061 | 49.0132 | 106.2893 | 234.1594 | 412.618 | 634.3403 | 907.5435 | 1204.8595 | 1593.1567 | 2007.941 | 2476.1562 | 3011.9418 | 3530.6575 | 4006.4442 | 4518.2058 | 4993.8554 | 5572.8094 | 6119.6969 | 6624.1262 | 7037.5343 | 7454.3088 | 7785.388 | 8009.0691 | 8209.4701 | 8380.5695 | 8489.5866 | 8626.9745 | 8702.8337 | 8770.0414 | 8831.7585 | 8879.858 | 8882.6563 |  | 34.3332 | 52.3112 | 142.3768 | 321.8724 | 554.5304 | 838.5934 | 1192.5268 | 1581.401 | 2089.8762 | 2622.3743 | 3214.9053 | 3957.2178 | 4682.061 | 5337.8518 | 6020.2032 | 6622.5855 | 7164.9989 | 7672.8843 | 8133.8302 | 8498.4893 | 8860.2841 | 9127.2245 | 9273.5825 | 9391.0111 | 9477.8274 | 9500.8485 | 9561.8383 | 9570.0969 | 9584.3318 | 9605.3763 | 9631.29 | 9620.7285 |  | 34.3332 | 52.3 | 142.2962 | 321.6572 | 554.1959 | 837.9973 | 1184.8223 | 1563.4249 | 2064.2142 | 2587.4083 | 3174.8583 | 3895.7654 | 4599.2696 | 5235.6921 | 5899.6882 | 6485.3 | 7030.4408 | 7539.3843 | 8003.5831 | 8371.3047 | 8739.4325 | 9013.618 | 9170.1011 | 9298.4348 | 9397.6009 | 9431.9509 | 9504.3635 | 9522.54 | 9545.7522 | 9574.47 | 9606.9509 | 9601.3065
Salford Quays |  | 13.588 | 20.4165 | 53.1742 | 114.2557 | 188.2624 | 272.5372 | 369.97 | 477.1458 | 617.3335 | 764.0879 | 927.3983 | 1132.737 | 1333.0458 | 1514.1512 | 1702.3143 | 1868.1883 | 2016.5162 | 2155.5419 | 2281.7814 | 2381.643 | 2480.7281 | 2553.6698 | 2593.4496 | 2625.2709 | 2648.6899 | 2654.5661 | 2670.9414 | 2672.853 | 2676.4772 | 2682.0312 | 2689.0091 | 2685.9864 |  | 13.4803 | 19.0416 | 38.3163 | 72.2987 | 113.784 | 160.4868 | 211.4907 | 266.3974 | 340.5183 | 418.9119 | 506.7805 | 604.8913 | 704.6829 | 797.2271 | 902.2042 | 1000.438 | 1097.2075 | 1201.4404 | 1308.3698 | 1409.4151 | 1522.0013 | 1647.876 | 1746.9381 | 1841.7718 | 1930.0242 | 2001.81 | 2081.3559 | 2143.3632 | 2202.0182 | 2257.2703 | 2306.5927 | 2340.378 |  | 13.4803 | 19.1315 | 39.7195 | 83.1397 | 140.1008 | 206.1699 | 281.5712 | 363.526 | 470.4768 | 584.7737 | 713.8478 | 861.5249 | 1004.6309 | 1135.9272 | 1277.0979 | 1408.2837 | 1568.2838 | 1719.2833 | 1858.4891 | 1972.5514 | 2087.4711 | 2178.53 | 2240.0236 | 2295.1094 | 2342.1314 | 2372.0511 | 2409.7869 | 2430.5683 | 2448.9662 | 2465.8513 | 2478.9902 | 2479.6533 |  | 13.588 | 20.4165 | 53.1742 | 114.2557 | 188.2624 | 272.5372 | 369.97 | 477.1458 | 617.3335 | 764.0879 | 927.3983 | 1132.737 | 1333.0458 | 1514.1512 | 1702.3143 | 1868.1883 | 2016.5162 | 2155.5419 | 2281.7814 | 2381.643 | 2480.7281 | 2553.6698 | 2593.4496 | 2625.2709 | 2648.6899 | 2654.5661 | 2670.9414 | 2672.853 | 2676.4772 | 2682.0312 | 2689.0091 | 2685.9864 |  | 13.588 | 20.412 | 53.1438 | 114.1722 | 188.1355 | 272.3086 | 367.4805 | 471.5864 | 609.56 | 753.5958 | 915.3861 | 1114.5094 | 1308.773 | 1484.3923 | 1667.4206 | 1828.6314 | 1977.8154 | 2117.2217 | 2244.4549 | 2345.2398 | 2446.1748 | 2521.2383 | 2563.9281 | 2598.8741 | 2625.8153 | 2634.9208 | 2654.5509 | 2659.2897 | 2665.4739 | 2673.2209 | 2682.0765 | 2680.4651
Sandgate |  | 26.2669 | 41.6364 | 126.8104 | 320.234 | 600.0489 | 975.9609 | 1486.9883 | 2047.765 | 2780.7354 | 3548.6528 | 4403.0809 | 5469.2894 | 6511.5182 | 7455.1409 | 8438.5441 | 9308.0319 | 10096.7782 | 10834.5287 | 11503.7417 | 12033.2067 | 12558.4686 | 12946.951 | 13161.1461 | 13333.5416 | 13461.5974 | 13497.435 | 13587.8294 | 13601.792 | 13624.0044 | 13655.7375 | 13694.0306 | 13679.4303 |  | 26.0587 | 38.8118 | 90.9819 | 199.2575 | 354.7918 | 561.1815 | 827.9448 | 1115.1212 | 1502.7924 | 1912.811 | 2372.3864 | 2885.5309 | 3407.4664 | 3891.4963 | 4440.5534 | 4954.3418 | 5460.4708 | 6005.6358 | 6564.904 | 7093.3965 | 7682.2513 | 8340.6085 | 8858.7286 | 9354.7329 | 9816.3155 | 10191.7737 | 10607.8193 | 10932.1333 | 11238.9142 | 11527.8968 | 11785.8656 | 11962.5711 |  | 26.0587 | 38.9994 | 94.5385 | 232.8569 | 446.3894 | 738.1736 | 1131.5547 | 1560.2266 | 2120.543 | 2718.7951 | 3393.8086 | 4166.3728 | 4913.5692 | 5598.7377 | 6336.0117 | 7021.3921 | 7853.8104 | 8640.9042 | 9367.2896 | 9962.7422 | 10563.4457 | 11041.9401 | 11365.3678 | 11655.1779 | 11902.6665 | 12060.5844 | 12259.4322 | 12369.5335 | 12467.1542 | 12556.8543 | 12626.8792 | 12631.5234 |  | 26.2669 | 41.6364 | 126.8104 | 320.234 | 600.0489 | 975.9609 | 1486.9883 | 2047.765 | 2780.7354 | 3548.6528 | 4403.0809 | 5469.2894 | 6511.5182 | 7455.1409 | 8438.5441 | 9308.0319 | 10096.7782 | 10834.5287 | 11503.7417 | 12033.2067 | 12558.4686 | 12946.951 | 13161.1461 | 13333.5416 | 13461.5974 | 13497.435 | 13587.8294 | 13601.792 | 13624.0044 | 13655.7375 | 13694.0306 | 13679.4303 |  | 26.2669 | 41.6283 | 126.7403 | 320.0603 | 599.7626 | 975.4634 | 1477.9411 | 2025.2516 | 2747.6781 | 3503.0486 | 4350.8243 | 5387.9448 | 6400.3266 | 7316.8531 | 8274.2153 | 9119.7505 | 9911.8423 | 10650.6174 | 11323.9734 | 11857.4083 | 12391.2138 | 12789.44 | 13017.5629 | 13205.0123 | 13350.2094 | 13401.7811 | 13508.0469 | 13535.7836 | 13570.4584 | 13612.8156 | 13660.1976 | 13652.3724
Scarisbrick |  | 49.2183 | 72.2991 | 174.3031 | 338.1366 | 501.996 | 644.9478 | 751.9845 | 870.7547 | 1026.5152 | 1189.1051 | 1370.1299 | 1603.9203 | 1830.3555 | 2034.0826 | 2243.458 | 2426.0693 | 2580.8049 | 2727.0028 | 2860.2777 | 2965.6399 | 3070.2486 | 3145.878 | 3185.3473 | 3216.1177 | 3237.8636 | 3240.4956 | 3255.0504 | 3254.1514 | 3255.6913 | 3259.8092 | 3266.1838 | 3261.9083 |  | 48.8281 | 67.4458 | 125.9005 | 216.5414 | 309.4001 | 390.0911 | 446.6923 | 507.6247 | 589.8799 | 676.8767 | 774.3883 | 883.2661 | 994.0092 | 1096.7095 | 1213.2071 | 1322.2216 | 1429.6108 | 1545.2827 | 1663.9469 | 1776.0812 | 1901.023 | 2040.7117 | 2150.6452 | 2255.8863 | 2353.8238 | 2433.4876 | 2521.7632 | 2590.5754 | 2655.6674 | 2716.9831 | 2771.7183 | 2809.2113 |  | 48.8281 | 67.7609 | 130.3398 | 246.1758 | 373.6918 | 487.9871 | 572.4155 | 663.3436 | 781.3181 | 907.8156 | 1051.1132 | 1214.8635 | 1374.6536 | 1521.536 | 1679.0259 | 1825.184 | 2006.1132 | 2175.7205 | 2331.4959 | 2458.931 | 2586.7339 | 2686.0842 | 2752.9546 | 2812.7924 | 2863.7924 | 2895.9059 | 2936.6551 | 2958.6435 | 2977.9974 | 2995.6792 | 3009.2651 | 3009.1052 |  | 49.2183 | 72.2991 | 174.3031 | 338.1366 | 501.996 | 644.9478 | 751.9845 | 870.7547 | 1026.5152 | 1189.1051 | 1370.1299 | 1603.9203 | 1830.3555 | 2034.0826 | 2243.458 | 2426.0693 | 2580.8049 | 2727.0028 | 2860.2777 | 2965.6399 | 3070.2486 | 3145.878 | 3185.3473 | 3216.1177 | 3237.8636 | 3240.4956 | 3255.0504 | 3254.1514 | 3255.6913 | 3259.8092 | 3266.1838 | 3261.9083 |  | 49.2183 | 72.2822 | 174.2015 | 337.8432 | 501.5673 | 644.1622 | 746.1936 | 859.5834 | 1012.0975 | 1170.3961 | 1348.7446 | 1573.0317 | 1791.4084 | 1987.8308 | 2190.8861 | 2367.9898 | 2524.5378 | 2671.8938 | 2807.075 | 2914.117 | 3021.6411 | 3100.6562 | 3144.3398 | 3179.5601 | 3206.1908 | 3213.2874 | 3232.3322 | 3235.3421 | 3240.4293 | 3247.6259 | 3256.6417 | 3254.3941
Sebergham |  | 5.243 | 7.9573 | 21.3976 | 47.7269 | 81.2935 | 121.6159 | 171.0342 | 225.3447 | 296.364 | 370.7326 | 453.4865 | 557.2402 | 658.5308 | 750.1587 | 845.4677 | 929.581 | 1005.2084 | 1076.0369 | 1140.3261 | 1191.1851 | 1241.6455 | 1278.8584 | 1299.2383 | 1315.5796 | 1327.6492 | 1330.8135 | 1339.2843 | 1340.3981 | 1342.3537 | 1345.2661 | 1348.8674 | 1347.3802 |  | 5.2014 | 7.4206 | 15.4042 | 30.0768 | 48.8446 | 71.1194 | 96.9614 | 124.7808 | 162.3354 | 202.0548 | 246.5749 | 296.2843 | 346.8454 | 393.7345 | 446.9229 | 496.6947 | 545.7245 | 598.5359 | 652.7135 | 703.9097 | 760.9534 | 824.7299 | 874.9214 | 922.9704 | 967.685 | 1004.0565 | 1044.3597 | 1075.7767 | 1105.4953 | 1133.4897 | 1158.4797 | 1175.5976 |  | 5.2014 | 7.4558 | 15.9765 | 34.7231 | 60.4912 | 91.9958 | 130.163 | 171.6878 | 225.9105 | 283.8374 | 349.2321 | 424.0616 | 496.5216 | 562.9884 | 634.4751 | 700.915 | 781.8196 | 858.2281 | 928.6969 | 986.4473 | 1044.6602 | 1090.8785 | 1122.1013 | 1150.0736 | 1173.9549 | 1189.1667 | 1208.3403 | 1218.9212 | 1228.2939 | 1236.8999 | 1243.6047 | 1243.9838 |  | 5.243 | 7.9573 | 21.3976 | 47.7269 | 81.2935 | 121.6159 | 171.0342 | 225.3447 | 296.364 | 370.7326 | 453.4865 | 557.2402 | 658.5308 | 750.1587 | 845.4677 | 929.581 | 1005.2084 | 1076.0369 | 1140.3261 | 1191.1851 | 1241.6455 | 1278.8584 | 1299.2383 | 1315.5796 | 1327.6492 | 1330.8135 | 1339.2843 | 1340.3981 | 1342.3537 | 1345.2661 | 1348.8674 | 1347.3802 |  | 5.243 | 7.9555 | 21.3854 | 47.6942 | 81.243 | 121.5256 | 169.9184 | 222.7684 | 292.7039 | 365.7563 | 447.7876 | 548.5175 | 646.8101 | 735.717 | 828.4541 | 910.2208 | 986.2405 | 1057.2264 | 1121.9805 | 1173.2758 | 1224.632 | 1262.8703 | 1284.6773 | 1302.5545 | 1316.3618 | 1321.1199 | 1331.1976 | 1333.7067 | 1336.9254 | 1340.9179 | 1345.4438 | 1344.6494
Sedbergh |  | 11.9176 | 17.9909 | 47.5703 | 104.0694 | 174.2897 | 256.4773 | 354.4653 | 462.1992 | 603.0962 | 750.6169 | 914.7754 | 1120.8655 | 1321.9904 | 1503.8845 | 1692.9839 | 1859.7832 | 2009.3749 | 2149.5257 | 2276.7601 | 2377.412 | 2477.2779 | 2550.8648 | 2591.0869 | 2623.3029 | 2647.0583 | 2653.1628 | 2669.8065 | 2671.8819 | 2675.6512 | 2681.3379 | 2688.4214 | 2685.4302 |  | 11.8232 | 16.7785 | 34.2629 | 65.7217 | 105.0333 | 150.5044 | 201.7698 | 256.9582 | 331.4592 | 410.2548 | 498.574 | 597.1879 | 697.4912 | 790.51 | 896.0255 | 994.7631 | 1092.0288 | 1196.7963 | 1304.274 | 1405.8374 | 1519.001 | 1645.5213 | 1745.0914 | 1840.4113 | 1929.1163 | 2001.2703 | 2081.2241 | 2143.5494 | 2202.5052 | 2258.0407 | 2307.616 | 2341.5745 |  | 11.8232 | 16.8579 | 35.5263 | 75.7211 | 129.6966 | 194.0159 | 269.7656 | 352.1418 | 459.6774 | 574.5779 | 704.3109 | 852.7521 | 996.5421 | 1128.4518 | 1270.3043 | 1402.1335 | 1562.7823 | 1714.4524 | 1854.3061 | 1968.9098 | 2084.405 | 2176.0176 | 2237.8965 | 2293.3307 | 2340.654 | 2370.7828 | 2408.7695 | 2429.7123 | 2448.2587 | 2465.2843 | 2478.5412 | 2479.2534 |  | 11.9176 | 17.9909 | 47.5703 | 104.0694 | 174.2897 | 256.4773 | 354.4653 | 462.1992 | 603.0962 | 750.6169 | 914.7754 | 1120.8655 | 1321.9904 | 1503.8845 | 1692.9839 | 1859.7832 | 2009.3749 | 2149.5257 | 2276.7601 | 2377.412 | 2477.2779 | 2550.8648 | 2591.0869 | 2623.3029 | 2647.0583 | 2653.1628 | 2669.8065 | 2671.8819 | 2675.6512 | 2681.3379 | 2688.4214 | 2685.4302 |  | 11.9176 | 17.987 | 47.5432 | 103.9957 | 174.1768 | 256.2746 | 352.1173 | 456.8662 | 595.578 | 740.4312 | 903.1121 | 1103.0878 | 1298.2052 | 1474.6472 | 1658.6171 | 1820.7464 | 1971.1545 | 2111.6503 | 2239.8425 | 2341.3891 | 2443.0705 | 2518.7374 | 2561.8343 | 2597.141 | 2624.3869 | 2633.6924 | 2653.5628 | 2658.4406 | 2664.7469 | 2672.6051 | 2681.5475 | 2679.9512
Selsmire |  | 2.1136 | 3.2697 | 9.3122 | 22.0791 | 39.5181 | 61.8592 | 91.0011 | 122.9985 | 164.8284 | 208.6443 | 257.398 | 318.3471 | 377.8959 | 431.7926 | 487.9201 | 537.5105 | 582.3421 | 624.2959 | 662.3614 | 692.4767 | 722.3541 | 744.4269 | 756.5656 | 766.3215 | 773.5525 | 775.5276 | 780.6207 | 781.3631 | 782.586 | 784.36 | 786.5205 | 785.6707 |  | 2.0968 | 3.0486 | 6.693 | 13.8247 | 23.5431 | 35.8403 | 51.063 | 67.4506 | 89.5728 | 112.9703 | 139.1957 | 168.478 | 198.2619 | 225.8828 | 257.2144 | 286.5335 | 315.4154 | 346.5249 | 378.4392 | 408.5974 | 442.2 | 479.7688 | 509.335 | 537.6392 | 563.9792 | 585.4045 | 609.1459 | 627.6526 | 645.1589 | 661.6495 | 676.3704 | 686.454 |  | 2.0968 | 3.0632 | 6.9479 | 16.059 | 29.4018 | 46.7901 | 69.2517 | 93.7132 | 125.6745 | 159.8072 | 198.3275 | 242.4111 | 285.067 | 324.187 | 366.274 | 405.3952 | 452.9573 | 497.909 | 539.3831 | 573.3776 | 607.6613 | 634.9357 | 653.3672 | 669.8817 | 683.9832 | 692.9751 | 704.3019 | 710.5655 | 716.117 | 721.2167 | 725.1947 | 725.4436 |  | 2.1136 | 3.2697 | 9.3122 | 22.0791 | 39.5181 | 61.8592 | 91.0011 | 122.9985 | 164.8284 | 208.6443 | 257.398 | 318.3471 | 377.8959 | 431.7926 | 487.9201 | 537.5105 | 582.3421 | 624.2959 | 662.3614 | 692.4767 | 722.3541 | 744.4269 | 756.5656 | 766.3215 | 773.5525 | 775.5276 | 780.6207 | 781.3631 | 782.586 | 784.36 | 786.5205 | 785.6707 |  | 2.1136 | 3.2691 | 9.3069 | 22.0656 | 39.4966 | 61.8213 | 90.4303 | 121.6237 | 162.8377 | 205.9147 | 254.271 | 313.5133 | 371.3346 | 423.6632 | 478.2934 | 526.511 | 571.5491 | 613.5745 | 651.8909 | 682.2446 | 712.6251 | 735.2724 | 748.2237 | 758.8563 | 767.083 | 769.9718 | 775.9864 | 777.5287 | 779.4755 | 781.8673 | 784.5565 | 784.1017
Settle |  | 3.1621 | 5.3158 | 18.6253 | 52.4483 | 105.2593 | 180.3027 | 286.9513 | 403.9125 | 556.7607 | 716.928 | 895.133 | 1117.0892 | 1334.1648 | 1530.7709 | 1735.8213 | 1917.2523 | 2082.4148 | 2236.821 | 2376.8478 | 2487.638 | 2597.5442 | 2678.9228 | 2723.9104 | 2760.1716 | 2787.1655 | 2794.9032 | 2814.0004 | 2817.1172 | 2821.918 | 2828.6746 | 2836.7535 | 2833.7711 |  | 3.1371 | 4.9524 | 13.3182 | 32.3086 | 61.5691 | 102.6537 | 158.2872 | 218.1778 | 299.0266 | 384.5359 | 480.3803 | 587.3965 | 696.246 | 797.1904 | 911.6962 | 1018.8467 | 1124.3998 | 1238.0939 | 1354.7292 | 1464.9462 | 1587.7518 | 1725.0521 | 1833.106 | 1936.5476 | 2032.8106 | 2111.1124 | 2197.8786 | 2265.5142 | 2329.4934 | 2389.7607 | 2443.56 | 2480.4119 |  | 3.1371 | 4.9769 | 13.8644 | 38.1216 | 78.2916 | 136.3636 | 218.3521 | 307.753 | 424.6553 | 549.444 | 690.2139 | 851.3412 | 1007.1025 | 1149.9144 | 1303.6167 | 1446.5136 | 1619.8858 | 1783.8959 | 1935.2958 | 2059.4193 | 2184.6775 | 2284.5829 | 2352.1268 | 2412.6544 | 2464.3483 | 2497.356 | 2538.9021 | 2561.9366 | 2582.3675 | 2601.1461 | 2615.8172 | 2616.8466 |  | 3.1621 | 5.3158 | 18.6253 | 52.4483 | 105.2593 | 180.3027 | 286.9513 | 403.9125 | 556.7607 | 716.928 | 895.133 | 1117.0892 | 1334.1648 | 1530.7709 | 1735.8213 | 1917.2523 | 2082.4148 | 2236.821 | 2376.8478 | 2487.638 | 2597.5442 | 2678.9228 | 2723.9104 | 2760.1716 | 2787.1655 | 2794.9032 | 2814.0004 | 2817.1172 | 2821.918 | 2828.6746 | 2836.7535 | 2833.7711 |  | 3.1621 | 5.3149 | 18.6153 | 52.4256 | 105.2191 | 180.235 | 285.2699 | 399.5567 | 550.2594 | 707.8966 | 884.7813 | 1100.848 | 1311.7905 | 1502.8282 | 1702.49 | 1878.9483 | 2044.7499 | 2199.3199 | 2340.1563 | 2451.7299 | 2563.3594 | 2646.7001 | 2694.5255 | 2733.8596 | 2764.3621 | 2775.3214 | 2797.669 | 2803.606 | 2810.9579 | 2819.8865 | 2829.8231 | 2828.2223
Shannon St South |  | 61.3734 | 92.4207 | 242.4422 | 525.4486 | 872.6352 | 1273.4033 | 1743.9639 | 2261.4514 | 2938.2828 | 3646.8767 | 4435.3986 | 5426.0822 | 6392.7007 | 7266.7739 | 8175.1944 | 8976.2497 | 9693.6311 | 10365.8781 | 10976.2335 | 11459.0623 | 11938.1289 | 12290.966 | 12483.6107 | 12637.8135 | 12751.4113 | 12780.2648 | 12859.7766 | 12869.3811 | 12887.1869 | 12914.2562 | 12948.1167 | 12933.6371 |  | 60.8869 | 86.1947 | 174.6617 | 332.1737 | 526.6687 | 748.5811 | 994.8382 | 1259.9393 | 1617.8101 | 1996.3105 | 2420.5582 | 2894.2571 | 3376.0713 | 3822.8937 | 4329.7446 | 4804.038 | 5271.2606 | 5774.5186 | 6290.7957 | 6778.6629 | 7322.2522 | 7930.0014 | 8408.2934 | 8866.1697 | 9292.2704 | 9638.867 | 10022.9311 | 10322.3149 | 10605.5134 | 10872.2819 | 11110.4206 | 11273.5427 |  | 60.8869 | 86.602 | 181.0792 | 382.334 | 649.3816 | 963.2965 | 1327.2564 | 1722.9537 | 2239.4225 | 2791.314 | 3414.5026 | 4127.5345 | 4818.3585 | 5452.138 | 6133.6366 | 6766.9573 | 7539.0525 | 8267.8568 | 8939.8106 | 9490.4206 | 10045.2431 | 10485.1048 | 10782.1788 | 11048.3046 | 11275.4829 | 11420.0767 | 11602.4124 | 11702.8826 | 11791.8431 | 11873.4991 | 11937.0594 | 11940.3723 |  | 61.3734 | 92.4207 | 242.4422 | 525.4486 | 872.6352 | 1273.4033 | 1743.9639 | 2261.4514 | 2938.2828 | 3646.8767 | 4435.3986 | 5426.0822 | 6392.7007 | 7266.7739 | 8175.1944 | 8976.2497 | 9693.6311 | 10365.8781 | 10976.2335 | 11459.0623 | 11938.1289 | 12290.966 | 12483.6107 | 12637.8135 | 12751.4113 | 12780.2648 | 12859.7766 | 12869.3811 | 12887.1869 | 12914.2562 | 12948.1167 | 12933.6371 |  | 61.3734 | 92.4003 | 242.3037 | 525.0701 | 872.0579 | 1272.3656 | 1732.3192 | 2235.2294 | 2901.4689 | 3597.0946 | 4378.3996 | 5339.3973 | 6276.9954 | 7124.7319 | 8008.4372 | 8787.0194 | 9508.4269 | 10182.4201 | 10797.4737 | 11284.6796 | 11772.5709 | 12135.5243 | 12342.0972 | 12511.265 | 12641.7478 | 12686.0838 | 12781.2016 | 12804.3605 | 12834.4389 | 12872.0169 | 12914.874 | 12907.1508
Shap |  | 3.0578 | 4.7304 | 13.4722 | 31.9426 | 57.1722 | 89.4939 | 131.6545 | 177.9463 | 238.4631 | 301.8531 | 372.3868 | 460.564 | 546.7154 | 624.6897 | 705.8913 | 777.6355 | 842.495 | 903.1909 | 958.2616 | 1001.8305 | 1045.0553 | 1076.9888 | 1094.5503 | 1108.6644 | 1119.1258 | 1121.9832 | 1129.3516 | 1130.4257 | 1132.1948 | 1134.7613 | 1137.887 | 1136.6577 |  | 3.0335 | 4.4106 | 9.683 | 20.0007 | 34.0607 | 51.8515 | 73.8747 | 97.5831 | 129.5881 | 163.4381 | 201.3793 | 243.743 | 286.8325 | 326.7926 | 372.1212 | 414.5381 | 456.3226 | 501.3299 | 547.5015 | 591.1323 | 639.7464 | 694.0985 | 736.873 | 777.8217 | 815.9286 | 846.9254 | 881.2729 | 908.0473 | 933.3742 | 957.2318 | 978.529 | 993.1173 |  | 3.0335 | 4.4317 | 10.0517 | 23.2331 | 42.5367 | 67.6929 | 100.1889 | 135.5782 | 181.8178 | 231.1988 | 286.9275 | 350.7047 | 412.4166 | 469.0128 | 529.9015 | 586.4995 | 655.3094 | 720.3426 | 780.3446 | 829.5257 | 879.1251 | 918.5839 | 945.2494 | 969.1416 | 989.5428 | 1002.5516 | 1018.9385 | 1028.0002 | 1036.0318 | 1043.4097 | 1049.1648 | 1049.5249 |  | 3.0578 | 4.7304 | 13.4722 | 31.9426 | 57.1722 | 89.4939 | 131.6545 | 177.9463 | 238.4631 | 301.8531 | 372.3868 | 460.564 | 546.7154 | 624.6897 | 705.8913 | 777.6355 | 842.495 | 903.1909 | 958.2616 | 1001.8305 | 1045.0553 | 1076.9888 | 1094.5503 | 1108.6644 | 1119.1258 | 1121.9832 | 1129.3516 | 1130.4257 | 1132.1948 | 1134.7613 | 1137.887 | 1136.6577 |  | 3.0578 | 4.7295 | 13.4647 | 31.923 | 57.1411 | 89.439 | 130.8287 | 175.9573 | 235.5831 | 297.9041 | 367.8628 | 453.5708 | 537.2229 | 612.9285 | 691.964 | 761.7221 | 826.8803 | 887.68 | 943.1136 | 987.0274 | 1030.9799 | 1063.7447 | 1082.4817 | 1097.8642 | 1109.7662 | 1113.9454 | 1122.6471 | 1124.8783 | 1127.6947 | 1131.1551 | 1135.0457 | 1134.3877
Shaw |  | 36.8668 | 56.657 | 158.2594 | 367.8642 | 648.2978 | 1000.9949 | 1453.2657 | 1949.9748 | 2599.3672 | 3279.5355 | 4036.3659 | 4983.2461 | 5908.177 | 6745.1992 | 7616.5918 | 8386.2619 | 9081.0581 | 9731.3897 | 10321.5104 | 10788.3741 | 11251.5574 | 11593.5848 | 11781.4716 | 11932.3822 | 12044.1331 | 12074.3316 | 12152.9686 | 12164.1345 | 12182.8233 | 12210.12 | 12243.4973 | 12230.1965 |  | 36.5746 | 52.8295 | 113.8084 | 230.8085 | 387.2406 | 581.5714 | 817.8893 | 1072.2907 | 1415.7174 | 1778.9411 | 2186.0657 | 2640.6456 | 3103.0132 | 3531.8013 | 4018.1951 | 4473.3455 | 4921.7106 | 5404.6565 | 5900.0961 | 6368.2723 | 6889.9218 | 7473.1415 | 7932.1292 | 8371.525 | 8780.4278 | 9113.0354 | 9481.5982 | 9768.8986 | 10040.6669 | 10296.6683 | 10525.1955 | 10681.7337 |  | 36.5746 | 53.0814 | 118.1071 | 267.5848 | 482.3594 | 757.1634 | 1105.948 | 1485.6878 | 1981.7718 | 2511.6095 | 3109.6078 | 3793.947 | 4456.2568 | 5063.6966 | 5717.1557 | 6324.5436 | 7063.3014 | 7761.3762 | 8405.375 | 8933.2099 | 9465.4639 | 9888.6705 | 10174.6394 | 10430.8587 | 10649.6308 | 10789.0917 | 10964.7959 | 11061.9039 | 11147.9598 | 11227.0017 | 11288.6386 | 11292.3959 |  | 36.8668 | 56.657 | 158.2594 | 367.8642 | 648.2978 | 1000.9949 | 1453.2657 | 1949.9748 | 2599.3672 | 3279.5355 | 4036.3659 | 4983.2461 | 5908.177 | 6745.1992 | 7616.5918 | 8386.2619 | 9081.0581 | 9731.3897 | 10321.5104 | 10788.3741 | 11251.5574 | 11593.5848 | 11781.4716 | 11932.3822 | 12044.1331 | 12074.3316 | 12152.9686 | 12164.1345 | 12182.8233 | 12210.12 | 12243.4973 | 12230.1965 |  | 36.8668 | 56.6451 | 158.1703 | 367.6304 | 647.9295 | 1000.3423 | 1444.0449 | 1928.0387 | 2567.7761 | 3236.3219 | 3986.8652 | 4906.9392 | 5804.8919 | 6617.4256 | 7465.5016 | 8213.8203 | 8911.9237 | 9563.4561 | 10157.5669 | 10628.2083 | 11099.3036 | 11450.3736 | 11650.9909 | 11815.6287 | 11942.9533 | 11987.4409 | 12080.4876 | 12104.163 | 12134.1731 | 12171.1383 | 12212.7893 | 12205.6743
Siddick |  | 1.4398 | 2.2566 | 6.6669 | 16.3781 | 30.0984 | 48.1842 | 72.379 | 98.9351 | 133.6479 | 170.013 | 210.4755 | 261.0025 | 310.3837 | 355.0872 | 401.662 | 442.8304 | 480.1269 | 515.0186 | 546.6718 | 571.7146 | 596.5591 | 614.9262 | 625.0431 | 633.1813 | 639.2213 | 640.8962 | 645.1563 | 645.8002 | 646.8379 | 648.329 | 650.1346 | 649.4379 |  | 1.4284 | 2.1038 | 4.7871 | 10.2184 | 17.8528 | 27.7925 | 40.4258 | 54.0257 | 72.3849 | 91.8024 | 113.5668 | 137.8681 | 162.5857 | 185.5082 | 211.5102 | 235.8419 | 259.811 | 285.6287 | 312.1143 | 337.1424 | 365.0291 | 396.2074 | 420.7443 | 444.2338 | 466.0933 | 483.8741 | 503.577 | 518.9357 | 533.4641 | 547.1496 | 559.3664 | 567.7348 |  | 1.4284 | 2.1139 | 4.972 | 11.9106 | 22.3919 | 36.4452 | 55.0791 | 75.3799 | 101.911 | 130.2408 | 162.2081 | 198.7942 | 234.1852 | 266.6399 | 301.5601 | 334.0214 | 373.462 | 410.7486 | 445.1559 | 473.36 | 501.8094 | 524.46 | 539.7688 | 553.4861 | 565.1998 | 572.6722 | 582.0826 | 587.2906 | 591.9076 | 596.1495 | 599.46 | 599.6748 |  | 1.4398 | 2.2566 | 6.6669 | 16.3781 | 30.0984 | 48.1842 | 72.379 | 98.9351 | 133.6479 | 170.013 | 210.4755 | 261.0025 | 310.3837 | 355.0872 | 401.662 | 442.8304 | 480.1269 | 515.0186 | 546.6718 | 571.7146 | 596.5591 | 614.9262 | 625.0431 | 633.1813 | 639.2213 | 640.8962 | 645.1563 | 645.8002 | 646.8379 | 648.329 | 650.1346 | 649.4379 |  | 1.4398 | 2.2562 | 6.6632 | 16.3687 | 30.0831 | 48.1576 | 71.9332 | 97.8402 | 132.0491 | 167.8128 | 207.9545 | 257.089 | 305.049 | 348.4623 | 393.8003 | 433.8325 | 471.2924 | 506.2368 | 538.0908 | 563.3254 | 588.5794 | 607.4139 | 618.196 | 627.0528 | 633.9102 | 636.3352 | 641.352 | 642.6527 | 644.2846 | 646.2825 | 648.5217 | 648.1485
Silloth |  | 7.9384 | 12.2172 | 34.27 | 80.0073 | 141.488 | 219.1401 | 319.1119 | 428.9002 | 572.4338 | 722.7726 | 890.0556 | 1099.3075 | 1303.7188 | 1488.7083 | 1681.3082 | 1851.4369 | 2005.068 | 2148.8602 | 2279.3361 | 2382.5603 | 2484.9704 | 2560.6012 | 2602.1585 | 2635.5421 | 2660.2685 | 2666.9672 | 2684.3705 | 2686.8571 | 2691.0032 | 2697.0492 | 2704.435 | 2701.5008 |  | 7.8755 | 11.3917 | 24.6415 | 50.176 | 84.4638 | 127.2389 | 179.4721 | 235.7022 | 311.6096 | 391.8927 | 481.8792 | 582.3546 | 684.5515 | 779.3262 | 886.8335 | 987.4351 | 1086.5369 | 1193.2821 | 1302.7888 | 1406.2695 | 1521.5693 | 1650.478 | 1751.9277 | 1849.0471 | 1939.4266 | 2012.9426 | 2094.4058 | 2157.9076 | 2217.9764 | 2274.5602 | 2325.0714 | 2359.671 |  | 7.8755 | 11.446 | 25.5739 | 58.1963 | 105.2718 | 165.7592 | 242.8462 | 326.7799 | 436.4334 | 553.5452 | 685.72 | 836.9799 | 983.3637 | 1117.6185 | 1262.047 | 1396.294 | 1559.5604 | 1713.8429 | 1856.1776 | 1972.8393 | 2090.4814 | 2184.0329 | 2247.2489 | 2303.8888 | 2352.2511 | 2383.0828 | 2421.9255 | 2443.3959 | 2462.4233 | 2479.9004 | 2493.5301 | 2494.3661 |  | 7.9384 | 12.2172 | 34.27 | 80.0073 | 141.488 | 219.1401 | 319.1119 | 428.9002 | 572.4338 | 722.7726 | 890.0556 | 1099.3075 | 1303.7188 | 1488.7083 | 1681.3082 | 1851.4369 | 2005.068 | 2148.8602 | 2279.3361 | 2382.5603 | 2484.9704 | 2560.6012 | 2602.1585 | 2635.5421 | 2660.2685 | 2666.9672 | 2684.3705 | 2686.8571 | 2691.0032 | 2697.0492 | 2704.435 | 2701.5008 |  | 7.9384 | 12.2146 | 34.2507 | 79.9569 | 141.4084 | 218.9991 | 317.0925 | 424.0825 | 565.4869 | 713.2646 | 879.1641 | 1082.507 | 1280.9637 | 1460.5481 | 1647.9981 | 1813.4096 | 1967.7664 | 2111.8194 | 2243.1724 | 2347.2275 | 2451.381 | 2529.0042 | 2573.3692 | 2609.7809 | 2637.9435 | 2647.7951 | 2668.378 | 2673.6248 | 2680.2689 | 2688.4479 | 2697.659 | 2696.0892
Skelmersdale |  | 27.7274 | 42.5882 | 118.7679 | 275.6002 | 485.0417 | 748.0117 | 1084.6904 | 1454.4583 | 1937.8924 | 2444.2336 | 3007.6454 | 3712.5882 | 4401.1764 | 5024.3105 | 5673.0132 | 6245.973 | 6763.1243 | 7247.1891 | 7686.4411 | 8033.9472 | 8378.7144 | 8633.2887 | 8773.1201 | 8885.4262 | 8968.5828 | 8991.0315 | 9049.542 | 9057.8293 | 9071.7214 | 9092.0252 | 9116.8613 | 9106.952 |  | 27.5076 | 39.7114 | 85.413 | 172.9501 | 289.7914 | 434.6974 | 610.6215 | 800.0076 | 1055.6676 | 1326.0652 | 1629.1444 | 1967.5511 | 2311.7552 | 2630.9615 | 2993.0517 | 3331.8831 | 3665.6632 | 4025.1866 | 4394.0108 | 4742.5392 | 5130.875 | 5565.0461 | 5906.7341 | 6233.8372 | 6538.2401 | 6785.8459 | 7060.2182 | 7274.0955 | 7476.4103 | 7666.9876 | 7837.1119 | 7953.645 |  | 27.5076 | 39.9007 | 88.6369 | 200.4734 | 360.8917 | 565.8051 | 825.46 | 1108.1527 | 1477.4507 | 1871.8794 | 2317.0527 | 2826.4999 | 3319.5567 | 3771.7679 | 4258.2347 | 4710.4023 | 5260.3898 | 5780.0802 | 6259.5083 | 6652.4559 | 7048.6884 | 7363.7255 | 7576.6004 | 7767.3291 | 7930.1817 | 8033.9927 | 8164.7843 | 8237.0663 | 8301.1209 | 8359.954 | 8405.8306 | 8408.6203 |  | 27.7274 | 42.5882 | 118.7679 | 275.6002 | 485.0417 | 748.0117 | 1084.6904 | 1454.4583 | 1937.8924 | 2444.2336 | 3007.6454 | 3712.5882 | 4401.1764 | 5024.3105 | 5673.0132 | 6245.973 | 6763.1243 | 7247.1891 | 7686.4411 | 8033.9472 | 8378.7144 | 8633.2887 | 8773.1201 | 8885.4262 | 8968.5828 | 8991.0315 | 9049.542 | 9057.8293 | 9071.7214 | 9092.0252 | 9116.8613 | 9106.952 |  | 27.7274 | 42.5793 | 118.701 | 275.4245 | 484.7651 | 747.5215 | 1077.8011 | 1438.0869 | 1914.3269 | 2412.0053 | 2970.7285 | 3655.6942 | 4324.1877 | 4929.0816 | 5560.4213 | 6117.4835 | 6637.1039 | 7122.0688 | 7564.2979 | 7914.6216 | 8265.286 | 8526.6004 | 8675.9171 | 8798.4503 | 8893.2086 | 8926.302 | 8995.5469 | 9013.1531 | 9035.4792 | 9062.9858 | 9093.9858 | 9088.6853
Slipway |  | 15.0333 | 23.7685 | 71.9003 | 180.4789 | 336.7713 | 545.9142 | 829.2968 | 1140.2811 | 1546.7628 | 1972.6186 | 2446.451 | 3037.8129 | 3615.8523 | 4139.1892 | 4684.557 | 5166.7238 | 5603.9993 | 6013.0188 | 6384.0471 | 6677.5949 | 6968.8132 | 7184.1789 | 7302.8999 | 7398.4422 | 7469.3994 | 7489.2205 | 7539.3005 | 7547.0024 | 7559.2867 | 7576.8568 | 7598.074 | 7589.9646 |  | 14.9141 | 22.1567 | 51.5949 | 112.3641 | 199.2578 | 314.1086 | 462.0459 | 621.3037 | 836.2923 | 1063.6739 | 1318.538 | 1603.1095 | 1892.5562 | 2160.9819 | 2465.4692 | 2750.3979 | 3031.0789 | 3333.4079 | 3643.558 | 3936.641 | 4263.1987 | 4628.3001 | 4915.6309 | 5190.6971 | 5446.6743 | 5654.89 | 5885.614 | 6065.4669 | 6235.5966 | 6395.856 | 6538.9163 | 6636.9108 |  | 14.9141 | 22.2636 | 53.6067 | 131.2377 | 250.534 | 412.9071 | 631.0725 | 868.7983 | 1179.52 | 1511.2845 | 1885.6235 | 2314.0582 | 2728.4399 | 3108.4259 | 3517.303 | 3897.3982 | 4359.0737 | 4795.5955 | 5198.4405 | 5528.6689 | 5861.8012 | 6127.1338 | 6306.4765 | 6467.1771 | 6604.4092 | 6691.97 | 6802.2284 | 6863.272 | 6917.3944 | 6967.1244 | 7005.9441 | 7008.5073 |  | 15.0333 | 23.7685 | 71.9003 | 180.4789 | 336.7713 | 545.9142 | 829.2968 | 1140.2811 | 1546.7628 | 1972.6186 | 2446.451 | 3037.8129 | 3615.8523 | 4139.1892 | 4684.557 | 5166.7238 | 5603.9993 | 6013.0188 | 6384.0471 | 6677.5949 | 6968.8132 | 7184.1789 | 7302.8999 | 7398.4422 | 7469.3994 | 7489.2205 | 7539.3005 | 7547.0024 | 7559.2867 | 7576.8568 | 7598.074 | 7589.9646 |  | 15.0333 | 23.7639 | 71.8605 | 180.3798 | 336.6085 | 545.631 | 824.2381 | 1127.7277 | 1528.3513 | 1947.2316 | 2417.3613 | 2992.5564 | 3554.0253 | 4062.3189 | 4593.2369 | 5062.1158 | 5501.2584 | 5910.8562 | 6284.1931 | 6579.9513 | 6875.9194 | 7096.7028 | 7223.1611 | 7327.0652 | 7407.5417 | 7436.1003 | 7494.9941 | 7510.3452 | 7529.5503 | 7553.0209 | 7579.2862 | 7574.9403
Snipe |  | 12.0132 | 19.2427 | 60.2139 | 155.6314 | 296.228 | 487.8129 | 751.3171 | 1040.4278 | 1418.2955 | 1814.2003 | 2254.7021 | 2804.1111 | 3341.237 | 3827.59 | 4334.5492 | 4782.8712 | 5189.944 | 5570.6464 | 5915.9582 | 6189.1634 | 6460.1969 | 6660.7134 | 6771.3491 | 6860.4294 | 6926.6374 | 6945.2872 | 6992.0512 | 6999.3847 | 7010.9473 | 7027.3986 | 7047.2015 | 7039.7157 |  | 11.918 | 17.9355 | 43.1718 | 96.6224 | 174.7105 | 279.8205 | 417.3478 | 565.399 | 765.2593 | 976.6406 | 1213.5704 | 1478.1173 | 1747.1963 | 1996.7335 | 2279.7947 | 2544.6736 | 2805.6037 | 3086.6585 | 3374.984 | 3647.4434 | 3951.0221 | 4290.4321 | 4557.5441 | 4813.2545 | 5051.2191 | 5244.7831 | 5459.2716 | 5626.4686 | 5784.6267 | 5933.609 | 6066.6025 | 6157.7013 |  | 11.918 | 18.0225 | 44.8763 | 113.1562 | 220.3618 | 368.9539 | 571.7242 | 792.723 | 1081.6208 | 1390.0595 | 1738.0538 | 2136.3481 | 2521.5145 | 2874.694 | 3254.7518 | 3608.0676 | 4037.0622 | 4442.75 | 4817.1734 | 5124.1152 | 5433.7901 | 5680.5497 | 5847.3512 | 5996.818 | 6124.4614 | 6205.9234 | 6308.488 | 6365.2977 | 6415.6728 | 6461.9641 | 6498.1094 | 6500.5437 |  | 12.0132 | 19.2427 | 60.2139 | 155.6314 | 296.228 | 487.8129 | 751.3171 | 1040.4278 | 1418.2955 | 1814.2003 | 2254.7021 | 2804.1111 | 3341.237 | 3827.59 | 4334.5492 | 4782.8712 | 5189.944 | 5570.6464 | 5915.9582 | 6189.1634 | 6460.1969 | 6660.7134 | 6771.3491 | 6860.4294 | 6926.6374 | 6945.2872 | 6992.0512 | 6999.3847 | 7010.9473 | 7027.3986 | 7047.2015 | 7039.7157 |  | 12.0132 | 19.239 | 60.1809 | 155.5508 | 296.0933 | 487.5802 | 746.7885 | 1029.0452 | 1401.5124 | 1791.0058 | 2228.1224 | 2762.652 | 3284.4509 | 3756.8892 | 4250.451 | 4686.4394 | 5095.1983 | 5476.396 | 5823.8078 | 6099.0303 | 6374.4297 | 6579.9234 | 6697.6953 | 6794.4926 | 6869.4939 | 6896.2158 | 6951.1229 | 6965.523 | 6983.4787 | 7005.3783 | 7029.842 | 7025.8283
South Park |  | 24.3433 | 36.8471 | 98.2572 | 217.0793 | 366.7123 | 544.2463 | 759.0264 | 995.1154 | 1303.8569 | 1627.1371 | 1986.8727 | 2438.1762 | 2878.6914 | 3277.1381 | 3691.4875 | 4057.0754 | 4385.392 | 4692.9278 | 4972.0939 | 5192.9384 | 5412.055 | 5573.5839 | 5661.9665 | 5732.7981 | 5785.0741 | 5798.653 | 5835.3125 | 5840.0173 | 5848.4058 | 5860.9734 | 5876.5667 | 5870.0599 |  | 24.1503 | 34.3631 | 70.7529 | 136.9419 | 220.656 | 318.7999 | 431.1392 | 552.0748 | 715.3308 | 887.9977 | 1081.534 | 1297.6293 | 1517.4266 | 1721.2611 | 1952.4799 | 2168.8463 | 2381.9872 | 2611.5669 | 2847.0858 | 3069.6444 | 3317.6228 | 3594.87 | 3813.0606 | 4021.9377 | 4216.3193 | 4374.4322 | 4549.6372 | 4686.2122 | 4815.4036 | 4937.1 | 5045.7357 | 5120.1499 |  | 24.1503 | 34.5258 | 73.372 | 157.94 | 272.8801 | 411.6977 | 577.6509 | 758.1651 | 993.8478 | 1245.6501 | 1529.9344 | 1855.2245 | 2170.2646 | 2459.2605 | 2770.0628 | 3058.9138 | 3410.7728 | 3743.0258 | 4049.4239 | 4300.5135 | 4553.5872 | 4754.4285 | 4890.0966 | 5011.6382 | 5115.4006 | 5181.479 | 5264.7789 | 5310.727 | 5351.4234 | 5388.7869 | 5417.8888 | 5419.496 |  | 24.3433 | 36.8471 | 98.2572 | 217.0793 | 366.7123 | 544.2463 | 759.0264 | 995.1154 | 1303.8569 | 1627.1371 | 1986.8727 | 2438.1762 | 2878.6914 | 3277.1381 | 3691.4875 | 4057.0754 | 4385.392 | 4692.9278 | 4972.0939 | 5192.9384 | 5412.055 | 5573.5839 | 5661.9665 | 5732.7981 | 5785.0741 | 5798.653 | 5835.3125 | 5840.0173 | 5848.4058 | 5860.9734 | 5876.5667 | 5870.0599 |  | 24.3433 | 36.8391 | 98.2013 | 216.9281 | 366.4797 | 543.8298 | 754.0384 | 983.6887 | 1287.6828 | 1605.1835 | 1961.7328 | 2399.7729 | 2827.1938 | 3213.7564 | 3616.8975 | 3972.2691 | 4302.3301 | 4610.5836 | 4891.807 | 5114.5781 | 5337.6282 | 5503.6616 | 5598.2926 | 5675.8459 | 5735.7202 | 5756.2677 | 5799.9525 | 5810.758 | 5824.6694 | 5841.962 | 5861.5997 | 5858.1256
Spa Rd |  | 22.5351 | 35.6174 | 107.6472 | 269.9928 | 503.5238 | 815.8584 | 1238.8751 | 1703.0968 | 2309.8734 | 2945.5693 | 3652.8825 | 4535.6549 | 5398.5352 | 6179.7546 | 6993.8546 | 7713.6054 | 8366.3217 | 8976.8637 | 9530.6978 | 9968.8765 | 10403.5782 | 10725.0509 | 10902.259 | 11044.8672 | 11150.777 | 11180.3542 | 11255.1013 | 11266.5899 | 11284.9205 | 11311.1426 | 11342.8109 | 11330.703 |  | 22.3565 | 33.2021 | 77.2482 | 168.1074 | 297.9472 | 469.4705 | 690.3041 | 928.0363 | 1248.9608 | 1588.3849 | 1968.8335 | 2393.628 | 2825.6999 | 3226.3926 | 3680.9164 | 4106.244 | 4525.2308 | 4976.5327 | 5439.5096 | 5877.0096 | 6364.479 | 6909.4845 | 7338.3979 | 7749.0032 | 8131.1135 | 8441.9276 | 8786.3411 | 9054.8167 | 9308.778 | 9548.0054 | 9761.5588 | 9907.8402 |  | 22.3565 | 33.3623 | 80.2593 | 196.3296 | 374.5867 | 617.0823 | 942.751 | 1297.6164 | 1761.4445 | 2256.6853 | 2815.4805 | 3455.0264 | 4073.5979 | 4640.8256 | 5251.1796 | 5818.5687 | 6507.7446 | 7159.3686 | 7760.7195 | 8253.6706 | 8750.955 | 9147.0258 | 9414.736 | 9654.6184 | 9859.4686 | 9990.172 | 10154.7572 | 10245.8771 | 10326.6655 | 10400.8971 | 10458.8425 | 10462.6664 |  | 22.5351 | 35.6174 | 107.6472 | 269.9928 | 503.5238 | 815.8584 | 1238.8751 | 1703.0968 | 2309.8734 | 2945.5693 | 3652.8825 | 4535.6549 | 5398.5352 | 6179.7546 | 6993.8546 | 7713.6054 | 8366.3217 | 8976.8637 | 9530.6978 | 9968.8765 | 10403.5782 | 10725.0509 | 10902.259 | 11044.8672 | 11150.777 | 11180.3542 | 11255.1013 | 11266.5899 | 11284.9205 | 11311.1426 | 11342.8109 | 11330.703 |  | 22.5351 | 35.6104 | 107.5876 | 269.8444 | 503.2801 | 815.4342 | 1231.3154 | 1684.3438 | 2282.3736 | 2907.6533 | 3609.4366 | 4468.0689 | 5306.2098 | 6064.9699 | 6857.4981 | 7557.4127 | 8212.9184 | 8824.3257 | 9381.6082 | 9823.0883 | 10264.8825 | 10594.4454 | 10783.206 | 10938.2992 | 11058.4214 | 11101.0441 | 11188.9503 | 11211.8594 | 11240.523 | 11275.555 | 11314.7602 | 11308.2717
Spadeadam 11/33kV |  | 17.2216 | 27.3656 | 83.8858 | 213.0356 | 400.7288 | 653.7886 | 998.8323 | 1377.4512 | 1872.3238 | 2390.7982 | 2967.6806 | 3687.4575 | 4391.0709 | 5028.13 | 5692.0802 | 6279.1492 | 6811.8309 | 7310.055 | 7761.9861 | 8119.544 | 8474.2624 | 8736.6317 | 8881.3188 | 8997.7823 | 9084.3048 | 9108.5595 | 9169.6449 | 9179.1173 | 9194.1517 | 9215.6074 | 9241.4821 | 9231.6383 |  | 17.0851 | 25.5086 | 60.1751 | 132.4838 | 236.7916 | 375.7049 | 555.814 | 749.7052 | 1011.447 | 1288.2769 | 1598.5658 | 1945.0225 | 2297.4147 | 2624.2144 | 2994.9181 | 3341.8097 | 3683.5298 | 4051.6058 | 4429.2036 | 4786.0229 | 5183.5965 | 5628.0958 | 5977.912 | 6312.7963 | 6624.4404 | 6877.9364 | 7158.8355 | 7377.8006 | 7584.9281 | 7780.0389 | 7954.2102 | 8073.5154 |  | 17.0851 | 25.632 | 62.5331 | 154.9045 | 298.1079 | 494.4946 | 760.0802 | 1049.5044 | 1427.8207 | 1831.7443 | 2287.4884 | 2809.0981 | 3313.5637 | 3776.1473 | 4273.9159 | 4736.6515 | 5298.62 | 5830.007 | 6320.417 | 6722.4325 | 7128.0019 | 7451.0898 | 7669.4772 | 7865.166 | 8032.2792 | 8138.9161 | 8273.188 | 8347.5406 | 8413.4665 | 8474.0447 | 8521.338 | 8524.487 |  | 17.2216 | 27.3656 | 83.8858 | 213.0356 | 400.7288 | 653.7886 | 998.8323 | 1377.4512 | 1872.3238 | 2390.7982 | 2967.6806 | 3687.4575 | 4391.0709 | 5028.13 | 5692.0802 | 6279.1492 | 6811.8309 | 7310.055 | 7761.9861 | 8119.544 | 8474.2624 | 8736.6317 | 8881.3188 | 8997.7823 | 9084.3048 | 9108.5595 | 9169.6449 | 9179.1173 | 9194.1517 | 9215.6074 | 9241.4821 | 9231.6383 |  | 17.2216 | 27.3603 | 83.8395 | 212.9214 | 400.5398 | 653.4606 | 992.7695 | 1362.3261 | 1850.0917 | 2360.114 | 2932.5199 | 3632.6968 | 4316.1788 | 4934.9617 | 5581.3393 | 6152.2414 | 6687.1688 | 7186.0737 | 7640.79 | 8001.0183 | 8361.4921 | 8630.4246 | 8784.5005 | 8911.1131 | 9009.1941 | 9044.0586 | 9115.8466 | 9134.6073 | 9158.0451 | 9186.6642 | 9218.667 | 9213.3907
Spadeadam 132/11kV |  | 0.59465 | 0.9018 | 2.4192 | 5.3813 | 9.1446 | 13.6497 | 19.1514 | 25.198 | 33.1051 | 41.3849 | 50.5984 | 62.1518 | 73.4304 | 83.6328 | 94.2443 | 103.6086 | 112.0255 | 119.9087 | 127.0642 | 132.7249 | 138.3413 | 142.4827 | 144.7503 | 146.5682 | 147.9106 | 148.2617 | 149.2036 | 149.3266 | 149.5436 | 149.8672 | 150.2677 | 150.1018 |  | 0.58993 | 0.84099 | 1.7417 | 3.3922 | 5.4967 | 7.9859 | 10.863 | 13.9604 | 18.1415 | 22.5637 | 27.5204 | 33.0549 | 38.6841 | 43.9046 | 49.8264 | 55.3678 | 60.8266 | 66.7064 | 72.7383 | 78.4383 | 84.7893 | 91.8899 | 97.478 | 102.8276 | 107.806 | 111.8554 | 116.3426 | 119.8405 | 123.1492 | 126.266 | 129.0483 | 130.9541 |  | 0.58993 | 0.84497 | 1.8063 | 3.9151 | 6.8046 | 10.3253 | 14.5749 | 19.1981 | 25.2348 | 31.6841 | 38.9649 | 47.296 | 55.3638 | 62.7643 | 70.7236 | 78.1209 | 87.1296 | 95.6373 | 103.4834 | 109.9134 | 116.3947 | 121.5399 | 125.0157 | 128.1296 | 130.7881 | 132.4813 | 134.6157 | 135.7934 | 136.8366 | 137.7944 | 138.5405 | 138.5825 |  | 0.59465 | 0.9018 | 2.4192 | 5.3813 | 9.1446 | 13.6497 | 19.1514 | 25.198 | 33.1051 | 41.3849 | 50.5984 | 62.1518 | 73.4304 | 83.6328 | 94.2443 | 103.6086 | 112.0255 | 119.9087 | 127.0642 | 132.7249 | 138.3413 | 142.4827 | 144.7503 | 146.5682 | 147.9106 | 148.2617 | 149.2036 | 149.3266 | 149.5436 | 149.8672 | 150.2677 | 150.1018 |  | 0.59465 | 0.9016 | 2.4178 | 5.3776 | 9.1389 | 13.6395 | 19.0262 | 24.9096 | 32.6958 | 40.8286 | 49.9613 | 61.1772 | 72.1216 | 82.0206 | 92.3456 | 101.4486 | 109.9095 | 117.8104 | 125.0179 | 130.7274 | 136.4438 | 140.6997 | 143.1265 | 145.1157 | 146.6519 | 147.1807 | 148.3018 | 148.5805 | 148.9382 | 149.3823 | 149.8859 | 149.7973
Spotland |  | 29.4289 | 45.5097 | 129.4678 | 306.6264 | 548.345 | 857.7073 | 1260.8807 | 1703.5652 | 2282.2853 | 2888.479 | 3562.9879 | 4406.2543 | 5230.1376 | 5975.8168 | 6752.3462 | 7438.4241 | 8058.6179 | 8639.0055 | 9165.606 | 9582.2233 | 9995.5497 | 10300.8986 | 10468.8129 | 10603.7606 | 10703.779 | 10731.0823 | 10801.5268 | 10811.7811 | 10828.6857 | 10853.2178 | 10883.1012 | 10871.34 |  | 29.1956 | 42.4327 | 93.0566 | 192.0141 | 326.7268 | 497.0173 | 707.624 | 934.3467 | 1240.4089 | 1564.1142 | 1926.944 | 2332.066 | 2744.1284 | 3126.2648 | 3559.7394 | 3965.3698 | 4364.9531 | 4795.355 | 5236.8912 | 5654.1302 | 6119.0247 | 6638.7906 | 7047.8408 | 7439.4308 | 7803.8453 | 8100.2655 | 8428.729 | 8684.7713 | 8926.9715 | 9155.1202 | 9358.7838 | 9498.2909 |  | 29.1956 | 42.6355 | 96.5982 | 223.0222 | 407.9747 | 648.7671 | 959.5287 | 1297.9553 | 1740.1374 | 2212.3636 | 2745.2944 | 3355.1915 | 3945.3442 | 4486.577 | 5068.8573 | 5610.1042 | 6268.1475 | 6890.0679 | 7463.8705 | 7934.1916 | 8408.5096 | 8785.8425 | 9040.8359 | 9269.3086 | 9464.3971 | 9588.7942 | 9745.4952 | 9832.1457 | 9908.9455 | 9979.4938 | 10034.5245 | 10037.9629 |  | 29.4289 | 45.5097 | 129.4678 | 306.6264 | 548.345 | 857.7073 | 1260.8807 | 1703.5652 | 2282.2853 | 2888.479 | 3562.9879 | 4406.2543 | 5230.1376 | 5975.8168 | 6752.3462 | 7438.4241 | 8058.6179 | 8639.0055 | 9165.606 | 9582.2233 | 9995.5497 | 10300.8986 | 10468.8129 | 10603.7606 | 10703.779 | 10731.0823 | 10801.5268 | 10811.7811 | 10828.6857 | 10853.2178 | 10883.1012 | 10871.34 |  | 29.4289 | 45.5003 | 129.3952 | 306.4382 | 548.0457 | 857.1791 | 1252.9671 | 1684.5178 | 2254.7126 | 2850.6763 | 3519.6812 | 4339.3197 | 5139.2954 | 5863.2726 | 6619.0846 | 7286.1675 | 7909.2221 | 8490.606 | 9020.682 | 9440.6001 | 9860.8912 | 10174.1953 | 10353.3561 | 10500.4389 | 10614.2386 | 10654.188 | 10737.3863 | 10758.7116 | 10785.6349 | 10818.7189 | 10855.9198 | 10849.6249
Spring Cottage |  | 7.6487 | 11.9564 | 35.0697 | 85.5701 | 156.4815 | 249.4833 | 373.3538 | 509.3217 | 687.0556 | 873.246 | 1080.4155 | 1339.1659 | 1592.0354 | 1820.943 | 2059.4146 | 2270.1884 | 2461.0695 | 2639.6524 | 2801.664 | 2929.8414 | 3057.0036 | 3151.0014 | 3202.7631 | 3244.3943 | 3275.2856 | 3283.8296 | 3305.6123 | 3308.8847 | 3314.1776 | 3321.7954 | 3331.0292 | 3327.4545 |  | 7.588 | 11.1468 | 25.186 | 53.4239 | 92.892 | 144.0181 | 208.7015 | 278.3345 | 372.335 | 471.7542 | 583.1896 | 707.6142 | 834.1704 | 951.5354 | 1084.6679 | 1209.2486 | 1331.9721 | 1464.1608 | 1599.7692 | 1727.9153 | 1870.6977 | 2030.3328 | 2155.9638 | 2276.2323 | 2388.1544 | 2479.1936 | 2580.0741 | 2658.7121 | 2733.0987 | 2803.1697 | 2865.7206 | 2908.5672 |  | 7.588 | 11.2004 | 26.1564 | 62.2308 | 116.4172 | 188.7033 | 284.1165 | 388.0579 | 523.8937 | 668.9419 | 832.6178 | 1019.9401 | 1201.1531 | 1367.3333 | 1546.1346 | 1712.3436 | 1914.3103 | 2105.237 | 2281.4156 | 2425.8299 | 2571.4955 | 2687.4545 | 2765.8262 | 2836.0493 | 2896.0147 | 2934.265 | 2982.4383 | 3009.0948 | 3032.7255 | 3054.436 | 3071.3779 | 3072.4705 |  | 7.6487 | 11.9564 | 35.0697 | 85.5701 | 156.4815 | 249.4833 | 373.3538 | 509.3217 | 687.0556 | 873.246 | 1080.4155 | 1339.1659 | 1592.0354 | 1820.943 | 2059.4146 | 2270.1884 | 2461.0695 | 2639.6524 | 2801.664 | 2929.8414 | 3057.0036 | 3151.0014 | 3202.7631 | 3244.3943 | 3275.2856 | 3283.8296 | 3305.6123 | 3308.8847 | 3314.1776 | 3321.7954 | 3331.0292 | 3327.4545 |  | 7.6487 | 11.954 | 35.0502 | 85.5204 | 156.4013 | 249.3428 | 371.0466 | 503.6753 | 678.823 | 861.9233 | 1067.4427 | 1319.0423 | 1564.6241 | 1786.9159 | 2019.0499 | 2224.0034 | 2415.728 | 2594.5869 | 2757.6333 | 2886.7977 | 3016.0638 | 3112.463 | 3167.6387 | 3212.957 | 3248.0412 | 3260.4332 | 3286.0973 | 3292.7385 | 3301.0797 | 3311.2978 | 3322.7563 | 3320.8416
Spring Garden St 11kV |  | 12.4749 | 20.1687 | 64.5937 | 170.1579 | 327.9185 | 545.1841 | 846.5654 | 1177.1959 | 1609.3149 | 2062.0779 | 2565.8394 | 3193.9194 | 3808.0183 | 4364.1054 | 4943.8385 | 5456.5896 | 5922.4795 | 6358.1464 | 6753.2942 | 7065.9311 | 7376.0804 | 7605.5861 | 7732.281 | 7834.3205 | 7910.1924 | 7931.6641 | 7985.2768 | 7993.7751 | 8007.0898 | 8025.979 | 8048.6761 | 8040.1495 |  | 12.376 | 18.797 | 46.2854 | 105.4525 | 193.0206 | 312.1554 | 469.4304 | 638.7403 | 867.2987 | 1109.0324 | 1379.9832 | 1682.5165 | 1990.2328 | 2275.6011 | 2599.3074 | 2902.2204 | 3200.6176 | 3522.0293 | 3851.7557 | 4163.3377 | 4510.5074 | 4898.6536 | 5204.1204 | 5496.5484 | 5768.6826 | 5990.0406 | 6235.3276 | 6426.5326 | 6607.4007 | 6777.7755 | 6929.8655 | 7034.0454 |  | 12.376 | 18.8885 | 48.128 | 123.7089 | 243.9287 | 412.3409 | 644.1993 | 896.9322 | 1227.3395 | 1580.0798 | 1978.0407 | 2433.5313 | 2873.9678 | 3277.8171 | 3712.4171 | 4116.4443 | 4606.914 | 5070.7793 | 5498.9186 | 5849.9028 | 6204.0341 | 6486.289 | 6677.0925 | 6848.0692 | 6994.0848 | 7087.2842 | 7204.6179 | 7269.6247 | 7327.2725 | 7380.2499 | 7421.6221 | 7424.4392 |  | 12.4749 | 20.1687 | 64.5937 | 170.1579 | 327.9185 | 545.1841 | 846.5654 | 1177.1959 | 1609.3149 | 2062.0779 | 2565.8394 | 3193.9194 | 3808.0183 | 4364.1054 | 4943.8385 | 5456.5896 | 5922.4795 | 6358.1464 | 6753.2942 | 7065.9311 | 7376.0804 | 7605.5861 | 7732.281 | 7834.3205 | 7910.1924 | 7931.6641 | 7985.2768 | 7993.7751 | 8007.0898 | 8025.979 | 8048.6761 | 8040.1495 |  | 12.4749 | 20.165 | 64.5584 | 170.0732 | 327.7751 | 544.9377 | 841.4985 | 1164.3639 | 1590.3362 | 2035.8144 | 2535.7411 | 3146.9017 | 3743.5228 | 4283.7421 | 4848.177 | 5346.8359 | 5814.6221 | 6250.8282 | 6648.3477 | 6963.2673 | 7278.3776 | 7513.5369 | 7648.3564 | 7759.1846 | 7845.0763 | 7875.7466 | 7938.6391 | 7955.1902 | 7975.7899 | 8000.8859 | 8028.8924 | 8024.3194
Spring Garden St 6.6kV |  | 7.5372 | 12.1858 | 39.0269 | 102.8079 | 198.1254 | 329.3953 | 511.4871 | 711.2511 | 972.3335 | 1245.8887 | 1550.2569 | 1929.7371 | 2300.7701 | 2636.7529 | 2987.0223 | 3296.8219 | 3578.3084 | 3841.5343 | 4080.279 | 4269.1714 | 4456.5608 | 4595.226 | 4671.774 | 4733.4253 | 4779.2664 | 4792.2394 | 4824.6318 | 4829.7663 | 4837.811 | 4849.2237 | 4862.937 | 4857.7853 |  | 7.4775 | 11.357 | 27.9652 | 63.7134 | 116.6213 | 188.6014 | 283.6256 | 385.9211 | 524.014 | 670.0673 | 833.7733 | 1016.5612 | 1202.4806 | 1374.8975 | 1570.4779 | 1753.4952 | 1933.7841 | 2127.9781 | 2327.1958 | 2515.4508 | 2725.2076 | 2959.722 | 3144.2823 | 3320.9646 | 3485.3856 | 3619.1281 | 3767.3283 | 3882.8526 | 3992.1315 | 4095.0704 | 4186.9618 | 4249.9063 |  | 7.4775 | 11.4123 | 29.0785 | 74.7438 | 147.3795 | 249.1326 | 389.2194 | 541.9183 | 741.5474 | 954.6699 | 1195.1142 | 1470.3175 | 1736.4252 | 1980.4273 | 2243.0087 | 2487.1183 | 2783.4556 | 3063.7188 | 3322.3967 | 3534.4581 | 3748.4211 | 3918.9569 | 4034.2387 | 4137.5412 | 4225.7625 | 4282.0728 | 4352.9647 | 4392.2412 | 4427.0715 | 4459.08 | 4484.0767 | 4485.7787 |  | 7.5372 | 12.1858 | 39.0269 | 102.8079 | 198.1254 | 329.3953 | 511.4871 | 711.2511 | 972.3335 | 1245.8887 | 1550.2569 | 1929.7371 | 2300.7701 | 2636.7529 | 2987.0223 | 3296.8219 | 3578.3084 | 3841.5343 | 4080.279 | 4269.1714 | 4456.5608 | 4595.226 | 4671.774 | 4733.4253 | 4779.2664 | 4792.2394 | 4824.6318 | 4829.7663 | 4837.811 | 4849.2237 | 4862.937 | 4857.7853 |  | 7.5372 | 12.1835 | 39.0056 | 102.7567 | 198.0387 | 329.2464 | 508.4258 | 703.4981 | 960.8667 | 1230.0206 | 1532.0718 | 1901.3294 | 2261.8025 | 2588.1981 | 2929.2245 | 3230.5097 | 3513.1419 | 3776.6937 | 4016.8713 | 4207.1429 | 4397.5297 | 4539.6108 | 4621.0675 | 4688.0289 | 4739.9239 | 4758.4546 | 4796.4537 | 4806.4537 | 4818.8998 | 4834.0626 | 4850.9839 | 4848.2209
Squires Gate |  | 34.7546 | 52.9182 | 143.7364 | 324.2183 | 557.5235 | 841.6335 | 1194.7002 | 1582.6374 | 2089.8935 | 2621.1079 | 3212.2119 | 3952.8278 | 4675.9902 | 5330.2455 | 6010.9655 | 6611.8785 | 7152.8427 | 7659.3883 | 8119.1258 | 8482.8279 | 8843.6743 | 9109.8948 | 9255.832 | 9372.9113 | 9459.4564 | 9482.3648 | 9543.1546 | 9551.3488 | 9565.5129 | 9586.4766 | 9612.3078 | 9601.7581 |  | 34.4791 | 49.3478 | 103.4464 | 204.0707 | 334.4282 | 491.2528 | 675.8344 | 874.5406 | 1142.7822 | 1426.4866 | 1744.4809 | 2099.5412 | 2460.6844 | 2795.5995 | 3175.5088 | 3531.0148 | 3881.2209 | 4258.4372 | 4645.412 | 5011.0921 | 5418.5387 | 5874.0762 | 6232.5794 | 6575.7799 | 6895.1631 | 7154.9541 | 7442.8288 | 7667.2315 | 7879.5026 | 8079.4585 | 8257.955 | 8380.2229 |  | 34.4791 | 49.5822 | 107.3071 | 235.8684 | 414.8473 | 636.6416 | 909.1993 | 1205.8005 | 1593.154 | 2006.9364 | 2474.0273 | 3008.5234 | 3526.0069 | 4000.6676 | 4511.2115 | 4985.7266 | 5563.3391 | 6108.9424 | 6612.1785 | 7024.6057 | 7440.3826 | 7770.6411 | 7993.7644 | 8193.6647 | 8364.3355 | 8473.0745 | 8610.1156 | 8685.7767 | 8752.8071 | 8814.3603 | 8862.3296 | 8865.108 |  | 34.7546 | 52.9182 | 143.7364 | 324.2183 | 557.5235 | 841.6335 | 1194.7002 | 1582.6374 | 2089.8935 | 2621.1079 | 3212.2119 | 3952.8278 | 4675.9902 | 5330.2455 | 6010.9655 | 6611.8785 | 7152.8427 | 7659.3883 | 8119.1258 | 8482.8279 | 8843.6743 | 9109.8948 | 9255.832 | 9372.9113 | 9459.4564 | 9482.3648 | 9543.1546 | 9551.3488 | 9565.5129 | 9586.4766 | 9612.3078 | 9601.7581 |  | 34.7546 | 52.9068 | 143.655 | 324.0006 | 557.1856 | 841.0309 | 1186.9696 | 1564.6306 | 2064.2076 | 2586.1216 | 3172.1422 | 3891.3657 | 4593.2205 | 5228.1362 | 5890.5356 | 6474.7136 | 7018.4114 | 7526.0234 | 7989.0178 | 8355.7849 | 8722.9617 | 8996.425 | 9152.4776 | 9280.4503 | 9379.3299 | 9413.553 | 9485.7511 | 9503.8508 | 9526.981 | 9555.609 | 9587.9999 | 9582.3623
St Annes |  | 30.1245 | 45.5978 | 121.5918 | 268.6325 | 453.8011 | 673.4969 | 939.2842 | 1231.4408 | 1613.504 | 2013.5585 | 2458.7261 | 3017.2076 | 3562.3387 | 4055.4108 | 4568.162 | 5020.5718 | 5426.8588 | 5807.4299 | 6152.8938 | 6426.1857 | 6697.3393 | 6897.229 | 7006.6011 | 7094.2542 | 7158.9451 | 7175.7488 | 7221.1143 | 7226.9364 | 7237.317 | 7252.8693 | 7272.1658 | 7264.1137 |  | 29.8857 | 42.5238 | 87.5557 | 169.4637 | 273.0586 | 394.5102 | 533.5284 | 683.1846 | 885.2115 | 1098.8843 | 1338.3826 | 1605.7973 | 1877.7933 | 2130.0356 | 2416.1654 | 2683.9158 | 2947.6745 | 3231.7761 | 3523.2273 | 3798.6403 | 4105.5099 | 4448.5993 | 4718.607 | 4977.0894 | 5217.6338 | 5413.2962 | 5630.1098 | 5799.1193 | 5958.9919 | 6109.5893 | 6244.0245 | 6336.1109 |  | 29.8857 | 42.7252 | 90.7967 | 195.4485 | 337.6851 | 509.4699 | 714.8346 | 938.2182 | 1229.8721 | 1541.4739 | 1893.2716 | 2295.8134 | 2685.6708 | 3043.2991 | 3427.9123 | 3785.3613 | 4220.7817 | 4631.9399 | 5011.1032 | 5321.8228 | 5634.9979 | 5883.5361 | 6051.4234 | 6201.8294 | 6330.2338 | 6412.0048 | 6515.0873 | 6571.9474 | 6622.3086 | 6668.5454 | 6704.5585 | 6706.5474 |  | 30.1245 | 45.5978 | 121.5918 | 268.6325 | 453.8011 | 673.4969 | 939.2842 | 1231.4408 | 1613.504 | 2013.5585 | 2458.7261 | 3017.2076 | 3562.3387 | 4055.4108 | 4568.162 | 5020.5718 | 5426.8588 | 5807.4299 | 6152.8938 | 6426.1857 | 6697.3393 | 6897.229 | 7006.6011 | 7094.2542 | 7158.9451 | 7175.7488 | 7221.1143 | 7226.9364 | 7237.317 | 7252.8693 | 7272.1658 | 7264.1137 |  | 30.1245 | 45.5878 | 121.5227 | 268.4454 | 453.5133 | 672.9815 | 933.1116 | 1217.3004 | 1593.4887 | 1986.3912 | 2427.6157 | 2969.684 | 3498.6112 | 3976.9768 | 4475.858 | 4915.6252 | 5324.0709 | 5705.5302 | 6053.54 | 6329.216 | 6605.2372 | 6810.7011 | 6927.8056 | 7023.7767 | 7097.8703 | 7123.2975 | 7177.3568 | 7190.7285 | 7207.9437 | 7229.3429 | 7253.6443 | 7249.3452
St Marys |  | 8.9322 | 13.749 | 38.5863 | 90.1314 | 159.4577 | 247.0627 | 359.901 | 483.8185 | 645.8237 | 815.5103 | 1004.3216 | 1240.4979 | 1471.2122 | 1680.0064 | 1897.392 | 2089.4163 | 2262.8267 | 2425.1305 | 2572.4034 | 2688.9162 | 2804.5101 | 2889.8784 | 2936.7877 | 2974.4713 | 3002.3832 | 3009.9471 | 3029.5931 | 3032.4022 | 3037.0839 | 3043.9096 | 3052.247 | 3048.9359 |  | 8.8614 | 12.8199 | 27.7448 | 56.5222 | 95.1844 | 143.4408 | 202.3961 | 265.8626 | 351.5388 | 442.1537 | 543.7208 | 657.1268 | 772.4756 | 879.4473 | 1000.79 | 1114.3383 | 1226.1938 | 1346.6764 | 1470.2759 | 1587.0738 | 1717.2119 | 1862.7102 | 1977.2158 | 2086.8338 | 2188.8445 | 2271.8215 | 2363.7685 | 2435.4425 | 2503.2417 | 2567.1075 | 2624.1191 | 2663.1714 |  | 8.8614 | 12.8811 | 28.7948 | 65.5603 | 118.6416 | 186.8799 | 273.8869 | 368.6224 | 492.3881 | 624.5716 | 773.7564 | 944.4824 | 1109.7041 | 1261.2355 | 1424.2503 | 1575.7735 | 1760.0484 | 1934.1843 | 2094.8354 | 2226.51 | 2359.2915 | 2464.8839 | 2536.2364 | 2600.1666 | 2654.7538 | 2689.5541 | 2733.3966 | 2757.6309 | 2779.1079 | 2798.835 | 2814.2195 | 2815.1638 |  | 8.9322 | 13.749 | 38.5863 | 90.1314 | 159.4577 | 247.0627 | 359.901 | 483.8185 | 645.8237 | 815.5103 | 1004.3216 | 1240.4979 | 1471.2122 | 1680.0064 | 1897.392 | 2089.4163 | 2262.8267 | 2425.1305 | 2572.4034 | 2688.9162 | 2804.5101 | 2889.8784 | 2936.7877 | 2974.4713 | 3002.3832 | 3009.9471 | 3029.5931 | 3032.4022 | 3037.0839 | 3043.9096 | 3052.247 | 3048.9359 |  | 8.9322 | 13.7461 | 38.5646 | 90.0746 | 159.368 | 246.904 | 357.6242 | 478.3848 | 637.9875 | 804.7845 | 992.035 | 1221.5441 | 1445.5385 | 1648.2328 | 1859.8065 | 2046.5067 | 2220.7355 | 2383.3331 | 2531.5952 | 2649.0454 | 2766.6064 | 2854.2226 | 2904.3001 | 2945.4007 | 2977.1903 | 2988.3121 | 3011.5462 | 3017.47 | 3024.9706 | 3034.2033 | 3044.6005 | 3042.829
St Marys St |  | 10.4914 | 16.6019 | 50.3374 | 126.6135 | 236.5969 | 383.971 | 583.8857 | 803.2687 | 1090.0188 | 1390.4378 | 1724.7014 | 2141.8553 | 2549.6168 | 2918.7934 | 3303.5188 | 3643.6661 | 3952.1731 | 4240.741 | 4502.504 | 4709.6041 | 4915.0606 | 5067.0071 | 5150.774 | 5218.1889 | 5268.2595 | 5282.2552 | 5317.596 | 5323.0393 | 5331.7135 | 5344.115 | 5359.0872 | 5353.3696 |  | 10.4082 | 15.4759 | 36.1195 | 78.8124 | 139.9551 | 220.8799 | 325.2416 | 437.5893 | 589.252 | 749.6574 | 929.4501 | 1130.1998 | 1334.3887 | 1523.7484 | 1738.5477 | 1939.5493 | 2137.5545 | 2350.8311 | 2569.6251 | 2776.3792 | 3006.7479 | 3264.307 | 3467.0033 | 3661.0475 | 3841.6255 | 3988.5103 | 4151.2735 | 4278.1499 | 4398.1672 | 4511.2215 | 4612.1427 | 4681.2725 |  | 10.4082 | 15.5507 | 37.529 | 92.068 | 176.0107 | 290.4195 | 444.3208 | 612.0235 | 831.2231 | 1065.266 | 1329.3416 | 1631.5794 | 1923.8999 | 2191.9554 | 2480.3931 | 2748.5277 | 3074.2034 | 3382.139 | 3666.3199 | 3899.2751 | 4134.281 | 4321.4643 | 4447.9854 | 4561.3552 | 4658.169 | 4719.9419 | 4797.727 | 4840.7935 | 4878.9775 | 4914.0628 | 4941.4513 | 4943.2625 |  | 10.4914 | 16.6019 | 50.3374 | 126.6135 | 236.5969 | 383.971 | 583.8857 | 803.2687 | 1090.0188 | 1390.4378 | 1724.7014 | 2141.8553 | 2549.6168 | 2918.7934 | 3303.5188 | 3643.6661 | 3952.1731 | 4240.741 | 4502.504 | 4709.6041 | 4915.0606 | 5067.0071 | 5150.774 | 5218.1889 | 5268.2595 | 5282.2552 | 5317.596 | 5323.0393 | 5331.7135 | 5344.115 | 5359.0872 | 5353.3696 |  | 10.4914 | 16.5987 | 50.3096 | 126.5443 | 236.483 | 383.773 | 580.3271 | 794.4296 | 1077.0498 | 1372.5522 | 1704.2071 | 2109.9649 | 2506.0413 | 2864.6097 | 3239.1436 | 3569.9181 | 3879.7394 | 4168.7128 | 4432.1017 | 4640.759 | 4849.5633 | 5005.3283 | 5094.55 | 5167.8606 | 5224.6432 | 5244.7998 | 5286.3553 | 5297.1922 | 5310.7462 | 5327.3082 | 5345.8396 | 5342.7754
St Thomas Rd |  | 36.6425 | 55.4637 | 147.9005 | 326.7562 | 551.9895 | 819.2206 | 1142.5159 | 1497.8862 | 1962.6158 | 2449.2296 | 2990.7176 | 3670.0371 | 4333.1176 | 4932.875 | 5556.5696 | 6106.8667 | 6601.0616 | 7063.9763 | 7484.1879 | 7816.6116 | 8146.4344 | 8389.5739 | 8522.6108 | 8629.2293 | 8707.9172 | 8728.3567 | 8783.5379 | 8790.6197 | 8803.2464 | 8822.1637 | 8845.6353 | 8835.841 |  | 36.352 | 51.7246 | 106.5 | 206.1303 | 332.14 | 479.8699 | 648.9673 | 831.0044 | 1076.7436 | 1336.6485 | 1627.9668 | 1953.2417 | 2284.0892 | 2590.9088 | 2938.9482 | 3264.6313 | 3585.4592 | 3931.0315 | 4285.5436 | 4620.5474 | 4993.814 | 5411.1373 | 5739.5662 | 6053.9761 | 6346.5668 | 6584.5644 | 6848.2897 | 7053.8677 | 7248.3317 | 7431.5137 | 7595.0364 | 7707.0475 |  | 36.352 | 51.9696 | 110.4423 | 237.7374 | 410.7497 | 619.7033 | 869.5025 | 1141.2193 | 1495.9781 | 1875.0007 | 2302.9164 | 2792.5557 | 3266.7661 | 3701.774 | 4169.6055 | 4604.3953 | 5134.027 | 5634.147 | 6095.3494 | 6473.2991 | 6854.2354 | 7156.5496 | 7360.7625 | 7543.7115 | 7699.8986 | 7799.3624 | 7924.7487 | 7993.9116 | 8055.1694 | 8111.4103 | 8155.2156 | 8157.6348 |  | 36.6425 | 55.4637 | 147.9005 | 326.7562 | 551.9895 | 819.2206 | 1142.5159 | 1497.8862 | 1962.6158 | 2449.2296 | 2990.7176 | 3670.0371 | 4333.1176 | 4932.875 | 5556.5696 | 6106.8667 | 6601.0616 | 7063.9763 | 7484.1879 | 7816.6116 | 8146.4344 | 8389.5739 | 8522.6108 | 8629.2293 | 8707.9172 | 8728.3567 | 8783.5379 | 8790.6197 | 8803.2464 | 8822.1637 | 8845.6353 | 8835.841 |  | 36.6425 | 55.4516 | 147.8164 | 326.5286 | 551.6394 | 818.5937 | 1135.0078 | 1480.6862 | 1938.2699 | 2416.1842 | 2952.876 | 3612.2309 | 4255.6014 | 4837.4703 | 5444.2939 | 5979.213 | 6476.0335 | 6940.0287 | 7363.3369 | 7698.6607 | 8034.4042 | 8284.3241 | 8426.7663 | 8543.5026 | 8633.6277 | 8664.5566 | 8730.3126 | 8746.5775 | 8767.5175 | 8793.5469 | 8823.1064 | 8817.8771
Stainburn |  | 15.2141 | 23.6124 | 67.8709 | 162.4031 | 292.7113 | 460.97 | 682.0136 | 924.6919 | 1241.9336 | 1574.2482 | 1944.0106 | 2406.119 | 2857.6494 | 3266.347 | 3692.015 | 4068.1533 | 4408.4009 | 4726.7792 | 5015.6381 | 5244.169 | 5470.893 | 5638.4243 | 5730.5985 | 5804.6972 | 5859.6402 | 5874.7121 | 5913.4261 | 5919.1287 | 5928.4623 | 5941.9655 | 5958.3841 | 5951.9615 |  | 15.0935 | 22.0151 | 48.7693 | 101.5927 | 174.1808 | 266.7554 | 382.2072 | 506.4936 | 674.2729 | 851.7238 | 1050.6223 | 1272.7048 | 1498.592 | 1708.0741 | 1945.6992 | 2168.0604 | 2387.1067 | 2623.0473 | 2865.0916 | 3093.8166 | 3348.6656 | 3633.5944 | 3857.8303 | 4072.4947 | 4272.262 | 4434.7556 | 4614.815 | 4755.174 | 4887.9449 | 5013.013 | 5124.6587 | 5201.1346 |  | 15.0935 | 22.1205 | 50.6333 | 118.1173 | 217.776 | 348.6729 | 519.0081 | 704.5296 | 946.9472 | 1205.8246 | 1497.9686 | 1832.3097 | 2155.7973 | 2452.4623 | 2771.6384 | 3068.3273 | 3428.9673 | 3769.8411 | 4084.3573 | 4342.1581 | 4602.1657 | 4809.0604 | 4948.8813 | 5074.1618 | 5181.1385 | 5249.3607 | 5335.2925 | 5382.822 | 5424.9512 | 5463.6533 | 5493.8471 | 5495.7561 |  | 15.2141 | 23.6124 | 67.8709 | 162.4031 | 292.7113 | 460.97 | 682.0136 | 924.6919 | 1241.9336 | 1574.2482 | 1944.0106 | 2406.119 | 2857.6494 | 3266.347 | 3692.015 | 4068.1533 | 4408.4009 | 4726.7792 | 5015.6381 | 5244.169 | 5470.893 | 5638.4243 | 5730.5985 | 5804.6972 | 5859.6402 | 5874.7121 | 5913.4261 | 5919.1287 | 5928.4623 | 5941.9655 | 5958.3841 | 5951.9615 |  | 15.2141 | 23.6075 | 67.833 | 162.3053 | 292.555 | 460.6947 | 677.7569 | 914.3849 | 1226.9743 | 1553.7153 | 1920.4872 | 2369.713 | 2808.174 | 3205.0076 | 3619.3354 | 3985.0698 | 4326.8624 | 4645.7671 | 4936.5095 | 5166.8323 | 5397.3511 | 5569.2155 | 5667.5284 | 5748.2531 | 5810.7245 | 5832.7051 | 5878.387 | 5890.1377 | 5904.9445 | 5923.1184 | 5943.5333 | 5940.0949
Standish |  | 37.4403 | 57.9026 | 164.7539 | 390.2695 | 698.0252 | 1091.9698 | 1605.4514 | 2169.253 | 2906.3088 | 3678.3554 | 4537.4078 | 5611.3821 | 6660.6722 | 7610.3635 | 8599.3481 | 9473.1362 | 10263.0246 | 11002.2138 | 11672.8985 | 12203.5073 | 12729.9247 | 13118.8223 | 13332.6828 | 13504.5572 | 13631.9453 | 13666.7233 | 13756.4453 | 13769.5087 | 13791.0413 | 13822.2878 | 13860.3488 | 13845.3708 |  | 37.1435 | 53.9875 | 118.4183 | 244.388 | 415.9024 | 632.7499 | 900.9779 | 1189.7312 | 1579.531 | 1991.8009 | 2453.8997 | 2969.8617 | 3494.663 | 3981.3506 | 4533.4224 | 5050.0319 | 5558.9399 | 6107.0982 | 6669.4372 | 7200.8315 | 7792.9196 | 8454.8917 | 8975.8566 | 9474.5843 | 9938.7014 | 10316.2212 | 10734.5512 | 11060.6458 | 11369.1112 | 11659.6806 | 11919.0658 | 12096.7415 |  | 37.1435 | 54.2457 | 122.9256 | 283.859 | 519.3382 | 825.9623 | 1221.7464 | 1652.7654 | 2215.9278 | 2817.354 | 3496.0927 | 4272.8558 | 5024.4712 | 5713.782 | 6455.3713 | 7144.7008 | 7982.7785 | 8774.8519 | 9505.6434 | 10104.6417 | 10708.7312 | 11189.3031 | 11514.0636 | 11805.047 | 12053.5126 | 12211.9456 | 12411.5208 | 12521.8797 | 12619.693 | 12709.5443 | 12779.6323 | 12784.0126 |  | 37.4403 | 57.9026 | 164.7539 | 390.2695 | 698.0252 | 1091.9698 | 1605.4514 | 2169.253 | 2906.3088 | 3678.3554 | 4537.4078 | 5611.3821 | 6660.6722 | 7610.3635 | 8599.3481 | 9473.1362 | 10263.0246 | 11002.2138 | 11672.8985 | 12203.5073 | 12729.9247 | 13118.8223 | 13332.6828 | 13504.5572 | 13631.9453 | 13666.7233 | 13756.4453 | 13769.5087 | 13791.0413 | 13822.2878 | 13860.3488 | 13845.3708 |  | 37.4403 | 57.8906 | 164.6616 | 390.03 | 697.6443 | 1091.2977 | 1595.3762 | 2145.0002 | 2871.1991 | 3630.2182 | 4482.2621 | 5526.1469 | 6544.99 | 7467.0432 | 8429.6429 | 9279.2395 | 10072.7703 | 10813.2276 | 11488.3376 | 12023.1495 | 12558.4361 | 12957.4642 | 13185.6472 | 13372.9755 | 13517.9144 | 13568.7973 | 13674.7615 | 13701.924 | 13736.2155 | 13778.3528 | 13825.7327 | 13817.7162
Strangeways |  | 10.8596 | 17.5827 | 56.5122 | 149.2934 | 288.2342 | 479.8716 | 746.0223 | 1037.9985 | 1419.5962 | 1819.4264 | 2264.2923 | 2818.9143 | 3361.1977 | 3852.2582 | 4364.2102 | 4817.0206 | 5228.4871 | 5613.2559 | 5962.2369 | 6238.3475 | 6512.2608 | 6714.9585 | 6826.8627 | 6916.9932 | 6984.0141 | 7002.9934 | 7050.3547 | 7057.8733 | 7069.6427 | 7086.3329 | 7106.3827 | 7098.8572 |  | 10.7735 | 16.3866 | 40.491 | 92.4975 | 169.6128 | 274.6865 | 413.5739 | 563.0893 | 764.9261 | 978.3979 | 1217.6709 | 1484.8341 | 1756.5742 | 2008.5792 | 2294.4399 | 2561.9383 | 2825.4489 | 3109.2832 | 3400.4602 | 3675.6142 | 3982.1951 | 4324.9618 | 4594.7154 | 4852.9547 | 5093.2728 | 5288.7511 | 5505.3608 | 5674.2113 | 5833.9335 | 5984.3893 | 6118.698 | 6210.6978 |  | 10.7735 | 16.4665 | 42.105 | 108.5387 | 214.4078 | 362.9421 | 567.6898 | 790.8749 | 1082.6565 | 1394.1583 | 1745.592 | 2147.8303 | 2536.7694 | 2893.3979 | 3277.1835 | 3633.972 | 4067.0836 | 4476.7076 | 4854.7857 | 5164.7312 | 5477.4587 | 5726.722 | 5895.2243 | 6046.2175 | 6175.1673 | 6257.4755 | 6361.0965 | 6418.5081 | 6469.4209 | 6516.2095 | 6552.7493 | 6555.2411 |  | 10.8596 | 17.5827 | 56.5122 | 149.2934 | 288.2342 | 479.8716 | 746.0223 | 1037.9985 | 1419.5962 | 1819.4264 | 2264.2923 | 2818.9143 | 3361.1977 | 3852.2582 | 4364.2102 | 4817.0206 | 5228.4871 | 5613.2559 | 5962.2369 | 6238.3475 | 6512.2608 | 6714.9585 | 6826.8627 | 6916.9932 | 6984.0141 | 7002.9934 | 7050.3547 | 7057.8733 | 7069.6427 | 7086.3329 | 7106.3827 | 7098.8572 |  | 10.8596 | 17.5795 | 56.4814 | 149.2195 | 288.1089 | 479.6564 | 741.5618 | 1026.6897 | 1402.863 | 1796.2659 | 2237.75 | 2777.4425 | 3304.2978 | 3781.3512 | 4279.7965 | 4720.1637 | 5133.3008 | 5518.5424 | 5869.6142 | 6147.7375 | 6426.0278 | 6633.7136 | 6752.7878 | 6850.6751 | 6926.5399 | 6953.6382 | 7009.1904 | 7023.8167 | 7042.0162 | 7064.1846 | 7088.9204 | 7084.8843
Strawberry Bank |  | 12.7765 | 20.2683 | 61.8579 | 156.4933 | 293.6 | 478.0079 | 728.9408 | 1004.2987 | 1364.2075 | 1741.2778 | 2160.8271 | 2684.3448 | 3196.0942 | 3659.4302 | 4142.3072 | 4569.2557 | 4956.5877 | 5318.8729 | 5647.4998 | 5907.5017 | 6165.4393 | 6356.2141 | 6461.4066 | 6546.0738 | 6608.968 | 6626.5791 | 6670.9782 | 6677.8449 | 6688.7607 | 6704.3498 | 6723.1576 | 6715.9918 |  | 12.6753 | 18.8932 | 44.3785 | 97.3569 | 173.5623 | 274.803 | 405.7914 | 546.8032 | 737.1609 | 938.4917 | 1164.1563 | 1416.1249 | 1672.4101 | 1910.0826 | 2179.6853 | 2431.9701 | 2680.4938 | 2948.1854 | 3222.8021 | 3482.3069 | 3771.4514 | 4094.7236 | 4349.1354 | 4592.6876 | 4819.3379 | 5003.6986 | 5207.9889 | 5367.2362 | 5517.8744 | 5659.7731 | 5786.4432 | 5873.2106 |  | 12.6753 | 18.9845 | 46.1147 | 113.7926 | 218.4147 | 361.5435 | 554.7022 | 765.1924 | 1040.3263 | 1334.0863 | 1665.537 | 2044.8885 | 2411.7798 | 2748.2129 | 3110.2326 | 3446.7718 | 3855.501 | 4241.9793 | 4598.6507 | 4891.0318 | 5185.9934 | 5420.9539 | 5579.771 | 5722.0806 | 5843.6088 | 5921.1548 | 6018.7988 | 6072.8655 | 6120.8038 | 6164.8528 | 6199.2406 | 6201.5242 |  | 12.7765 | 20.2683 | 61.8579 | 156.4933 | 293.6 | 478.0079 | 728.9408 | 1004.2987 | 1364.2075 | 1741.2778 | 2160.8271 | 2684.3448 | 3196.0942 | 3659.4302 | 4142.3072 | 4569.2557 | 4956.5877 | 5318.8729 | 5647.4998 | 5907.5017 | 6165.4393 | 6356.2141 | 6461.4066 | 6546.0738 | 6608.968 | 6626.5791 | 6670.9782 | 6677.8449 | 6688.7607 | 6704.3498 | 6723.1576 | 6715.9918 |  | 12.7765 | 20.2644 | 61.8238 | 156.4087 | 293.4604 | 477.7655 | 724.5091 | 993.2618 | 1347.996 | 1718.9099 | 2135.1962 | 2644.4402 | 3141.5387 | 3591.5739 | 4061.6662 | 4476.8545 | 4865.8262 | 5228.612 | 5559.2704 | 5821.2192 | 6083.3488 | 6278.9045 | 6390.9325 | 6482.9881 | 6554.2957 | 6579.6295 | 6631.8188 | 6645.4463 | 6662.4789 | 6683.2825 | 6706.5513 | 6702.7105
Stuart St |  | 18.9492 | 29.2768 | 83.0665 | 196.2051 | 350.1527 | 546.7113 | 802.3156 | 1082.9778 | 1449.8903 | 1834.2172 | 2261.8567 | 2796.5415 | 3318.9221 | 3791.7091 | 4284.0367 | 4719.0002 | 5112.1214 | 5480.0205 | 5813.8291 | 6077.9196 | 6339.9246 | 6533.4716 | 6639.89 | 6725.4087 | 6788.7846 | 6806.0618 | 6850.693 | 6857.1685 | 6867.8649 | 6883.4009 | 6902.3354 | 6894.8709 |  | 18.799 | 27.2975 | 59.7094 | 122.9004 | 208.7081 | 316.9192 | 450.4447 | 594.1878 | 788.2324 | 993.4628 | 1223.4984 | 1480.3473 | 1741.5966 | 1983.8725 | 2258.6971 | 2515.8684 | 2769.2059 | 3042.0823 | 3322.018 | 3586.5493 | 3881.2942 | 4210.8279 | 4470.1673 | 4718.4369 | 4949.4772 | 5137.4088 | 5345.6559 | 5507.9878 | 5661.5437 | 5806.1909 | 5935.3144 | 6023.7624 |  | 18.799 | 27.428 | 61.9795 | 142.7098 | 260.5189 | 413.5317 | 610.5623 | 825.1259 | 1105.465 | 1404.8554 | 1742.7361 | 2129.4122 | 2503.5797 | 2846.7335 | 3215.9086 | 3559.0661 | 3976.2969 | 4370.6144 | 4734.4185 | 5032.6112 | 5333.333 | 5572.5491 | 5734.2042 | 5879.0458 | 6002.7226 | 6081.5815 | 6180.921 | 6235.8486 | 6284.5309 | 6329.2498 | 6364.131 | 6366.3033 |  | 18.9492 | 29.2768 | 83.0665 | 196.2051 | 350.1527 | 546.7113 | 802.3156 | 1082.9778 | 1449.8903 | 1834.2172 | 2261.8567 | 2796.5415 | 3318.9221 | 3791.7091 | 4284.0367 | 4719.0002 | 5112.1214 | 5480.0205 | 5813.8291 | 6077.9196 | 6339.9246 | 6533.4716 | 6639.89 | 6725.4087 | 6788.7846 | 6806.0618 | 6850.693 | 6857.1685 | 6867.8649 | 6883.4009 | 6902.3354 | 6894.8709 |  | 18.9492 | 29.2707 | 83.0199 | 196.084 | 349.9605 | 546.3719 | 797.2725 | 1070.859 | 1432.3597 | 1810.1899 | 2234.3315 | 2754.0137 | 3261.2254 | 3720.2428 | 4199.4302 | 4622.348 | 5017.2902 | 5385.8273 | 5721.8462 | 5988.035 | 6254.463 | 6453.0624 | 6566.6196 | 6659.8403 | 6731.962 | 6757.2644 | 6809.989 | 6823.4902 | 6840.5445 | 6861.5079 | 6885.0865 | 6881.0917
Stubbins |  | 10.0884 | 15.2949 | 40.9928 | 91.0915 | 154.6565 | 230.6508 | 323.327 | 425.1854 | 558.384 | 697.8607 | 853.0646 | 1047.6996 | 1237.7016 | 1409.5709 | 1588.3276 | 1746.0717 | 1887.8377 | 2020.6165 | 2141.1403 | 2236.4859 | 2331.0847 | 2400.8379 | 2439.0257 | 2469.6398 | 2492.2449 | 2498.1504 | 2514.0104 | 2516.0768 | 2519.7259 | 2525.1728 | 2531.9169 | 2529.1208 |  | 10.0084 | 14.2635 | 29.5137 | 57.4278 | 92.9768 | 134.9691 | 183.4358 | 235.6113 | 306.0452 | 380.5392 | 464.0369 | 557.2673 | 652.0949 | 740.0356 | 839.7907 | 933.1381 | 1025.0939 | 1124.1419 | 1225.7523 | 1321.7711 | 1428.7569 | 1548.3702 | 1642.5046 | 1732.6209 | 1816.4833 | 1884.6982 | 1960.2872 | 2019.21 | 2074.9474 | 2127.451 | 2174.32 | 2206.4246 |  | 10.0084 | 14.3312 | 30.6087 | 66.2735 | 115.0823 | 174.4756 | 246.064 | 323.9438 | 425.6335 | 534.2733 | 656.9218 | 797.264 | 933.1704 | 1057.8382 | 1191.9182 | 1316.5308 | 1468.2931 | 1611.6129 | 1743.7872 | 1852.1049 | 1961.2856 | 2047.9556 | 2106.5038 | 2158.9564 | 2203.7371 | 2232.2587 | 2268.2106 | 2288.0471 | 2305.6178 | 2321.7504 | 2334.3179 | 2335.0222 |  | 10.0884 | 15.2949 | 40.9928 | 91.0915 | 154.6565 | 230.6508 | 323.327 | 425.1854 | 558.384 | 697.8607 | 853.0646 | 1047.6996 | 1237.7016 | 1409.5709 | 1588.3276 | 1746.0717 | 1887.8377 | 2020.6165 | 2141.1403 | 2236.4859 | 2331.0847 | 2400.8379 | 2439.0257 | 2469.6398 | 2492.2449 | 2498.1504 | 2514.0104 | 2516.0768 | 2519.7259 | 2525.1728 | 2531.9169 | 2529.1208 |  | 10.0884 | 15.2916 | 40.9695 | 91.0287 | 154.5597 | 230.4776 | 321.2118 | 420.3162 | 551.4762 | 688.4749 | 842.3161 | 1031.2605 | 1215.6296 | 1382.3864 | 1556.3151 | 1709.6556 | 1852.1637 | 1985.2432 | 2106.6449 | 2202.8137 | 2299.0991 | 2370.7832 | 2411.6548 | 2445.157 | 2471.0283 | 2479.9296 | 2498.8098 | 2503.499 | 2509.5223 | 2516.9999 | 2525.4821 | 2523.9888
Swinton |  | 14.5398 | 23.3006 | 72.9983 | 188.8605 | 359.7111 | 592.6548 | 913.1921 | 1264.876 | 1724.5261 | 2206.1179 | 2741.9589 | 3410.2649 | 4063.6331 | 4655.2426 | 5271.9229 | 5817.2793 | 6312.477 | 6775.593 | 7195.656 | 7528.0034 | 7857.7087 | 8101.6349 | 8236.2257 | 8344.5956 | 8425.1422 | 8447.8369 | 8504.7299 | 8513.657 | 8527.7275 | 8547.7437 | 8571.8356 | 8562.7316 |  | 14.4246 | 21.7177 | 52.3362 | 117.2416 | 212.1297 | 339.9268 | 507.2195 | 687.3136 | 930.4301 | 1187.5611 | 1475.7702 | 1797.5735 | 2124.8899 | 2428.4348 | 2772.7597 | 3094.9668 | 3412.3706 | 3754.2546 | 4104.9831 | 4436.4114 | 4805.6942 | 5218.5634 | 5543.4871 | 5854.5414 | 6144.0093 | 6379.4667 | 6640.3774 | 6843.7612 | 7036.1498 | 7217.3767 | 7379.1541 | 7489.9697 |  | 14.4246 | 21.8231 | 54.4035 | 137.3158 | 267.586 | 448.25 | 694.9047 | 963.7347 | 1315.1609 | 1690.3564 | 2113.6677 | 2598.166 | 3066.6926 | 3496.309 | 3958.6217 | 4388.4051 | 4910.2407 | 5403.7279 | 5859.1858 | 6232.5578 | 6609.2558 | 6909.4257 | 7112.3314 | 7294.1504 | 7449.4225 | 7548.5177 | 7673.283 | 7742.3906 | 7803.6707 | 7859.9832 | 7903.9536 | 7906.9168 |  | 14.5398 | 23.3006 | 72.9983 | 188.8605 | 359.7111 | 592.6548 | 913.1921 | 1264.876 | 1724.5261 | 2206.1179 | 2741.9589 | 3410.2649 | 4063.6331 | 4655.2426 | 5271.9229 | 5817.2793 | 6312.477 | 6775.593 | 7195.656 | 7528.0034 | 7857.7087 | 8101.6349 | 8236.2257 | 8344.5956 | 8425.1422 | 8447.8369 | 8504.7299 | 8513.657 | 8527.7275 | 8547.7437 | 8571.8356 | 8562.7316 |  | 14.5398 | 23.2962 | 72.9582 | 188.763 | 359.5478 | 592.3729 | 907.6899 | 1251.0406 | 1704.123 | 2177.9186 | 2709.6437 | 3359.8556 | 3994.5826 | 4569.2684 | 5169.653 | 5700.0071 | 6197.2539 | 6660.9709 | 7083.5866 | 7418.3864 | 7753.4007 | 8003.3791 | 8146.6486 | 8264.4035 | 8355.6446 | 8388.1565 | 8454.953 | 8472.4746 | 8494.3204 | 8520.9628 | 8550.7229 | 8545.8416
Tame Valley |  | 37.9038 | 58.7429 | 168.161 | 400.7581 | 720.1093 | 1131.0575 | 1669.2669 | 2260.1793 | 3032.6611 | 3841.8336 | 4742.1924 | 5867.5655 | 6967.137 | 7962.3764 | 8998.8834 | 9914.7356 | 10742.9835 | 11518.0251 | 12221.2193 | 12777.5503 | 13329.4842 | 13737.2859 | 13961.6106 | 14141.9255 | 14275.6038 | 14312.2059 | 14406.3829 | 14420.1925 | 14442.8574 | 14475.6862 | 14515.6305 | 14499.9685 |  | 37.6033 | 54.7699 | 120.8472 | 250.8007 | 428.7277 | 654.87 | 935.9928 | 1238.6277 | 1647.1668 | 2079.2562 | 2563.57 | 3104.3364 | 3654.3671 | 4164.4517 | 4743.0639 | 5284.509 | 5817.8822 | 6392.3928 | 6981.7657 | 7538.7063 | 8159.2585 | 8853.0543 | 9399.0642 | 9921.7678 | 10408.1969 | 10803.8656 | 11242.3064 | 11584.0777 | 11907.3723 | 12211.9106 | 12483.7655 | 12669.9828 |  | 37.6033 | 55.032 | 125.4583 | 291.4802 | 535.7625 | 855.5232 | 1270.3049 | 1722.0455 | 2312.3094 | 2942.662 | 3654.0282 | 4468.1387 | 5255.849 | 5978.2518 | 6755.4599 | 7477.9058 | 8356.1414 | 9186.2133 | 9952.0863 | 10579.8476 | 11212.9675 | 11716.7091 | 12057.1357 | 12362.1586 | 12622.6152 | 12788.7074 | 12997.9211 | 13113.6275 | 13216.1847 | 13310.3969 | 13383.8933 | 13388.5192 |  | 37.9038 | 58.7429 | 168.161 | 400.7581 | 720.1093 | 1131.0575 | 1669.2669 | 2260.1793 | 3032.6611 | 3841.8336 | 4742.1924 | 5867.5655 | 6967.137 | 7962.3764 | 8998.8834 | 9914.7356 | 10742.9835 | 11518.0251 | 12221.2193 | 12777.5503 | 13329.4842 | 13737.2859 | 13961.6106 | 14141.9255 | 14275.6038 | 14312.2059 | 14406.3829 | 14420.1925 | 14442.8574 | 14475.6862 | 14515.6305 | 14499.9685 |  | 37.9038 | 58.7308 | 168.0668 | 400.5149 | 719.7214 | 1130.3739 | 1658.8259 | 2234.9564 | 2996.0902 | 3791.6589 | 4684.7109 | 5778.6499 | 6846.3637 | 7812.6838 | 8821.5619 | 9712.0726 | 10544.1043 | 11320.4461 | 12028.2469 | 12588.9575 | 13150.1532 | 13568.532 | 13807.8292 | 14004.3025 | 14156.3371 | 14209.7839 | 14320.9495 | 14349.5059 | 14385.5154 | 14429.7333 | 14479.4227 | 14471.0388
Tardy Gate |  | 39.282 | 59.5452 | 159.5083 | 354.2398 | 601.1279 | 896.0666 | 1255.4631 | 1650.4726 | 2167.0226 | 2707.9167 | 3309.8022 | 4064.631 | 4801.485 | 5468.0132 | 6161.2406 | 6772.971 | 7322.6985 | 7837.5819 | 8304.9459 | 8674.6741 | 9041.5066 | 9311.9873 | 9460.0591 | 9578.7607 | 9666.404 | 9689.2878 | 9750.7764 | 9758.776 | 9772.916 | 9794.0297 | 9820.177 | 9809.3294 |  | 38.9706 | 55.5302 | 114.8433 | 223.3415 | 361.4198 | 524.4017 | 712.3575 | 914.696 | 1187.8409 | 1476.7314 | 1800.5385 | 2162.0892 | 2529.834 | 2870.8712 | 3257.7252 | 3619.7297 | 3976.3375 | 4360.4492 | 4754.4978 | 5126.8624 | 5541.7571 | 6005.6217 | 6370.6782 | 6720.1523 | 7045.3737 | 7309.9136 | 7603.0506 | 7831.5553 | 8047.7067 | 8251.3178 | 8433.0771 | 8557.5801 |  | 38.9706 | 55.7934 | 119.1032 | 257.7274 | 447.3092 | 677.8294 | 955.4552 | 1257.4757 | 1651.8287 | 2073.1358 | 2548.7717 | 3093.023 | 3620.0776 | 4103.5492 | 4623.5199 | 5106.7746 | 5695.3299 | 6251.1388 | 6763.7213 | 7183.7851 | 7607.1933 | 7943.2948 | 8170.3403 | 8373.7473 | 8547.4031 | 8658.0056 | 8797.4232 | 8874.3449 | 8942.4795 | 9005.0374 | 9053.7701 | 9056.4971 |  | 39.282 | 59.5452 | 159.5083 | 354.2398 | 601.1279 | 896.0666 | 1255.4631 | 1650.4726 | 2167.0226 | 2707.9167 | 3309.8022 | 4064.631 | 4801.485 | 5468.0132 | 6161.2406 | 6772.971 | 7322.6985 | 7837.5819 | 8304.9459 | 8674.6741 | 9041.5066 | 9311.9873 | 9460.0591 | 9578.7607 | 9666.404 | 9689.2878 | 9750.7764 | 9758.776 | 9772.916 | 9794.0297 | 9820.177 | 9809.3294 |  | 39.282 | 59.5322 | 159.4177 | 353.9953 | 600.751 | 895.3923 | 1247.2459 | 1631.5665 | 2140.207 | 2671.4854 | 3268.0818 | 4000.83 | 4715.833 | 5362.5292 | 6037.0305 | 6631.6819 | 7184.2914 | 7700.3445 | 8171.1165 | 8544.0404 | 8917.4174 | 9195.391 | 9353.8753 | 9483.7813 | 9584.096 | 9618.6016 | 9691.8072 | 9709.9813 | 9733.3319 | 9762.3235 | 9795.214 | 9789.421
Tarleton |  | 87.0774 | 129.3482 | 324.2767 | 664.0021 | 1044.4158 | 1438.3051 | 1841.246 | 2285.4076 | 2866.7448 | 3474.8929 | 4151.7319 | 5008.3214 | 5842.462 | 6595.7333 | 7376.2968 | 8062.6301 | 8668.655 | 9237.7242 | 9754.9269 | 10164.001 | 10569.9536 | 10867.5552 | 11028.2566 | 11156.0845 | 11249.3498 | 11270.2078 | 11334.8358 | 11340.0407 | 11352.8297 | 11374.0122 | 11401.7071 | 11388.3468 |  | 86.3872 | 120.6513 | 233.9385 | 422.4865 | 636.6373 | 856.2448 | 1067.6885 | 1295.3122 | 1602.5908 | 1927.5825 | 2291.8543 | 2698.5863 | 3112.2863 | 3495.9414 | 3931.1387 | 4338.3811 | 4739.5524 | 5171.6648 | 5614.9557 | 6033.853 | 6500.595 | 7022.4266 | 7433.1024 | 7826.2487 | 8192.1114 | 8489.7096 | 8819.4785 | 9076.5384 | 9319.7011 | 9548.7565 | 9753.2295 | 9893.291 |  | 86.3872 | 121.218 | 242.3513 | 483.2837 | 777.3371 | 1088.1393 | 1401.4035 | 1741.1402 | 2183.8773 | 2657.4025 | 3192.5499 | 3804.646 | 4398.794 | 4944.1615 | 5530.149 | 6074.5167 | 6740.8546 | 7368.6786 | 7946.9401 | 8420.5715 | 8897.2321 | 9273.1967 | 9526.8918 | 9754.093 | 9947.9643 | 10071.0195 | 10226.4425 | 10311.628 | 10386.9416 | 10455.99 | 10509.5629 | 10511.5053 |  | 87.0774 | 129.3482 | 324.2767 | 664.0021 | 1044.4158 | 1438.3051 | 1841.246 | 2285.4076 | 2866.7448 | 3474.8929 | 4151.7319 | 5008.3214 | 5842.462 | 6595.7333 | 7376.2968 | 8062.6301 | 8668.655 | 9237.7242 | 9754.9269 | 10164.001 | 10569.9536 | 10867.5552 | 11028.2566 | 11156.0845 | 11249.3498 | 11270.2078 | 11334.8358 | 11340.0407 | 11352.8297 | 11374.0122 | 11401.7071 | 11388.3468 |  | 87.0774 | 129.3187 | 324.0895 | 663.4751 | 1043.6302 | 1436.8784 | 1828.198 | 2257.8555 | 2829.3031 | 3425.033 | 4094.6792 | 4923.1552 | 5731.0185 | 6460.4511 | 7219.1674 | 7885.8695 | 8496.22 | 9067.5294 | 9589.5753 | 10003.0673 | 10417.4658 | 10724.792 | 10898.4444 | 11040.111 | 11148.8572 | 11183.8959 | 11262.8079 | 11280.428 | 11304.466 | 11335.3211 | 11371.3021 | 11364.2081
The Height |  | 7.631 | 13.8135 | 55.8564 | 171.6995 | 361.2538 | 639.0891 | 1043.0079 | 1485.8543 | 2064.5261 | 2670.9674 | 3345.6928 | 4185.2852 | 5006.6246 | 5750.6424 | 6526.909 | 7214.0084 | 7840.5826 | 8426.2055 | 8957.2257 | 9377.3806 | 9794.1752 | 10102.9576 | 10273.879 | 10411.7447 | 10514.4853 | 10544.2755 | 10617.0389 | 10629.2234 | 10647.7152 | 10673.5567 | 10704.3181 | 10693.1436 |  | 7.5705 | 12.861 | 39.8213 | 104.99 | 209.8194 | 361.6989 | 572.3318 | 799.0827 | 1105.1829 | 1428.9283 | 1791.8032 | 2196.9755 | 2609.0891 | 2991.273 | 3424.8014 | 3830.4822 | 4230.1151 | 4660.5704 | 5102.1615 | 5519.4524 | 5984.4046 | 6504.2351 | 6913.3361 | 7304.9747 | 7669.4344 | 7965.8914 | 8294.3957 | 8550.4698 | 8792.7001 | 9020.8772 | 9224.566 | 9364.0904 |  | 7.5705 | 12.9264 | 41.5229 | 124.7601 | 268.6706 | 483.3254 | 793.6453 | 1132.1271 | 1574.8198 | 2047.3236 | 2580.2831 | 3190.3412 | 3779.942 | 4320.4902 | 4902.3149 | 5443.2615 | 6099.2343 | 6719.9315 | 7292.9797 | 7762.8131 | 8237.0167 | 8615.4832 | 8871.3843 | 9100.7112 | 9296.5791 | 9421.6875 | 9579.1282 | 9666.475 | 9743.9633 | 9815.195 | 9870.8678 | 9874.8788 |  | 7.631 | 13.8135 | 55.8564 | 171.6995 | 361.2538 | 639.0891 | 1043.0079 | 1485.8543 | 2064.5261 | 2670.9674 | 3345.6928 | 4185.2852 | 5006.6246 | 5750.6424 | 6526.909 | 7214.0084 | 7840.5826 | 8426.2055 | 8957.2257 | 9377.3806 | 9794.1752 | 10102.9576 | 10273.879 | 10411.7447 | 10514.4853 | 10544.2755 | 10617.0389 | 10629.2234 | 10647.7152 | 10673.5567 | 10704.3181 | 10693.1436 |  | 7.631 | 13.8117 | 55.8271 | 171.6393 | 361.1382 | 638.9005 | 1037.027 | 1469.9986 | 2040.6482 | 2637.672 | 3307.5246 | 4125.1502 | 4923.4411 | 5646.5312 | 6402.4748 | 7070.7894 | 7699.6739 | 8285.8233 | 8819.8064 | 9242.8442 | 9666.0535 | 9982.1336 | 10163.6739 | 10313.0489 | 10428.9492 | 10470.8247 | 10555.7828 | 10578.5469 | 10606.6075 | 10640.5901 | 10678.3139 | 10672.3116
Thornton |  | 29.8438 | 46.1529 | 131.3099 | 311.0188 | 556.2405 | 870.1128 | 1279.1951 | 1728.3671 | 2315.5681 | 2930.6456 | 3615.0392 | 4470.6607 | 5306.6158 | 6063.2215 | 6851.1304 | 7547.2633 | 8176.5506 | 8765.4475 | 9299.7685 | 9722.4938 | 10141.88 | 10451.7062 | 10622.0835 | 10759.011 | 10860.4972 | 10888.2025 | 10959.681 | 10970.087 | 10987.2406 | 11012.1332 | 11042.4552 | 11030.522 |  | 29.6072 | 43.0323 | 94.3803 | 194.7627 | 331.4271 | 504.1994 | 717.8925 | 947.9378 | 1258.4853 | 1586.9343 | 1955.0813 | 2366.1403 | 2784.2414 | 3171.9779 | 3611.8049 | 4023.3797 | 4428.8188 | 4865.5281 | 5313.5349 | 5736.8885 | 6208.5959 | 6735.9789 | 7151.0236 | 7548.3523 | 7918.1072 | 8218.8713 | 8552.1484 | 8811.9429 | 9057.6925 | 9289.1847 | 9495.8329 | 9637.3844 |  | 29.6072 | 43.2381 | 97.9726 | 226.2168 | 413.849 | 658.1504 | 973.4659 | 1316.852 | 1765.5145 | 2244.6613 | 2785.4019 | 3404.237 | 4003.0378 | 4552.2017 | 5143.0148 | 5692.1932 | 6359.8783 | 6990.9119 | 7573.1227 | 8050.3359 | 8531.6048 | 8914.4682 | 9173.1991 | 9405.0206 | 9602.9687 | 9729.1893 | 9888.1873 | 9976.1081 | 10054.0339 | 10125.6166 | 10181.4542 | 10184.9435 |  | 29.8438 | 46.1529 | 131.3099 | 311.0188 | 556.2405 | 870.1128 | 1279.1951 | 1728.3671 | 2315.5681 | 2930.6456 | 3615.0392 | 4470.6607 | 5306.6158 | 6063.2215 | 6851.1304 | 7547.2633 | 8176.5506 | 8765.4475 | 9299.7685 | 9722.4938 | 10141.88 | 10451.7062 | 10622.0835 | 10759.011 | 10860.4972 | 10888.2025 | 10959.681 | 10970.087 | 10987.2406 | 11012.1332 | 11042.4552 | 11030.522 |  | 29.8438 | 46.1433 | 131.2362 | 310.8279 | 555.9369 | 869.577 | 1271.167 | 1709.0429 | 2287.5941 | 2892.2922 | 3571.1018 | 4402.7503 | 5214.4481 | 5949.0343 | 6715.9226 | 7392.7822 | 8024.9718 | 8614.8793 | 9152.7263 | 9578.8005 | 10005.253 | 10323.1505 | 10504.9387 | 10654.1786 | 10769.6477 | 10810.1839 | 10894.6027 | 10916.2416 | 10943.5603 | 10977.1298 | 11014.8763 | 11008.4894
Townley St |  | 12.9737 | 20.1011 | 57.4989 | 136.9266 | 245.8975 | 386.0325 | 569.4565 | 770.8437 | 1034.1117 | 1309.8834 | 1616.7321 | 2000.2775 | 2375.0266 | 2714.2162 | 3067.4666 | 3379.5936 | 3661.8506 | 3925.9775 | 4165.6203 | 4355.2132 | 4543.3077 | 4682.2809 | 4758.7249 | 4820.1701 | 4865.7218 | 4878.1897 | 4910.28 | 4914.9815 | 4922.7018 | 4933.8868 | 4947.4979 | 4942.1586 |  | 12.8708 | 18.7417 | 41.3218 | 85.6975 | 146.4128 | 223.531 | 319.3398 | 422.48 | 561.7132 | 708.9726 | 874.0304 | 1058.3277 | 1245.7823 | 1419.6231 | 1616.8185 | 1801.3471 | 1983.1247 | 2178.9223 | 2379.7851 | 2569.5947 | 2781.0835 | 3017.5344 | 3203.6187 | 3381.7601 | 3547.5388 | 3682.3857 | 3831.8097 | 3948.2879 | 4058.4692 | 4162.2581 | 4254.9084 | 4318.3726 |  | 12.8708 | 18.8313 | 42.8981 | 99.5901 | 182.9484 | 291.9922 | 433.3542 | 587.3108 | 788.476 | 1003.3044 | 1245.7435 | 1523.1983 | 1791.6576 | 2037.8599 | 2302.7397 | 2548.9556 | 2848.2705 | 3131.1687 | 3392.1861 | 3606.1333 | 3821.9058 | 3993.582 | 4109.5997 | 4213.5517 | 4302.3154 | 4358.9191 | 4430.2189 | 4469.6507 | 4504.6013 | 4536.7078 | 4561.7543 | 4563.3294 |  | 12.9737 | 20.1011 | 57.4989 | 136.9266 | 245.8975 | 386.0325 | 569.4565 | 770.8437 | 1034.1117 | 1309.8834 | 1616.7321 | 2000.2775 | 2375.0266 | 2714.2162 | 3067.4666 | 3379.5936 | 3661.8506 | 3925.9775 | 4165.6203 | 4355.2132 | 4543.3077 | 4682.2809 | 4758.7249 | 4820.1701 | 4865.7218 | 4878.1897 | 4910.28 | 4914.9815 | 4922.7018 | 4933.8868 | 4947.4979 | 4942.1586 |  | 12.9737 | 20.097 | 57.4667 | 136.8434 | 245.7648 | 385.7986 | 565.8932 | 762.2394 | 1021.6386 | 1292.7719 | 1597.1289 | 1969.957 | 2333.8465 | 2663.1782 | 3007.0115 | 3310.5013 | 3594.0493 | 3858.6205 | 4099.8346 | 4290.9212 | 4482.1736 | 4624.7533 | 4706.3015 | 4773.2553 | 4825.0645 | 4843.2747 | 4881.1563 | 4890.8848 | 4903.1543 | 4918.2217 | 4935.155 | 4932.2969
Trafford |  | 4.6189 | 6.7427 | 15.8902 | 29.7993 | 42.5162 | 51.7877 | 55.5551 | 59.8221 | 65.4521 | 71.2901 | 77.7977 | 86.7176 | 95.2246 | 102.7967 | 110.3903 | 116.8503 | 121.6051 | 126.201 | 130.4366 | 133.7794 | 137.1042 | 139.3871 | 140.4201 | 141.1506 | 141.5808 | 141.3516 | 141.5748 | 141.2907 | 141.1393 | 141.1173 | 141.233 | 141.0021 |  | 4.5823 | 6.2905 | 11.4861 | 19.1638 | 26.4125 | 31.7261 | 33.7662 | 35.9625 | 38.9274 | 42.0631 | 45.5778 | 49.5023 | 53.4939 | 57.1957 | 61.3948 | 65.3241 | 69.1949 | 73.3642 | 77.6414 | 81.6832 | 86.1867 | 91.2217 | 95.1841 | 98.9775 | 102.5076 | 105.379 | 108.5609 | 111.0411 | 113.3873 | 115.5974 | 117.5703 | 118.9217 |  | 4.5823 | 6.3198 | 11.8863 | 21.6989 | 31.6536 | 39.1879 | 42.2937 | 45.5695 | 49.7623 | 54.2933 | 59.4632 | 65.3544 | 71.1955 | 76.5879 | 82.3334 | 87.6495 | 94.4518 | 100.7349 | 106.4575 | 111.1221 | 115.7513 | 119.1905 | 121.4864 | 123.5355 | 125.2752 | 126.3419 | 127.7167 | 128.4198 | 129.0288 | 129.5781 | 129.9849 | 129.9045 |  | 4.6189 | 6.7427 | 15.8902 | 29.7993 | 42.5162 | 51.7877 | 55.5551 | 59.8221 | 65.4521 | 71.2901 | 77.7977 | 86.7176 | 95.2246 | 102.7967 | 110.3903 | 116.8503 | 121.6051 | 126.201 | 130.4366 | 133.7794 | 137.1042 | 139.3871 | 140.4201 | 141.1506 | 141.5808 | 141.3516 | 141.5748 | 141.2907 | 141.1393 | 141.1173 | 141.233 | 141.0021 |  | 4.6189 | 6.7411 | 15.8809 | 29.772 | 42.4768 | 51.7151 | 55.094 | 59.0027 | 64.4498 | 70.0269 | 76.3556 | 84.7158 | 92.8199 | 100.0273 | 107.3414 | 113.5751 | 118.4671 | 123.166 | 127.5373 | 130.9953 | 134.497 | 136.9878 | 138.2548 | 139.2276 | 139.9152 | 139.9203 | 140.3785 | 140.2996 | 140.335 | 140.4776 | 140.735 | 140.6157
Trafford Park North |  | 0 | 0 | 0 | 0 | 0 | 0 | 0 | 0 | 0 | 0 | 0 | 0 | 0 | 0 | 0 | 0 | 0 | 0 | 0 | 0 | 0 | 0 | 0 | 0 | 0 | 0 | 0 | 0 | 0 | 0 | 0 | 0 |  | 0 | 0 | 0 | 0 | 0 | 0 | 0 | 0 | 0 | 0 | 0 | 0 | 0 | 0 | 0 | 0 | 0 | 0 | 0 | 0 | 0 | 0 | 0 | 0 | 0 | 0 | 0 | 0 | 0 | 0 | 0 | 0 |  | 0 | 0 | 0 | 0 | 0 | 0 | 0 | 0 | 0 | 0 | 0 | 0 | 0 | 0 | 0 | 0 | 0 | 0 | 0 | 0 | 0 | 0 | 0 | 0 | 0 | 0 | 0 | 0 | 0 | 0 | 0 | 0 |  | 0 | 0 | 0 | 0 | 0 | 0 | 0 | 0 | 0 | 0 | 0 | 0 | 0 | 0 | 0 | 0 | 0 | 0 | 0 | 0 | 0 | 0 | 0 | 0 | 0 | 0 | 0 | 0 | 0 | 0 | 0 | 0 |  | 0 | 0 | 0 | 0 | 0 | 0 | 0 | 0 | 0 | 0 | 0 | 0 | 0 | 0 | 0 | 0 | 0 | 0 | 0 | 0 | 0 | 0 | 0 | 0 | 0 | 0 | 0 | 0 | 0 | 0 | 0 | 0
Trimpell |  | 3.0129 | 4.7505 | 14.2659 | 35.5749 | 66.0783 | 106.7166 | 161.5761 | 221.7821 | 300.4774 | 382.9222 | 474.6554 | 589.1606 | 701.0813 | 802.4074 | 907.9922 | 1001.3351 | 1085.9619 | 1165.1237 | 1236.9342 | 1293.7486 | 1350.1123 | 1391.7911 | 1414.7615 | 1433.2448 | 1446.9693 | 1450.795 | 1460.4797 | 1461.9617 | 1464.3325 | 1467.7279 | 1471.8314 | 1470.2587 |  | 2.989 | 4.4285 | 10.239 | 22.1627 | 39.1258 | 61.4475 | 90.0881 | 120.9204 | 162.5421 | 206.5631 | 255.9047 | 310.9977 | 367.0345 | 419.0016 | 477.9503 | 533.1124 | 587.4522 | 645.983 | 706.0279 | 762.7687 | 825.9902 | 896.6737 | 952.3009 | 1005.5536 | 1055.1108 | 1095.4213 | 1140.0893 | 1174.9088 | 1207.8459 | 1238.8721 | 1266.5685 | 1285.5402 |  | 2.989 | 4.4499 | 10.6371 | 25.8694 | 49.1581 | 80.7165 | 122.9555 | 168.9791 | 229.1326 | 293.3611 | 365.8332 | 448.7776 | 529.0047 | 602.5734 | 681.7344 | 755.3224 | 844.7128 | 929.2294 | 1007.224 | 1071.1587 | 1135.6538 | 1187.017 | 1221.7336 | 1252.8413 | 1279.4059 | 1296.3543 | 1317.6969 | 1329.5117 | 1339.9866 | 1349.6112 | 1357.1237 | 1357.6172 |  | 3.0129 | 4.7505 | 14.2659 | 35.5749 | 66.0783 | 106.7166 | 161.5761 | 221.7821 | 300.4774 | 382.9222 | 474.6554 | 589.1606 | 701.0813 | 802.4074 | 907.9922 | 1001.3351 | 1085.9619 | 1165.1237 | 1236.9342 | 1293.7486 | 1350.1123 | 1391.7911 | 1414.7615 | 1433.2448 | 1446.9693 | 1450.795 | 1460.4797 | 1461.9617 | 1464.3325 | 1467.7279 | 1471.8314 | 1470.2587 |  | 3.0129 | 4.7496 | 14.2579 | 35.5551 | 66.0459 | 106.6602 | 160.5877 | 219.3368 | 296.8956 | 377.986 | 468.9994 | 580.367 | 689.0756 | 787.4857 | 890.2711 | 981.0405 | 1066.0313 | 1145.3073 | 1217.5672 | 1274.8115 | 1332.0973 | 1374.8281 | 1399.2993 | 1419.4044 | 1434.9748 | 1440.4948 | 1451.8884 | 1454.8536 | 1458.5663 | 1463.106 | 1468.1886 | 1467.3458
Trinity |  | 12.0042 | 18.3456 | 50.3956 | 115.0837 | 199.9322 | 304.7065 | 436.719 | 581.7399 | 771.3535 | 969.9362 | 1190.9047 | 1467.5856 | 1737.7934 | 1982.2833 | 2236.7291 | 2461.4008 | 2663.9059 | 2853.4932 | 3025.5464 | 3161.661 | 3296.7049 | 3396.3754 | 3451.064 | 3494.9612 | 3527.4356 | 3536.1116 | 3558.9402 | 3562.0907 | 3567.4572 | 3575.3529 | 3585.0486 | 3581.1316 |  | 11.909 | 17.1072 | 36.2578 | 72.3414 | 119.7164 | 177.5047 | 246.5037 | 320.7827 | 421.055 | 527.1074 | 645.9779 | 778.7042 | 913.7043 | 1038.8999 | 1180.9151 | 1313.8079 | 1444.7196 | 1585.7281 | 1730.3844 | 1867.0804 | 2019.3894 | 2189.6753 | 2323.6885 | 2451.9814 | 2571.3711 | 2668.4844 | 2776.0958 | 2859.9805 | 2939.3302 | 3014.0764 | 3080.8008 | 3126.5061 |  | 11.909 | 17.1885 | 37.6176 | 83.7186 | 148.7632 | 230.4876 | 332.3515 | 443.2256 | 588.0441 | 742.7314 | 917.3344 | 1117.14 | 1310.5539 | 1487.9543 | 1678.7784 | 1856.1418 | 2071.9635 | 2275.8583 | 2463.9372 | 2618.0832 | 2773.4983 | 2897.0025 | 2980.4487 | 3055.2115 | 3119.0446 | 3159.7243 | 3210.9846 | 3239.2988 | 3264.3864 | 3287.4264 | 3305.3867 | 3306.4512 |  | 12.0042 | 18.3456 | 50.3956 | 115.0837 | 199.9322 | 304.7065 | 436.719 | 581.7399 | 771.3535 | 969.9362 | 1190.9047 | 1467.5856 | 1737.7934 | 1982.2833 | 2236.7291 | 2461.4008 | 2663.9059 | 2853.4932 | 3025.5464 | 3161.661 | 3296.7049 | 3396.3754 | 3451.064 | 3494.9612 | 3527.4356 | 3536.1116 | 3558.9402 | 3562.0907 | 3567.4572 | 3575.3529 | 3585.0486 | 3581.1316 |  | 12.0042 | 18.3417 | 50.3671 | 115.0082 | 199.8142 | 304.4966 | 433.9167 | 575.1534 | 761.9193 | 957.0623 | 1176.1592 | 1444.9186 | 1707.2004 | 1944.4961 | 2192.1115 | 2410.537 | 2614.039 | 2804.0036 | 2977.2511 | 3114.4924 | 3251.8778 | 3354.226 | 3412.6672 | 3460.6081 | 3497.6652 | 3510.5452 | 3537.613 | 3544.444 | 3553.1417 | 3563.8838 | 3576.0154 | 3573.9213
Tulketh |  | 70.1896 | 106.4639 | 285.7623 | 636.0661 | 1081.4833 | 1615.1412 | 2267.4015 | 2984.2617 | 3921.6796 | 4903.2915 | 5995.5872 | 7365.244 | 8702.3376 | 9911.8503 | 11169.8866 | 12280.0891 | 13278.0406 | 14212.7001 | 15061.0818 | 15732.2322 | 16398.1244 | 16889.158 | 17158.0261 | 17373.5893 | 17532.7791 | 17574.4333 | 17686.1379 | 17700.7526 | 17726.4935 | 17764.876 | 17812.3716 | 17792.7153 |  | 69.6332 | 99.2846 | 205.7322 | 400.9291 | 650.004 | 944.8514 | 1285.9496 | 1653.1491 | 2148.8468 | 2673.119 | 3260.7573 | 3916.8919 | 4584.2673 | 5203.1744 | 5905.2288 | 6562.1869 | 7209.3511 | 7906.4289 | 8621.5399 | 9297.2993 | 10050.2413 | 10892.0529 | 11554.5497 | 12188.7679 | 12778.9727 | 13259.0542 | 13791.0329 | 14205.7184 | 14597.9853 | 14967.4943 | 15297.3474 | 15523.2927 |  | 69.6332 | 99.7553 | 213.3701 | 462.7655 | 804.7452 | 1221.7698 | 1725.575 | 2273.6762 | 2989.3625 | 3753.9528 | 4617.1248 | 5604.8246 | 6561.2807 | 7438.6367 | 8382.242 | 9259.2239 | 10327.213 | 11335.8177 | 12265.9999 | 13028.2952 | 13796.6787 | 14406.6832 | 14818.7648 | 15187.9452 | 15503.13 | 15703.8842 | 15956.9325 | 16096.5629 | 16220.2463 | 16333.8091 | 16422.2802 | 16427.258 |  | 70.1896 | 106.4639 | 285.7623 | 636.0661 | 1081.4833 | 1615.1412 | 2267.4015 | 2984.2617 | 3921.6796 | 4903.2915 | 5995.5872 | 7365.244 | 8702.3376 | 9911.8503 | 11169.8866 | 12280.0891 | 13278.0406 | 14212.7001 | 15061.0818 | 15732.2322 | 16398.1244 | 16889.158 | 17158.0261 | 17373.5893 | 17532.7791 | 17574.4333 | 17686.1379 | 17700.7526 | 17726.4935 | 17764.876 | 17812.3716 | 17792.7153 |  | 70.1896 | 106.4408 | 285.6 | 635.6289 | 1080.8086 | 1613.9347 | 2252.5866 | 2950.1122 | 3873.2016 | 4837.404 | 5920.1329 | 7249.8023 | 8547.2847 | 9720.8459 | 10944.9183 | 12024.137 | 13027.2909 | 13964.0495 | 14818.5902 | 15495.519 | 16173.2602 | 16677.8585 | 16965.5913 | 17201.4566 | 17383.6106 | 17446.3276 | 17579.2675 | 17612.322 | 17654.7552 | 17707.4137 | 17767.1287 | 17756.6305
Ulverston |  | 22.6057 | 35.1222 | 101.2656 | 243.0437 | 439.0537 | 692.7862 | 1026.8679 | 1393.6362 | 1873.0901 | 2375.3295 | 2934.164 | 3632.4939 | 4314.8573 | 4932.502 | 5575.8195 | 6144.3042 | 6658.6419 | 7139.9077 | 7576.5455 | 7921.9926 | 8264.7077 | 8517.9627 | 8657.3212 | 8769.3603 | 8852.4453 | 8875.2681 | 8933.8188 | 8942.4715 | 8956.6059 | 8977.0369 | 9001.8662 | 8992.17 |  | 22.4265 | 32.7459 | 72.7594 | 151.9915 | 261.1641 | 400.7468 | 575.2323 | 763.0698 | 1016.6392 | 1284.8257 | 1585.4265 | 1921.0659 | 2262.4555 | 2579.0516 | 2938.1808 | 3274.2415 | 3605.2922 | 3961.8758 | 4327.684 | 4673.3623 | 5058.5227 | 5489.1435 | 5828.0374 | 6152.4657 | 6454.3794 | 6699.9605 | 6972.0892 | 7184.2176 | 7384.878 | 7573.8969 | 7742.6301 | 7858.2103 |  | 22.4265 | 32.9028 | 75.5437 | 176.7657 | 326.6522 | 524.0148 | 781.4385 | 1061.8226 | 1428.203 | 1819.4555 | 2260.9802 | 2766.2806 | 3255.1653 | 3703.5099 | 4185.8802 | 4634.2678 | 5179.2746 | 5694.4235 | 6169.7458 | 6559.3575 | 6952.3111 | 7265.016 | 7476.3469 | 7665.7014 | 7827.3918 | 7930.5102 | 8060.394 | 8132.2389 | 8195.9221 | 8254.4256 | 8300.0697 | 8302.965 |  | 22.6057 | 35.1222 | 101.2656 | 243.0437 | 439.0537 | 692.7862 | 1026.8679 | 1393.6362 | 1873.0901 | 2375.3295 | 2934.164 | 3632.4939 | 4314.8573 | 4932.502 | 5575.8195 | 6144.3042 | 6658.6419 | 7139.9077 | 7576.5455 | 7921.9926 | 8264.7077 | 8517.9627 | 8657.3212 | 8769.3603 | 8852.4453 | 8875.2681 | 8933.8188 | 8942.4715 | 8956.6059 | 8977.0369 | 9001.8662 | 8992.17 |  | 22.6057 | 35.115 | 101.209 | 242.8982 | 438.8207 | 692.3762 | 1020.4691 | 1378.1158 | 1850.5476 | 2344.3778 | 2898.7039 | 3577.5937 | 4240.2202 | 4839.9483 | 5466.134 | 6018.8989 | 6535.5618 | 7017.6148 | 7457.0902 | 7805.2379 | 8153.6783 | 8413.4705 | 8562.0954 | 8684.1372 | 8778.5891 | 8811.8432 | 8880.9146 | 8898.6994 | 8921.0974 | 8948.58 | 8979.4428 | 8974.2515
Union Rd |  | 19.7937 | 31.8757 | 101.0974 | 264.2264 | 506.6148 | 838.9986 | 1298.4888 | 1802.5962 | 2461.4509 | 3151.7709 | 3919.8495 | 4877.615 | 5814.0232 | 6661.9496 | 7545.8792 | 8327.6359 | 9037.7531 | 9701.8297 | 10304.1557 | 10780.7084 | 11253.4708 | 11603.2768 | 11796.3423 | 11951.8186 | 12067.4041 | 12100.0538 | 12181.715 | 12194.6039 | 12214.8485 | 12243.6025 | 12278.1777 | 12265.1564 |  | 19.6368 | 29.7088 | 72.4599 | 163.8706 | 298.4461 | 480.7442 | 720.5408 | 978.6871 | 1327.1693 | 1695.7398 | 2108.8575 | 2570.129 | 3039.3029 | 3474.403 | 3967.9568 | 4429.8073 | 4884.7725 | 5374.8276 | 5877.5604 | 6352.6284 | 6881.9568 | 7473.7619 | 7939.5061 | 8385.3701 | 8800.2921 | 9137.7959 | 9511.7841 | 9803.3137 | 10079.0826 | 10338.8525 | 10570.7437 | 10729.5863 |  | 19.6368 | 29.8533 | 75.3346 | 192.1048 | 376.8602 | 634.5658 | 988.0966 | 1373.4371 | 1877.1918 | 2415.0059 | 3021.7769 | 3716.2588 | 4387.8129 | 5003.5871 | 5666.2389 | 6282.2709 | 7030.1646 | 7737.4646 | 8390.2764 | 8925.44 | 9465.389 | 9895.7035 | 10186.5899 | 10447.2482 | 10669.8508 | 10811.9269 | 10990.7996 | 11089.891 | 11177.7623 | 11258.5129 | 11321.5704 | 11325.8453 |  | 19.7937 | 31.8757 | 101.0974 | 264.2264 | 506.6148 | 838.9986 | 1298.4888 | 1802.5962 | 2461.4509 | 3151.7709 | 3919.8495 | 4877.615 | 5814.0232 | 6661.9496 | 7545.8792 | 8327.6359 | 9037.7531 | 9701.8297 | 10304.1557 | 10780.7084 | 11253.4708 | 11603.2768 | 11796.3423 | 11951.8186 | 12067.4041 | 12100.0538 | 12181.715 | 12194.6039 | 12214.8485 | 12243.6025 | 12278.1777 | 12265.1564 |  | 19.7937 | 31.8697 | 101.042 | 264.0927 | 506.3896 | 838.6108 | 1290.6948 | 1782.9181 | 2432.383 | 3111.567 | 3873.7764 | 4805.6857 | 5715.4151 | 6539.1203 | 7399.7109 | 8159.9736 | 8873.0015 | 9537.917 | 10143.8773 | 10623.9253 | 11104.2712 | 11462.7207 | 11668.1959 | 11837.0946 | 11967.9793 | 12014.6741 | 12110.5041 | 12135.6884 | 12167.0566 | 12205.2886 | 12247.9716 | 12240.9888
Upholland |  | 33.5279 | 52.1694 | 151.0519 | 364.025 | 659.628 | 1043.5682 | 1550.5999 | 2107.2163 | 2834.8378 | 3597.0492 | 4445.1487 | 5504.8087 | 6540.2781 | 7477.5615 | 8453.8559 | 9316.6295 | 10097.4206 | 10827.9805 | 11490.7835 | 12015.1632 | 12535.3943 | 12919.8588 | 13131.4579 | 13301.5936 | 13427.7813 | 13462.5062 | 13551.446 | 13564.6463 | 13586.1535 | 13617.2066 | 13654.9191 | 13640.2251 |  | 33.2622 | 48.6391 | 108.5184 | 227.5547 | 392.1685 | 603.3425 | 868.1441 | 1153.2088 | 1538.0292 | 1945.0326 | 2401.2285 | 2910.5995 | 3428.6969 | 3909.1674 | 4454.1868 | 4964.1971 | 5466.6041 | 6007.7602 | 6562.9157 | 7087.5218 | 7672.0464 | 8325.5623 | 8839.8723 | 9332.2291 | 9790.4175 | 10163.1147 | 10576.1008 | 10898.0298 | 11202.5548 | 11489.4124 | 11745.4842 | 11920.8902 |  | 33.2622 | 48.8723 | 112.6782 | 264.7508 | 490.7535 | 789.339 | 1179.9916 | 1605.5067 | 2161.5469 | 2755.3248 | 3425.3872 | 4192.2411 | 4934.1567 | 5614.5437 | 6346.5766 | 7027.0425 | 7854.0754 | 8635.8258 | 9357.1519 | 9948.4125 | 10544.7579 | 11019.362 | 11340.1119 | 11627.5084 | 11872.9189 | 12029.4376 | 12226.5768 | 12335.634 | 12432.3047 | 12521.1145 | 12590.4073 | 12594.8217 |  | 33.5279 | 52.1694 | 151.0519 | 364.025 | 659.628 | 1043.5682 | 1550.5999 | 2107.2163 | 2834.8378 | 3597.0492 | 4445.1487 | 5504.8087 | 6540.2781 | 7477.5615 | 8453.8559 | 9316.6295 | 10097.4206 | 10827.9805 | 11490.7835 | 12015.1632 | 12535.3943 | 12919.8588 | 13131.4579 | 13301.5936 | 13427.7813 | 13462.5062 | 13551.446 | 13564.6463 | 13586.1535 | 13617.2066 | 13654.9191 | 13640.2251 |  | 33.5279 | 52.1588 | 150.9675 | 363.8088 | 659.2809 | 1042.9582 | 1540.9581 | 2083.7764 | 2800.7591 | 3550.2377 | 4391.5178 | 5421.7346 | 6427.2818 | 7337.4024 | 8287.7116 | 9126.6362 | 9910.9364 | 10642.6741 | 11309.7651 | 11838.2285 | 12367.1286 | 12761.4906 | 12987.13 | 13172.4235 | 13315.8395 | 13366.3751 | 13471.2612 | 13498.303 | 13532.335 | 13574.075 | 13620.9313 | 13613.0634
Urmston |  | 40.8457 | 62.3143 | 170.2734 | 386.6078 | 668.4633 | 1014.2992 | 1447.3215 | 1923.0576 | 2545.0961 | 3196.5384 | 3921.4201 | 4829.3301 | 5715.9289 | 6518.0996 | 7352.8373 | 8089.8132 | 8753.7105 | 9375.3075 | 9939.438 | 10385.7296 | 10828.5135 | 11155.256 | 11334.4618 | 11478.2722 | 11584.6229 | 11612.9176 | 11687.6521 | 11697.8576 | 11715.356 | 11741.17 | 11772.918 | 11760.0287 |  | 40.5219 | 58.1088 | 122.524 | 243.1695 | 400.5941 | 591.4084 | 817.761 | 1061.4344 | 1390.379 | 1738.2858 | 2128.2422 | 2563.6528 | 3006.5226 | 3417.2291 | 3883.112 | 4319.069 | 4748.5267 | 5211.1072 | 5685.6544 | 6134.088 | 6633.7398 | 7192.3655 | 7631.998 | 8052.8648 | 8444.5244 | 8763.1062 | 9116.1269 | 9391.312 | 9651.6201 | 9896.8261 | 10115.7164 | 10265.6535 |  | 40.5219 | 58.385 | 127.1086 | 281.2483 | 497.389 | 767.2463 | 1101.4448 | 1465.1679 | 1940.2167 | 2447.6559 | 3020.4465 | 3675.906 | 4310.4453 | 4892.4606 | 5518.4977 | 6100.3657 | 6808.5168 | 7477.4844 | 8094.5357 | 8600.2508 | 9110.104 | 9515.1884 | 9788.8759 | 10034.0809 | 10243.4359 | 10376.8392 | 10544.9513 | 10637.7902 | 10720.0449 | 10795.5825 | 10854.4589 | 10857.9126 |  | 40.8457 | 62.3143 | 170.2734 | 386.6078 | 668.4633 | 1014.2992 | 1447.3215 | 1923.0576 | 2545.0961 | 3196.5384 | 3921.4201 | 4829.3301 | 5715.9289 | 6518.0996 | 7352.8373 | 8089.8132 | 8753.7105 | 9375.3075 | 9939.438 | 10385.7296 | 10828.5135 | 11155.256 | 11334.4618 | 11478.2722 | 11584.6229 | 11612.9176 | 11687.6521 | 11697.8576 | 11715.356 | 11741.17 | 11772.918 | 11760.0287 |  | 40.8457 | 62.3009 | 170.1771 | 386.3513 | 668.0639 | 1013.5879 | 1437.9988 | 1901.2359 | 2513.8984 | 3154.0019 | 3872.7011 | 4754.513 | 5615.0524 | 6393.5701 | 7205.8737 | 7922.3447 | 8589.5495 | 9212.4159 | 9780.4986 | 10230.5147 | 10681.0168 | 11016.5877 | 11208.1468 | 11365.2647 | 11486.6906 | 11528.8146 | 11617.4935 | 11639.806 | 11668.2628 | 11703.4422 | 11743.2053 | 11736.3158
Victoria Park |  | 0.52799 | 0.87033 | 2.9188 | 7.9669 | 15.697 | 26.5326 | 41.7728 | 58.4891 | 80.3352 | 103.2264 | 128.6958 | 160.4319 | 191.4665 | 219.5724 | 248.8803 | 274.808 | 298.3917 | 320.4421 | 340.4402 | 356.2626 | 371.959 | 383.5781 | 389.9975 | 395.17 | 399.0186 | 400.1159 | 402.8373 | 403.276 | 403.9566 | 404.9178 | 406.0694 | 405.6411 |  | 0.52381 | 0.81099 | 2.0892 | 4.9213 | 9.2077 | 15.1439 | 23.0953 | 31.6551 | 43.2104 | 55.4318 | 69.1302 | 84.4255 | 99.9827 | 114.4101 | 130.7758 | 146.0902 | 161.1763 | 177.4259 | 194.096 | 209.8487 | 227.4006 | 247.0241 | 262.4676 | 277.252 | 291.0103 | 302.2015 | 314.6025 | 324.2693 | 333.4135 | 342.0271 | 349.7163 | 354.9834 |  | 0.52381 | 0.81497 | 2.1737 | 5.7913 | 11.6759 | 20.067 | 31.7869 | 44.5644 | 61.271 | 79.1055 | 99.2251 | 122.2538 | 144.5181 | 164.932 | 186.9016 | 207.3264 | 232.113 | 255.5585 | 277.2001 | 294.9423 | 312.8454 | 327.1205 | 336.7711 | 345.4191 | 352.8047 | 357.5199 | 363.4554 | 366.7452 | 369.6629 | 372.3444 | 374.4391 | 374.5842 |  | 0.52799 | 0.87033 | 2.9188 | 7.9669 | 15.697 | 26.5326 | 41.7728 | 58.4891 | 80.3352 | 103.2264 | 128.6958 | 160.4319 | 191.4665 | 219.5724 | 248.8803 | 274.808 | 298.3917 | 320.4421 | 340.4402 | 356.2626 | 371.959 | 383.5781 | 389.9975 | 395.17 | 399.0186 | 400.1159 | 402.8373 | 403.276 | 403.9566 | 404.9178 | 406.0694 | 405.6411 |  | 0.52799 | 0.87018 | 2.9173 | 7.9632 | 15.6906 | 26.5217 | 41.5258 | 57.8554 | 79.3931 | 101.9199 | 127.1983 | 158.0869 | 188.2419 | 215.5493 | 244.0856 | 269.3018 | 292.9788 | 315.0543 | 335.1698 | 351.1057 | 367.0503 | 378.9521 | 385.7793 | 391.3932 | 395.7455 | 397.3051 | 400.493 | 401.3366 | 402.3834 | 403.6564 | 405.0747 | 404.8449
Warbreck |  | 22.8108 | 35.4359 | 102.13 | 245.0241 | 442.5035 | 698.0568 | 1034.4406 | 1403.7377 | 1886.498 | 2392.2002 | 2954.8878 | 3658.0416 | 4345.1162 | 4967.0239 | 5614.7781 | 6187.1808 | 6705.0509 | 7189.6236 | 7629.2625 | 7977.0837 | 8322.1543 | 8577.1479 | 8717.4607 | 8830.2658 | 8913.9176 | 8936.8921 | 8995.8413 | 9004.5493 | 9018.7776 | 9039.3466 | 9064.3451 | 9054.5808 |  | 22.63 | 33.0385 | 73.3812 | 153.236 | 263.2289 | 403.8156 | 579.5043 | 768.637 | 1023.9549 | 1293.9907 | 1596.6643 | 1934.6181 | 2278.3617 | 2597.1409 | 2958.7466 | 3297.1245 | 3630.458 | 3989.5004 | 4357.8311 | 4705.893 | 5093.7093 | 5527.2994 | 5868.5302 | 6195.1956 | 6499.1911 | 6746.4657 | 7020.4708 | 7234.062 | 7436.106 | 7626.4283 | 7796.325 | 7912.7021 |  | 22.63 | 33.1967 | 76.1889 | 178.2063 | 329.219 | 528.0016 | 787.2015 | 1069.5189 | 1438.4247 | 1832.3746 | 2276.9438 | 2785.7285 | 3277.9856 | 3729.4235 | 4215.1212 | 4666.6014 | 5215.3713 | 5734.0752 | 6212.677 | 6604.9766 | 7000.6401 | 7315.4989 | 7528.285 | 7718.9434 | 7881.747 | 7985.5749 | 8116.3527 | 8188.6914 | 8252.8122 | 8311.7176 | 8357.675 | 8360.589 |  | 22.8108 | 35.4359 | 102.13 | 245.0241 | 442.5035 | 698.0568 | 1034.4406 | 1403.7377 | 1886.498 | 2392.2002 | 2954.8878 | 3658.0416 | 4345.1162 | 4967.0239 | 5614.7781 | 6187.1808 | 6705.0509 | 7189.6236 | 7629.2625 | 7977.0837 | 8322.1543 | 8577.1479 | 8717.4607 | 8830.2658 | 8913.9176 | 8936.8921 | 8995.8413 | 9004.5493 | 9018.7776 | 9039.3466 | 9064.3451 | 9054.5808 |  | 22.8108 | 35.4286 | 102.0729 | 244.8773 | 442.2685 | 697.6432 | 1027.9933 | 1388.1031 | 1863.7917 | 2361.0249 | 2919.1716 | 3602.7475 | 4269.9471 | 4873.8129 | 5504.3163 | 6060.8903 | 6581.1029 | 7066.4693 | 7508.9664 | 7859.5079 | 8210.3444 | 8471.9219 | 8621.5663 | 8744.4445 | 8839.543 | 8873.0221 | 8942.5658 | 8960.47 | 8983.0199 | 9010.69 | 9041.7645 | 9036.5367
Wardleworth |  | 23.5943 | 36.4865 | 103.7936 | 245.81 | 439.5713 | 687.5461 | 1010.7055 | 1365.5348 | 1829.4022 | 2315.2906 | 2855.9364 | 3531.8492 | 4192.2253 | 4789.9175 | 5412.337 | 5962.2556 | 6459.364 | 6924.5665 | 7346.6567 | 7680.5911 | 8011.8879 | 8256.6363 | 8391.2255 | 8499.3907 | 8579.5587 | 8601.4427 | 8657.9061 | 8666.1248 | 8679.6741 | 8699.3373 | 8723.2898 | 8713.8625 |  | 23.4073 | 34.0195 | 74.603 | 153.9306 | 261.9163 | 398.416 | 567.2257 | 748.953 | 994.2741 | 1253.7368 | 1544.5594 | 1869.2809 | 2199.5654 | 2505.863 | 2853.3102 | 3178.4392 | 3498.7212 | 3843.7055 | 4197.6145 | 4532.0483 | 4904.6798 | 5321.293 | 5649.1631 | 5963.0381 | 6255.1309 | 6492.7235 | 6756.0002 | 6961.2283 | 7155.3615 | 7338.2318 | 7501.4763 | 7613.2967 |  | 23.4073 | 34.1822 | 77.4423 | 178.7879 | 327.0459 | 520.0577 | 769.1457 | 1040.4082 | 1394.8347 | 1773.3428 | 2200.5081 | 2689.365 | 3162.3962 | 3596.2161 | 4062.9373 | 4496.7684 | 5024.2169 | 5522.7114 | 5982.6373 | 6359.6187 | 6739.8036 | 7042.2507 | 7246.6379 | 7429.7676 | 7586.1387 | 7685.8477 | 7811.4497 | 7880.9033 | 7942.4612 | 7999.0083 | 8043.1174 | 8045.8733 |  | 23.5943 | 36.4865 | 103.7936 | 245.81 | 439.5713 | 687.5461 | 1010.7055 | 1365.5348 | 1829.4022 | 2315.2906 | 2855.9364 | 3531.8492 | 4192.2253 | 4789.9175 | 5412.337 | 5962.2556 | 6459.364 | 6924.5665 | 7346.6567 | 7680.5911 | 8011.8879 | 8256.6363 | 8391.2255 | 8499.3907 | 8579.5587 | 8601.4427 | 8657.9061 | 8666.1248 | 8679.6741 | 8699.3373 | 8723.2898 | 8713.8625 |  | 23.5943 | 36.4789 | 103.7354 | 245.6591 | 439.3313 | 687.1226 | 1004.3619 | 1350.2667 | 1807.3005 | 2284.989 | 2821.223 | 3478.1965 | 4119.4096 | 4699.7065 | 5305.5201 | 5840.2134 | 6339.615 | 6805.6162 | 7230.4922 | 7567.0725 | 7903.9519 | 8155.0769 | 8298.6808 | 8416.5729 | 8507.7874 | 8539.8079 | 8606.4942 | 8623.5869 | 8645.1667 | 8671.6846 | 8701.5024 | 8696.4568
Warton |  | 15.6166 | 23.5273 | 61.8071 | 134.1861 | 223.195 | 326.2094 | 447.5171 | 580.9161 | 755.3886 | 938.0517 | 1141.3182 | 1396.6614 | 1645.8116 | 1871.1139 | 2105.2833 | 2311.7882 | 2496.7739 | 2670.1142 | 2827.4925 | 2951.9889 | 3075.5147 | 3166.5009 | 3216.1889 | 3255.9664 | 3285.2751 | 3292.7362 | 3313.2544 | 3315.7483 | 3320.3531 | 3327.3433 | 3336.0801 | 3332.353 |  | 15.4929 | 21.9422 | 44.5256 | 84.8124 | 134.6693 | 191.7013 | 255.1815 | 323.5193 | 415.7713 | 513.3411 | 622.7038 | 744.8139 | 869.0161 | 984.198 | 1114.8541 | 1237.1175 | 1357.5582 | 1487.2882 | 1620.3741 | 1746.1366 | 1886.2631 | 2042.9288 | 2166.223 | 2284.2544 | 2394.0947 | 2483.4404 | 2582.4445 | 2659.6197 | 2732.6227 | 2801.3903 | 2862.7777 | 2904.8273 |  | 15.4929 | 22.046 | 46.1626 | 97.6375 | 166.0924 | 246.7683 | 340.5855 | 442.5885 | 575.7282 | 717.9969 | 878.6422 | 1062.4484 | 1240.5233 | 1403.892 | 1579.5639 | 1742.8179 | 1941.8286 | 2129.6877 | 2302.8963 | 2444.8275 | 2587.8481 | 2701.2459 | 2777.8338 | 2846.4435 | 2905.0127 | 2942.2926 | 2989.3018 | 3015.2075 | 3038.1461 | 3059.2017 | 3075.5922 | 3076.4516 |  | 15.6166 | 23.5273 | 61.8071 | 134.1861 | 223.195 | 326.2094 | 447.5171 | 580.9161 | 755.3886 | 938.0517 | 1141.3182 | 1396.6614 | 1645.8116 | 1871.1139 | 2105.2833 | 2311.7882 | 2496.7739 | 2670.1142 | 2827.4925 | 2951.9889 | 3075.5147 | 3166.5009 | 3216.1889 | 3255.9664 | 3285.2751 | 3292.7362 | 3313.2544 | 3315.7483 | 3320.3531 | 3327.3433 | 3336.0801 | 3332.353 |  | 15.6166 | 23.5221 | 61.7719 | 134.0897 | 223.0479 | 325.9451 | 444.5334 | 574.1865 | 745.9334 | 925.2611 | 1126.6732 | 1374.3795 | 1616.0569 | 1834.5774 | 2062.3795 | 2263.0932 | 2449.1117 | 2622.8977 | 2781.4823 | 2907.103 | 3032.8985 | 3126.4863 | 3179.7588 | 3223.3882 | 3257.0436 | 3268.4905 | 3293.0264 | 3299.0098 | 3306.774 | 3316.4693 | 3327.5218 | 3325.5337
Waterhead |  | 21.6903 | 33.868 | 99.0259 | 240.9005 | 439.5685 | 699.5289 | 1045.0826 | 1424.3945 | 1920.2258 | 2439.644 | 3017.5885 | 3739.4932 | 4444.9733 | 5083.592 | 5748.8688 | 6336.8556 | 6869.2603 | 7367.3744 | 7819.2727 | 8176.7963 | 8531.4892 | 8793.6628 | 8938.0155 | 9054.1085 | 9140.2429 | 9164.038 | 9224.7687 | 9233.8665 | 9248.6067 | 9269.8372 | 9295.5828 | 9285.6007 |  | 21.5184 | 31.5751 | 71.1234 | 150.4464 | 261.0352 | 403.9613 | 584.4104 | 778.6677 | 1040.9036 | 1318.2561 | 1629.1308 | 1976.2416 | 2329.2991 | 2656.7158 | 3028.1193 | 3375.6658 | 3718.0311 | 4086.8018 | 4465.1126 | 4822.6055 | 5220.9297 | 5666.2682 | 6016.7447 | 6352.2613 | 6664.4937 | 6918.4683 | 7199.8977 | 7419.2762 | 7626.7947 | 7822.2739 | 7996.774 | 8116.3044 |  | 21.5184 | 31.7267 | 73.8604 | 175.1969 | 327.0266 | 529.1086 | 795.2933 | 1085.2613 | 1464.1991 | 1868.8407 | 2325.4527 | 2848.0299 | 3353.5751 | 3817.1849 | 4316.0007 | 4779.6847 | 5343.152 | 5875.8068 | 6367.3107 | 6770.1962 | 7176.5666 | 7500.0433 | 7718.6648 | 7914.555 | 8081.8301 | 8188.5267 | 8322.9054 | 8397.2589 | 8463.1712 | 8523.7264 | 8570.9797 | 8574.0183 |  | 21.6903 | 33.868 | 99.0259 | 240.9005 | 439.5685 | 699.5289 | 1045.0826 | 1424.3945 | 1920.2258 | 2439.644 | 3017.5885 | 3739.4932 | 4444.9733 | 5083.592 | 5748.8688 | 6336.8556 | 6869.2603 | 7367.3744 | 7819.2727 | 8176.7963 | 8531.4892 | 8793.6628 | 8938.0155 | 9054.1085 | 9140.2429 | 9164.038 | 9224.7687 | 9233.8665 | 9248.6067 | 9269.8372 | 9295.5828 | 9285.6007 |  | 21.6903 | 33.8611 | 98.9707 | 240.7599 | 439.3417 | 699.1312 | 1038.6148 | 1408.5909 | 1897.1992 | 2407.9838 | 2981.3147 | 3683.2437 | 4368.3791 | 4988.529 | 5636.1192 | 6207.8654 | 6742.6321 | 7241.524 | 7696.3171 | 8056.6012 | 8417.1724 | 8686.0557 | 8839.9428 | 8966.3317 | 9064.1733 | 9098.7128 | 9170.2803 | 9188.7841 | 9212.0355 | 9240.5267 | 9272.4844 | 9267.1384
Waterswallows |  | 2.4488 | 4.0744 | 13.956 | 38.682 | 76.9171 | 130.8848 | 207.1925 | 290.8846 | 400.2579 | 514.866 | 642.3816 | 801.2372 | 956.5908 | 1097.2896 | 1244.0189 | 1373.836 | 1491.9662 | 1602.4093 | 1702.57 | 1781.8174 | 1860.433 | 1918.6354 | 1950.8013 | 1976.7237 | 1996.0164 | 2001.532 | 2015.1775 | 2017.3913 | 2020.813 | 2025.6367 | 2031.4101 | 2029.271 |  | 2.4294 | 3.7962 | 9.9845 | 23.8618 | 45.0548 | 74.6107 | 114.4199 | 157.2753 | 215.1276 | 276.3148 | 344.8974 | 421.4741 | 499.3627 | 571.5946 | 653.5306 | 730.2034 | 805.7332 | 887.0883 | 970.5481 | 1049.4152 | 1137.2902 | 1235.537 | 1312.8563 | 1386.8751 | 1455.7573 | 1511.787 | 1573.8736 | 1622.2711 | 1668.0521 | 1711.1771 | 1749.6739 | 1776.0437 |  | 2.4294 | 3.8149 | 10.3911 | 28.1173 | 57.212 | 98.9895 | 157.6614 | 221.6332 | 305.2801 | 394.5722 | 495.3022 | 610.5979 | 722.0601 | 824.2573 | 934.2453 | 1036.5 | 1160.5769 | 1277.9474 | 1386.2904 | 1475.1131 | 1564.7446 | 1636.2238 | 1684.5481 | 1727.8523 | 1764.8361 | 1788.4492 | 1818.1719 | 1834.6486 | 1849.2624 | 1862.6938 | 1873.1866 | 1873.9182 |  | 2.4488 | 4.0744 | 13.956 | 38.682 | 76.9171 | 130.8848 | 207.1925 | 290.8846 | 400.2579 | 514.866 | 642.3816 | 801.2372 | 956.5908 | 1097.2896 | 1244.0189 | 1373.836 | 1491.9662 | 1602.4093 | 1702.57 | 1781.8174 | 1860.433 | 1918.6354 | 1950.8013 | 1976.7237 | 1996.0164 | 2001.532 | 2015.1775 | 2017.3913 | 2020.813 | 2025.6367 | 2031.4101 | 2029.271 |  | 2.4488 | 4.0737 | 13.9485 | 38.6647 | 76.8868 | 130.8334 | 205.9728 | 287.7404 | 395.5742 | 508.365 | 634.9304 | 789.5575 | 940.5152 | 1077.2228 | 1220.0928 | 1346.3498 | 1464.9421 | 1575.5064 | 1676.2507 | 1756.0623 | 1835.9157 | 1895.5278 | 1929.7297 | 1957.8563 | 1979.6649 | 1987.4905 | 2003.4667 | 2007.7027 | 2012.9538 | 2019.3351 | 2026.4409 | 2025.2929
Weaste |  | 23.0512 | 34.4818 | 88.5065 | 186.7947 | 302.6634 | 430.5549 | 573.0055 | 729.7964 | 934.9192 | 1149.6071 | 1388.5235 | 1689.4993 | 1982.9515 | 2248.1776 | 2523.527 | 2766.0772 | 2982.1756 | 3184.83 | 3368.8947 | 3514.4929 | 3658.965 | 3765.1906 | 3822.9572 | 3869.0922 | 3902.9619 | 3911.1979 | 3934.8202 | 3937.3366 | 3942.4085 | 3950.3444 | 3960.4264 | 3955.9186 |  | 22.8685 | 32.161 | 63.804 | 118.439 | 183.484 | 254.4946 | 329.1172 | 409.45 | 517.8946 | 632.5904 | 761.149 | 904.6926 | 1050.6953 | 1186.0946 | 1339.6842 | 1483.4079 | 1624.989 | 1777.4898 | 1933.9358 | 2081.7727 | 2246.495 | 2430.6595 | 2575.5949 | 2714.3438 | 2843.4639 | 2948.4921 | 3064.8739 | 3155.5953 | 3241.4121 | 3322.2502 | 3394.4127 | 3443.8431 |  | 22.8685 | 32.3126 | 66.1247 | 135.9354 | 225.2464 | 325.7164 | 436.1042 | 556.0085 | 712.4195 | 879.6128 | 1068.4635 | 1284.5141 | 1493.9802 | 1686.1861 | 1892.8065 | 2084.7949 | 2319.2002 | 2540.3134 | 2744.1022 | 2911.0635 | 3079.2251 | 3212.2932 | 3302.1357 | 3382.6103 | 3451.2973 | 3494.9709 | 3550.0765 | 3580.3816 | 3607.2004 | 3631.8066 | 3650.9373 | 3651.8243 |  | 23.0512 | 34.4818 | 88.5065 | 186.7947 | 302.6634 | 430.5549 | 573.0055 | 729.7964 | 934.9192 | 1149.6071 | 1388.5235 | 1689.4993 | 1982.9515 | 2248.1776 | 2523.527 | 2766.0772 | 2982.1756 | 3184.83 | 3368.8947 | 3514.4929 | 3658.965 | 3765.1906 | 3822.9572 | 3869.0922 | 3902.9619 | 3911.1979 | 3934.8202 | 3937.3366 | 3942.4085 | 3950.3444 | 3960.4264 | 3955.9186 |  | 23.0512 | 34.474 | 88.4557 | 186.6538 | 302.4509 | 430.1711 | 569.0818 | 721.1979 | 923.0081 | 1133.6001 | 1370.2005 | 1661.8408 | 1946.3229 | 2203.4096 | 2471.1885 | 2706.8853 | 2924.3162 | 3127.5957 | 3313.189 | 3460.1989 | 3607.4578 | 3716.8834 | 3778.999 | 3829.797 | 3868.9106 | 3881.9532 | 3910.4191 | 3917.1435 | 3926.0264 | 3937.2308 | 3950.1118 | 3947.7116
Werneth |  | 13.6277 | 21.917 | 69.2829 | 180.5869 | 345.638 | 571.6293 | 883.6637 | 1226.0028 | 1673.4328 | 2142.2285 | 2663.8305 | 3314.2824 | 3950.2209 | 4526.0637 | 5126.3445 | 5657.2284 | 6139.4161 | 6590.3474 | 6999.3505 | 7322.9484 | 7643.9728 | 7881.4975 | 8012.583 | 8118.1425 | 8196.6136 | 8218.7649 | 8274.2015 | 8282.9379 | 8296.6725 | 8316.1883 | 8339.6609 | 8330.813 |  | 13.5197 | 20.4274 | 49.6614 | 112.0267 | 203.6719 | 327.6279 | 490.4741 | 665.7815 | 902.4362 | 1152.7328 | 1433.2816 | 1746.5317 | 2065.1482 | 2360.6253 | 2695.7982 | 3009.4414 | 3318.4089 | 3651.2059 | 3992.6123 | 4315.2316 | 4674.6992 | 5076.5947 | 5392.8822 | 5695.669 | 5977.443 | 6206.6422 | 6460.6181 | 6658.5962 | 6845.8712 | 7022.2813 | 7179.7588 | 7287.629 |  | 13.5197 | 20.5267 | 51.6294 | 131.2964 | 257.114 | 432.3452 | 672.4325 | 934.1176 | 1276.2142 | 1641.4425 | 2053.5017 | 2525.1245 | 2981.1831 | 3399.3625 | 3849.3747 | 4267.7259 | 4775.6397 | 5255.9791 | 5699.3114 | 6062.7464 | 6429.4279 | 6721.6457 | 6919.1795 | 7096.1858 | 7247.3491 | 7343.8273 | 7465.2938 | 7532.581 | 7592.2487 | 7647.0808 | 7689.8978 | 7692.796 |  | 13.6277 | 21.917 | 69.2829 | 180.5869 | 345.638 | 571.6293 | 883.6637 | 1226.0028 | 1673.4328 | 2142.2285 | 2663.8305 | 3314.2824 | 3950.2209 | 4526.0637 | 5126.3445 | 5657.2284 | 6139.4161 | 6590.3474 | 6999.3505 | 7322.9484 | 7643.9728 | 7881.4975 | 8012.583 | 8118.1425 | 8196.6136 | 8218.7649 | 8274.2015 | 8282.9379 | 8296.6725 | 8316.1883 | 8339.6609 | 8330.813 |  | 13.6277 | 21.9129 | 69.2449 | 180.495 | 345.4835 | 571.363 | 878.3543 | 1212.6121 | 1653.6612 | 2114.8875 | 2632.4983 | 3265.3771 | 3883.1906 | 4442.5782 | 5027.006 | 5543.2915 | 6027.4606 | 6478.9655 | 6890.4412 | 7216.4162 | 7542.5953 | 7785.9955 | 7925.5138 | 8040.1937 | 8129.0599 | 8160.754 | 8225.8174 | 8242.9079 | 8264.2003 | 8290.1561 | 8319.1378 | 8314.3933
Wesley Place Bacup |  | 19.1465 | 30.2041 | 90.8235 | 226.76 | 421.55 | 681.2728 | 1032.1271 | 1417.1711 | 1920.4611 | 2447.7319 | 3034.4062 | 3766.6958 | 4482.4624 | 5130.4771 | 5805.7353 | 6402.7092 | 6943.9697 | 7450.2726 | 7909.5564 | 8272.9286 | 8633.4182 | 8899.9912 | 9046.9131 | 9165.1382 | 9252.9279 | 9277.4088 | 9339.3592 | 9348.8481 | 9364.0192 | 9385.7417 | 9411.9906 | 9401.9355 |  | 18.9947 | 28.1564 | 65.1841 | 141.252 | 249.5707 | 392.2243 | 575.3936 | 772.5793 | 1038.7682 | 1320.3017 | 1635.8627 | 1988.2062 | 2346.5859 | 2678.9382 | 3055.9405 | 3408.7261 | 3756.2525 | 4130.5823 | 4514.596 | 4877.4779 | 5281.8068 | 5733.8586 | 6089.6184 | 6430.1928 | 6747.132 | 7004.9351 | 7290.607 | 7513.2926 | 7723.9394 | 7922.3653 | 8099.4959 | 8220.8283 |  | 18.9947 | 28.2922 | 67.72 | 164.8953 | 313.6064 | 515.289 | 785.4232 | 1079.764 | 1464.4742 | 1875.2444 | 2338.7348 | 2869.2008 | 3382.2846 | 3852.7842 | 4359.05 | 4829.6755 | 5401.3535 | 5941.8666 | 6440.671 | 6849.558 | 7262.0314 | 7590.5275 | 7812.56 | 8011.5119 | 8181.408 | 8289.8047 | 8426.304 | 8501.8686 | 8568.8639 | 8630.4208 | 8678.4701 | 8681.6298 |  | 19.1465 | 30.2041 | 90.8235 | 226.76 | 421.55 | 681.2728 | 1032.1271 | 1417.1711 | 1920.4611 | 2447.7319 | 3034.4062 | 3766.6958 | 4482.4624 | 5130.4771 | 5805.7353 | 6402.7092 | 6943.9697 | 7450.2726 | 7909.5564 | 8272.9286 | 8633.4182 | 8899.9912 | 9046.9131 | 9165.1382 | 9252.9279 | 9277.4088 | 9339.3592 | 9348.8481 | 9364.0192 | 9385.7417 | 9411.9906 | 9401.9355 |  | 19.1465 | 30.1981 | 90.7732 | 226.6342 | 421.344 | 680.9138 | 1025.8165 | 1401.5499 | 1897.5744 | 2416.1886 | 2998.263 | 3710.4949 | 4405.7235 | 5035.0933 | 5692.4507 | 6272.967 | 6816.5527 | 7323.5831 | 7785.7379 | 8151.8571 | 8518.2412 | 8791.5382 | 8948.0555 | 9076.6491 | 9176.2404 | 9211.5535 | 9284.4303 | 9303.4021 | 9327.1533 | 9356.1917 | 9388.6995 | 9383.3115
West Didsbury |  | 43.417 | 66.2709 | 181.367 | 412.4945 | 714.2251 | 1085.152 | 1550.4634 | 2061.6594 | 2730.057 | 3430.0564 | 4208.9678 | 5184.4642 | 6137.0856 | 6999.0056 | 7895.9502 | 8687.8748 | 9401.3904 | 10069.4283 | 10675.699 | 11155.3292 | 11631.1889 | 11982.3578 | 12174.9849 | 12329.5768 | 12443.9128 | 12474.3702 | 12554.725 | 12565.7329 | 12584.5699 | 12612.3362 | 12646.4694 | 12632.6323 |  | 43.0729 | 61.7981 | 130.5008 | 259.405 | 427.9141 | 632.5504 | 875.7734 | 1137.6083 | 1491.0699 | 1864.9068 | 2283.9275 | 2751.79 | 3227.6679 | 3668.9851 | 4169.5912 | 4638.0409 | 5099.5071 | 5596.5646 | 6106.4807 | 6588.3369 | 7125.2289 | 7725.4901 | 8197.8892 | 8650.1241 | 9070.9749 | 9413.3012 | 9792.6333 | 10088.3284 | 10368.0378 | 10631.5195 | 10866.7241 | 11027.8364 |  | 43.0729 | 62.0919 | 135.3872 | 300.0781 | 531.4372 | 820.8399 | 1179.9365 | 1570.7689 | 2081.2339 | 2626.4983 | 3241.9794 | 3946.2934 | 4628.1126 | 5253.4904 | 5926.1758 | 6551.4037 | 7312.288 | 8031.0868 | 8694.1103 | 9237.5056 | 9785.3554 | 10220.6551 | 10514.7601 | 10778.2586 | 11003.2336 | 11146.5948 | 11327.2523 | 11427.0256 | 11515.4256 | 11596.6078 | 11659.8862 | 11663.6097 |  | 43.417 | 66.2709 | 181.367 | 412.4945 | 714.2251 | 1085.152 | 1550.4634 | 2061.6594 | 2730.057 | 3430.0564 | 4208.9678 | 5184.4642 | 6137.0856 | 6999.0056 | 7895.9502 | 8687.8748 | 9401.3904 | 10069.4283 | 10675.699 | 11155.3292 | 11631.1889 | 11982.3578 | 12174.9849 | 12329.5768 | 12443.9128 | 12474.3702 | 12554.725 | 12565.7329 | 12584.5699 | 12612.3362 | 12646.4694 | 12632.6323 |  | 43.417 | 66.2568 | 181.2644 | 412.2217 | 713.7998 | 1084.395 | 1540.4878 | 2038.2805 | 2696.6144 | 3384.4474 | 4156.7293 | 5104.2185 | 6028.857 | 6865.378 | 7738.2251 | 8508.121 | 9225.1787 | 9894.5704 | 10505.0767 | 10988.7 | 11472.8411 | 11833.4821 | 12039.3696 | 12208.2472 | 12338.7685 | 12384.0738 | 12479.4 | 12503.4067 | 12534.009 | 12571.8298 | 12614.5677 | 12607.1711
Westgate |  | 28.1407 | 44.7079 | 136.9788 | 347.7213 | 653.8873 | 1066.5687 | 1629.1294 | 2246.4328 | 3053.2782 | 3898.6032 | 4839.1575 | 6012.6995 | 7159.8849 | 8198.5572 | 9281.0689 | 10238.2292 | 11106.7004 | 11918.995 | 12655.8154 | 13238.7712 | 13817.0977 | 14244.8573 | 14480.7481 | 14670.623 | 14811.6823 | 14851.2202 | 14950.8079 | 14966.2462 | 14990.7539 | 15025.7318 | 15067.9156 | 15051.8646 |  | 27.9176 | 41.674 | 98.2624 | 216.2518 | 386.4018 | 612.9401 | 906.5916 | 1222.7138 | 1649.46 | 2100.8061 | 2606.704 | 3171.5705 | 3746.1141 | 4278.9314 | 4883.3302 | 5448.9055 | 6006.0493 | 6606.1638 | 7221.803 | 7803.5645 | 8451.7724 | 9176.4883 | 9746.8318 | 10292.8304 | 10800.938 | 11214.2402 | 11672.2208 | 12029.2236 | 12366.9263 | 12685.0367 | 12969.0073 | 13163.5236 |  | 27.9176 | 41.8756 | 102.1122 | 252.8388 | 486.4365 | 806.7021 | 1239.7168 | 1711.5968 | 2328.406 | 2986.9662 | 3730.0157 | 4580.453 | 5402.9403 | 6157.1431 | 6968.7113 | 7723.161 | 8639.4059 | 9505.788 | 10305.3595 | 10960.8109 | 11622.0557 | 12148.8181 | 12504.8766 | 12823.9271 | 13096.3879 | 13270.2478 | 13489.1638 | 13610.387 | 13717.8714 | 13816.6367 | 13893.7422 | 13898.8748 |  | 28.1407 | 44.7079 | 136.9788 | 347.7213 | 653.8873 | 1066.5687 | 1629.1294 | 2246.4328 | 3053.2782 | 3898.6032 | 4839.1575 | 6012.6995 | 7159.8849 | 8198.5572 | 9281.0689 | 10238.2292 | 11106.7004 | 11918.995 | 12655.8154 | 13238.7712 | 13817.0977 | 14244.8573 | 14480.7481 | 14670.623 | 14811.6823 | 14851.2202 | 14950.8079 | 14966.2462 | 14990.7539 | 15025.7318 | 15067.9156 | 15051.8646 |  | 28.1407 | 44.6992 | 136.9032 | 347.5347 | 653.5786 | 1066.033 | 1619.2388 | 2221.7636 | 3017.0202 | 3848.5626 | 4781.8164 | 5923.3975 | 7037.7582 | 8046.6305 | 9100.4906 | 10031.2916 | 10903.4259 | 11716.8318 | 12458.1946 | 13045.5054 | 13633.2171 | 14071.6794 | 14322.8794 | 14529.3034 | 14689.2096 | 14746.0475 | 14863.0864 | 14893.6698 | 14931.8799 | 14978.5382 | 15030.7144 | 15022.1109
Westhoughton |  | 45.544 | 70.5548 | 201.7377 | 480.2176 | 862.1224 | 1353.0737 | 1995.4801 | 2700.8021 | 3622.8514 | 4588.6915 | 5663.3735 | 7006.6907 | 8319.195 | 9507.1543 | 10744.3521 | 11837.5162 | 12826.0403 | 13751.0721 | 14590.3567 | 15254.3548 | 15913.1056 | 16399.8178 | 16667.5344 | 16882.7213 | 17042.2446 | 17085.8992 | 17198.2786 | 17214.7353 | 17241.7666 | 17280.9335 | 17328.5996 | 17309.897 |  | 45.183 | 65.7832 | 144.9814 | 300.5635 | 513.3536 | 783.5358 | 1119.0889 | 1480.3191 | 1967.9585 | 2483.7079 | 3061.7933 | 3707.2615 | 4363.7877 | 4972.6337 | 5663.2752 | 6309.5535 | 6946.1971 | 7631.9429 | 8335.4287 | 9000.2027 | 9740.9046 | 10569.0314 | 11220.7583 | 11844.6664 | 12425.2766 | 12897.5537 | 13420.8843 | 13828.8285 | 14214.7185 | 14578.2207 | 14902.7115 | 15124.9837 |  | 45.183 | 66.098 | 150.5108 | 349.2746 | 641.422 | 1023.4557 | 1518.5529 | 2057.7582 | 2762.3012 | 3514.698 | 4363.7976 | 5335.5329 | 6275.7663 | 7138.0492 | 8065.7457 | 8928.0747 | 9976.3818 | 10967.1881 | 11881.3589 | 12630.6731 | 13386.3785 | 13987.6382 | 14393.9653 | 14758.0346 | 15068.9096 | 15267.1505 | 15516.8617 | 15654.9614 | 15777.366 | 15889.8101 | 15977.5279 | 15983.0415 |  | 45.544 | 70.5548 | 201.7377 | 480.2176 | 862.1224 | 1353.0737 | 1995.4801 | 2700.8021 | 3622.8514 | 4588.6915 | 5663.3735 | 7006.6907 | 8319.195 | 9507.1543 | 10744.3521 | 11837.5162 | 12826.0403 | 13751.0721 | 14590.3567 | 15254.3548 | 15913.1056 | 16399.8178 | 16667.5344 | 16882.7213 | 17042.2446 | 17085.8992 | 17198.2786 | 17214.7353 | 17241.7666 | 17280.9335 | 17328.5996 | 17309.897 |  | 45.544 | 70.5403 | 201.6248 | 479.9256 | 861.6568 | 1352.253 | 1982.9909 | 2670.6513 | 3579.1486 | 4528.7397 | 5594.6915 | 6900.4654 | 8174.9318 | 9328.3618 | 10532.5758 | 11595.489 | 12588.537 | 13515.1272 | 14359.9175 | 15029.149 | 15698.9624 | 16198.3088 | 16483.9054 | 16718.388 | 16899.8302 | 16963.5988 | 17096.2638 | 17130.3293 | 17173.2952 | 17226.0621 | 17285.3651 | 17275.3538
Westlinton |  | 15.7554 | 23.7014 | 61.9694 | 133.7777 | 221.3747 | 321.8735 | 439.0613 | 567.95 | 736.5314 | 913.0176 | 1109.4124 | 1356.2439 | 1597.0571 | 1814.8008 | 2041.0694 | 2240.5686 | 2419.1116 | 2586.4375 | 2738.3654 | 2858.5489 | 2977.7968 | 3065.6051 | 3113.523 | 3151.868 | 3180.1035 | 3187.2367 | 3206.991 | 3209.3417 | 3213.7425 | 3220.4566 | 3228.8714 | 3225.2523 |  | 15.6305 | 22.1049 | 44.6488 | 84.6077 | 133.694 | 189.3624 | 250.6978 | 316.7267 | 405.8618 | 500.1352 | 605.8028 | 723.7873 | 843.7931 | 955.0834 | 1081.3251 | 1199.4576 | 1315.8291 | 1441.1759 | 1569.7653 | 1691.2787 | 1826.6708 | 1978.0433 | 2097.1718 | 2211.2153 | 2317.3445 | 2403.6716 | 2499.3306 | 2573.8983 | 2644.4348 | 2710.879 | 2770.1923 | 2810.8213 |  | 15.6305 | 22.2094 | 46.2868 | 97.343 | 164.7402 | 243.4903 | 334.1523 | 432.7086 | 561.336 | 698.7913 | 854.0101 | 1031.6035 | 1203.681 | 1361.553 | 1531.3056 | 1689.0551 | 1881.4077 | 2062.9594 | 2230.3411 | 2367.4937 | 2505.6874 | 2615.2206 | 2689.1942 | 2755.4605 | 2812.0278 | 2848.0268 | 2893.4258 | 2918.4352 | 2940.5781 | 2960.9017 | 2976.719 | 2977.5318 |  | 15.7554 | 23.7014 | 61.9694 | 133.7777 | 221.3747 | 321.8735 | 439.0613 | 567.95 | 736.5314 | 913.0176 | 1109.4124 | 1356.2439 | 1597.0571 | 1814.8008 | 2041.0694 | 2240.5686 | 2419.1116 | 2586.4375 | 2738.3654 | 2858.5489 | 2977.7968 | 3065.6051 | 3113.523 | 3151.868 | 3180.1035 | 3187.2367 | 3206.991 | 3209.3417 | 3213.7425 | 3220.4566 | 3228.8714 | 3225.2523 |  | 15.7554 | 23.6961 | 61.934 | 133.6807 | 221.227 | 321.6077 | 436.1194 | 561.3501 | 727.2825 | 900.5213 | 1095.1049 | 1334.5068 | 1568.0733 | 1779.2406 | 1999.3448 | 2193.242 | 2372.7997 | 2540.5706 | 2693.6798 | 2814.9624 | 2936.4202 | 3026.7623 | 3078.1628 | 3120.2487 | 3152.7032 | 3163.7046 | 3187.3581 | 3193.0954 | 3200.5626 | 3209.9029 | 3220.5662 | 3218.6363
Whalley |  | 33.4369 | 50.7303 | 136.2754 | 303.6047 | 516.6121 | 772.1124 | 1084.7698 | 1428.3866 | 1877.7222 | 2348.2441 | 2871.8203 | 3528.308 | 4169.1978 | 4748.9422 | 5351.9588 | 5884.126 | 6362.5384 | 6810.602 | 7217.3019 | 7539.0406 | 7858.2581 | 8093.6597 | 8222.5659 | 8325.9203 | 8402.2512 | 8422.2411 | 8475.807 | 8482.8307 | 8495.1842 | 8513.5947 | 8536.3693 | 8526.953 |  | 33.1719 | 47.3092 | 98.1081 | 191.3512 | 310.457 | 451.6122 | 615.1123 | 791.1236 | 1028.7286 | 1280.0303 | 1561.7056 | 1876.2135 | 2196.1094 | 2492.7729 | 2829.2917 | 3144.1943 | 3454.4024 | 3788.5358 | 4131.3131 | 4455.2278 | 4816.1388 | 5219.6481 | 5537.2056 | 5841.2082 | 6124.1137 | 6354.2333 | 6609.229 | 6808.002 | 6996.029 | 7173.1474 | 7331.2573 | 7439.5607 |  | 33.1719 | 47.5335 | 101.7517 | 220.8846 | 384.4166 | 584.062 | 825.5486 | 1088.2725 | 1431.3299 | 1797.8264 | 2211.5741 | 2685.0134 | 3143.4698 | 3564.0096 | 4016.307 | 4436.6711 | 4948.5746 | 5432.0211 | 5877.8816 | 6243.2708 | 6611.5818 | 6903.9883 | 7101.5215 | 7278.4902 | 7429.5763 | 7525.8113 | 7647.1129 | 7714.0491 | 7773.3413 | 7827.7822 | 7870.1955 | 7872.587 |  | 33.4369 | 50.7303 | 136.2754 | 303.6047 | 516.6121 | 772.1124 | 1084.7698 | 1428.3866 | 1877.7222 | 2348.2441 | 2871.8203 | 3528.308 | 4169.1978 | 4748.9422 | 5351.9588 | 5884.126 | 6362.5384 | 6810.602 | 7217.3019 | 7539.0406 | 7858.2581 | 8093.6597 | 8222.5659 | 8325.9203 | 8402.2512 | 8422.2411 | 8475.807 | 8482.8307 | 8495.1842 | 8513.5947 | 8536.3693 | 8526.953 |  | 33.4369 | 50.7193 | 136.1981 | 303.3963 | 516.2904 | 771.5374 | 1077.6869 | 1412.048 | 1854.5201 | 2316.7049 | 2835.7014 | 3473.0376 | 4094.9485 | 4657.4675 | 5244.2079 | 5761.5255 | 6242.4264 | 6691.4916 | 7101.1389 | 7425.6434 | 7750.5353 | 7992.4327 | 8130.3753 | 8243.4553 | 8330.7878 | 8360.8685 | 8424.6078 | 8440.4656 | 8460.8161 | 8486.0657 | 8514.6941 | 8509.6647
Whalley Range |  | 54.4217 | 83.7789 | 235.2051 | 549.596 | 972.5994 | 1507.3137 | 2196.2622 | 2952.8519 | 3941.9888 | 4978.0264 | 6130.8317 | 7572.8074 | 8981.4403 | 10256.2427 | 11583.5085 | 12755.9349 | 13814.7411 | 14805.7285 | 15704.9392 | 16416.3373 | 17122.1241 | 17643.3659 | 17929.7902 | 18159.8861 | 18330.3191 | 18376.5145 | 18496.477 | 18513.6382 | 18542.2307 | 18583.9125 | 18634.8221 | 18614.6092 |  | 53.9904 | 78.1178 | 169.1182 | 344.644 | 580.5424 | 875.0792 | 1235.0357 | 1622.5367 | 2145.6401 | 2698.8978 | 3319.025 | 4011.4354 | 4715.7081 | 5368.8328 | 6109.7019 | 6802.9813 | 7485.9253 | 8221.5426 | 8976.1901 | 9689.3103 | 10483.8803 | 11372.2334 | 12071.3577 | 12740.64 | 13363.4756 | 13870.0994 | 14431.4897 | 14869.102 | 15283.0562 | 15672.9944 | 16021.0841 | 16259.5212 |  | 53.9904 | 78.4906 | 175.5196 | 399.7675 | 723.6448 | 1140.1423 | 1671.3685 | 2249.7846 | 3005.4497 | 3812.5094 | 4723.37 | 5765.7538 | 6774.5261 | 7699.7112 | 8695.0099 | 9620.1464 | 10745.242 | 11808.4375 | 12789.3029 | 13593.2511 | 14403.96 | 15048.6694 | 15484.3234 | 15874.659 | 16207.95 | 16420.4304 | 16688.1183 | 16836.0864 | 16967.2197 | 17087.669 | 17181.604 | 17187.3726 |  | 54.4217 | 83.7789 | 235.2051 | 549.596 | 972.5994 | 1507.3137 | 2196.2622 | 2952.8519 | 3941.9888 | 4978.0264 | 6130.8317 | 7572.8074 | 8981.4403 | 10256.2427 | 11583.5085 | 12755.9349 | 13814.7411 | 14805.7285 | 15704.9392 | 16416.3373 | 17122.1241 | 17643.3659 | 17929.7902 | 18159.8861 | 18330.3191 | 18376.5145 | 18496.477 | 18513.6382 | 18542.2307 | 18583.9125 | 18634.8221 | 18614.6092 |  | 54.4217 | 83.7613 | 235.0728 | 549.2501 | 972.053 | 1506.3466 | 2182.371 | 2919.6931 | 3894.1635 | 4912.5627 | 6055.8417 | 7457.1189 | 8824.7274 | 10062.291 | 11354.0729 | 12493.994 | 13557.7938 | 14550.573 | 15455.8207 | 16172.9396 | 16890.7341 | 17425.6971 | 17731.4623 | 17982.4173 | 18176.5225 | 18244.4382 | 18386.3048 | 18422.481 | 18468.2823 | 18524.6583 | 18588.1418 | 18577.3276
Whasset |  | 18.854 | 28.6119 | 76.9168 | 171.5057 | 292.0446 | 436.7842 | 614.0985 | 808.9673 | 1063.7891 | 1330.6273 | 1627.5529 | 1999.8343 | 2363.2757 | 2692.0454 | 3034.0199 | 3335.8215 | 3607.165 | 3861.2917 | 4091.9566 | 4274.435 | 4455.4832 | 4588.9985 | 4662.1172 | 4720.7449 | 4764.0463 | 4775.3952 | 4805.7843 | 4809.7771 | 4816.7908 | 4827.2381 | 4840.1581 | 4834.8209 |  | 18.7045 | 26.6824 | 55.3732 | 108.084 | 175.4813 | 255.4401 | 348.1625 | 447.9802 | 582.7281 | 725.2437 | 884.9843 | 1063.3446 | 1244.7606 | 1413.0012 | 1603.8442 | 1782.4284 | 1958.3502 | 2147.8404 | 2342.2325 | 2525.9276 | 2730.6036 | 2959.4374 | 3139.5272 | 3311.9299 | 3472.3682 | 3602.8712 | 3747.4816 | 3860.2076 | 3966.8395 | 4067.285 | 4156.9506 | 4218.3704 |  | 18.7045 | 26.8089 | 57.4303 | 124.7768 | 217.3131 | 330.4037 | 467.3506 | 616.3438 | 810.8971 | 1018.7417 | 1253.3817 | 1521.8739 | 1781.8657 | 2020.3539 | 2276.8534 | 2515.2439 | 2805.5384 | 3079.699 | 3332.5465 | 3539.7594 | 3748.6311 | 3914.4629 | 4026.4902 | 4126.8549 | 4212.541 | 4267.1202 | 4335.915 | 4373.8786 | 4407.5071 | 4438.3844 | 4462.4406 | 4463.7996 |  | 18.854 | 28.6119 | 76.9168 | 171.5057 | 292.0446 | 436.7842 | 614.0985 | 808.9673 | 1063.7891 | 1330.6273 | 1627.5529 | 1999.8343 | 2363.2757 | 2692.0454 | 3034.0199 | 3335.8215 | 3607.165 | 3861.2917 | 4091.9566 | 4274.435 | 4455.4832 | 4588.9985 | 4662.1172 | 4720.7449 | 4764.0463 | 4775.3952 | 4805.7843 | 4809.7771 | 4816.7908 | 4827.2381 | 4840.1581 | 4834.8209 |  | 18.854 | 28.6057 | 76.8732 | 171.3882 | 291.863 | 436.4597 | 610.0914 | 799.7174 | 1050.6494 | 1312.7636 | 1607.0951 | 1968.5238 | 2321.2064 | 2640.2113 | 2972.9574 | 3266.3387 | 3539.0906 | 3793.7831 | 4026.1169 | 4210.1617 | 4394.4251 | 4531.621 | 4609.8613 | 4674.0013 | 4723.5388 | 4740.6073 | 4776.7632 | 4785.7634 | 4797.3101 | 4811.6338 | 4827.8718 | 4825.021
Whinfell |  | 0 | 0 | 0 | 0 | 0 | 0 | 0 | 0 | 0 | 0 | 0 | 0 | 0 | 0 | 0 | 0 | 0 | 0 | 0 | 0 | 0 | 0 | 0 | 0 | 0 | 0 | 0 | 0 | 0 | 0 | 0 | 0 |  | 0 | 0 | 0 | 0 | 0 | 0 | 0 | 0 | 0 | 0 | 0 | 0 | 0 | 0 | 0 | 0 | 0 | 0 | 0 | 0 | 0 | 0 | 0 | 0 | 0 | 0 | 0 | 0 | 0 | 0 | 0 | 0 |  | 0 | 0 | 0 | 0 | 0 | 0 | 0 | 0 | 0 | 0 | 0 | 0 | 0 | 0 | 0 | 0 | 0 | 0 | 0 | 0 | 0 | 0 | 0 | 0 | 0 | 0 | 0 | 0 | 0 | 0 | 0 | 0 |  | 0 | 0 | 0 | 0 | 0 | 0 | 0 | 0 | 0 | 0 | 0 | 0 | 0 | 0 | 0 | 0 | 0 | 0 | 0 | 0 | 0 | 0 | 0 | 0 | 0 | 0 | 0 | 0 | 0 | 0 | 0 | 0 |  | 0 | 0 | 0 | 0 | 0 | 0 | 0 | 0 | 0 | 0 | 0 | 0 | 0 | 0 | 0 | 0 | 0 | 0 | 0 | 0 | 0 | 0 | 0 | 0 | 0 | 0 | 0 | 0 | 0 | 0 | 0 | 0
Whittle Le Woods |  | 45.4004 | 68.4788 | 180.5785 | 393.8012 | 657.6556 | 965.0639 | 1329.7358 | 1730.7099 | 2255.1256 | 2804.1805 | 3415.162 | 4182.3976 | 4931.0987 | 5608.1813 | 6312.0149 | 6932.7871 | 7489.2564 | 8010.6418 | 8483.9919 | 8858.4453 | 9229.9766 | 9503.6999 | 9653.2612 | 9773.0284 | 9861.3147 | 9883.9165 | 9945.7526 | 9953.3849 | 9967.3379 | 9988.441 | 10014.7634 | 10003.6023 |  | 45.0406 | 63.8646 | 130.0734 | 248.7794 | 396.5262 | 566.6494 | 757.4561 | 962.8638 | 1240.1519 | 1533.4243 | 1862.1431 | 2229.178 | 2602.5008 | 2948.711 | 3341.433 | 3708.9285 | 4070.9454 | 4460.8835 | 4860.9092 | 5238.922 | 5660.1099 | 6131.0106 | 6501.6044 | 6856.3795 | 7186.534 | 7455.0865 | 7752.6699 | 7984.6407 | 8204.0707 | 8410.7702 | 8595.2866 | 8721.678 |  | 45.0406 | 64.1667 | 134.864 | 286.5346 | 489.3943 | 730.0396 | 1011.9982 | 1318.5966 | 1718.8158 | 2146.4581 | 2629.3181 | 3181.8031 | 3717.0107 | 4208.0062 | 4735.9978 | 5226.6758 | 5824.7037 | 6389.2728 | 6909.8394 | 7336.4132 | 7766.2878 | 8107.2121 | 8337.4796 | 8543.7628 | 8719.8614 | 8831.9653 | 8973.3152 | 9051.2299 | 9120.226 | 9183.562 | 9232.873 | 9235.4964 |  | 45.4004 | 68.4788 | 180.5785 | 393.8012 | 657.6556 | 965.0639 | 1329.7358 | 1730.7099 | 2255.1256 | 2804.1805 | 3415.162 | 4182.3976 | 4931.0987 | 5608.1813 | 6312.0149 | 6932.7871 | 7489.2564 | 8010.6418 | 8483.9919 | 8858.4453 | 9229.9766 | 9503.6999 | 9653.2612 | 9773.0284 | 9861.3147 | 9883.9165 | 9945.7526 | 9953.3849 | 9967.3379 | 9988.441 | 10014.7634 | 10003.6023 |  | 45.4004 | 68.4638 | 180.4755 | 393.5206 | 657.2264 | 964.2934 | 1320.9042 | 1710.7078 | 2226.9664 | 2766.0536 | 3371.5057 | 4115.9042 | 4842.2046 | 5498.9576 | 6183.6804 | 6787.0607 | 7346.5952 | 7869.2872 | 8346.227 | 8724.0305 | 9102.3451 | 9383.8417 | 9544.1328 | 9675.4333 | 9776.7411 | 9811.2835 | 9885.1562 | 9903.2422 | 9926.6598 | 9955.8646 | 9989.1227 | 9983.1675
Whitworth |  | 6.9076 | 10.724 | 30.8522 | 73.8886 | 133.2631 | 209.9858 | 310.8437 | 421.572 | 566.3214 | 717.9487 | 886.6624 | 1097.5052 | 1303.5233 | 1489.9993 | 1684.2206 | 1855.8447 | 2011.1013 | 2156.3776 | 2288.1837 | 2392.4622 | 2495.9162 | 2572.3619 | 2614.4234 | 2648.2374 | 2673.3108 | 2680.1917 | 2697.8596 | 2700.4645 | 2704.7257 | 2710.889 | 2718.3817 | 2715.4521 |  | 6.8528 | 9.9985 | 22.1686 | 46.2175 | 79.2908 | 121.5013 | 174.1792 | 230.888 | 307.4416 | 388.4081 | 479.1606 | 580.4914 | 683.5582 | 779.1397 | 887.5622 | 989.0202 | 1088.9657 | 1196.6196 | 1307.0585 | 1411.42 | 1527.7014 | 1657.7074 | 1760.0208 | 1857.9669 | 1949.1158 | 2023.2577 | 2105.4143 | 2169.4567 | 2230.0368 | 2287.1023 | 2338.0435 | 2372.9376 |  | 6.8528 | 10.0464 | 23.0162 | 53.7397 | 99.147 | 158.8309 | 236.55 | 321.1989 | 431.8088 | 549.9286 | 683.2267 | 835.7785 | 983.3769 | 1118.7367 | 1264.3681 | 1399.7394 | 1564.2872 | 1719.8175 | 1863.3223 | 1980.9496 | 2099.5844 | 2193.9871 | 2257.7853 | 2314.949 | 2363.7611 | 2394.8903 | 2434.1 | 2455.7876 | 2475.0112 | 2492.6711 | 2506.4488 | 2507.3207 |  | 6.9076 | 10.724 | 30.8522 | 73.8886 | 133.2631 | 209.9858 | 310.8437 | 421.572 | 566.3214 | 717.9487 | 886.6624 | 1097.5052 | 1303.5233 | 1489.9993 | 1684.2206 | 1855.8447 | 2011.1013 | 2156.3776 | 2288.1837 | 2392.4622 | 2495.9162 | 2572.3619 | 2614.4234 | 2648.2374 | 2673.3108 | 2680.1917 | 2697.8596 | 2700.4645 | 2704.7257 | 2710.889 | 2718.3817 | 2715.4521 |  | 6.9076 | 10.7218 | 30.835 | 73.8442 | 133.192 | 209.8607 | 308.9045 | 416.8742 | 559.5017 | 708.5871 | 875.9373 | 1080.9048 | 1280.961 | 1462.0249 | 1651.0725 | 1817.95 | 1973.9106 | 2119.4264 | 2252.0911 | 2357.1865 | 2462.3711 | 2540.7929 | 2585.6544 | 2622.4906 | 2650.9981 | 2661.0303 | 2681.8766 | 2687.2404 | 2693.9982 | 2702.2919 | 2711.6075 | 2710.0391
Wigton |  | 21.8666 | 33.6067 | 93.8902 | 218.2836 | 384.7457 | 594.1417 | 862.7017 | 1157.6487 | 1543.2589 | 1947.1444 | 2396.5518 | 2958.8067 | 3508.0294 | 4005.0527 | 4522.4869 | 4979.5195 | 5392.0981 | 5778.2721 | 6128.6918 | 6405.9204 | 6680.9634 | 6884.0638 | 6995.6348 | 7085.2492 | 7151.6102 | 7169.5449 | 7216.2424 | 7222.8749 | 7233.9742 | 7250.1845 | 7270.0051 | 7262.1077 |  | 21.6932 | 31.3363 | 67.5185 | 136.9546 | 229.81 | 345.1829 | 485.5089 | 636.5729 | 840.5003 | 1056.1832 | 1297.9346 | 1567.865 | 1842.4197 | 2097.0349 | 2385.8565 | 2656.1256 | 2922.3656 | 3209.1399 | 3503.3328 | 3781.3367 | 4091.0932 | 4437.4101 | 4709.9579 | 4970.872 | 5213.6792 | 5411.1822 | 5630.0355 | 5800.635 | 5962.0116 | 6114.0257 | 6249.7255 | 6342.6782 |  | 21.6932 | 31.4857 | 70.069 | 158.7796 | 286.266 | 449.4151 | 656.5235 | 882.0137 | 1176.5899 | 1491.2088 | 1846.3012 | 2252.6632 | 2645.9433 | 3006.6413 | 3394.666 | 3755.3336 | 4194.0069 | 4608.5236 | 4990.9303 | 5304.3591 | 5620.4123 | 5871.7144 | 6041.5243 | 6193.6687 | 6323.5769 | 6406.3898 | 6510.7242 | 6568.3878 | 6619.4888 | 6666.4248 | 6703.0256 | 6705.2574 |  | 21.8666 | 33.6067 | 93.8902 | 218.2836 | 384.7457 | 594.1417 | 862.7017 | 1157.6487 | 1543.2589 | 1947.1444 | 2396.5518 | 2958.8067 | 3508.0294 | 4005.0527 | 4522.4869 | 4979.5195 | 5392.0981 | 5778.2721 | 6128.6918 | 6405.9204 | 6680.9634 | 6884.0638 | 6995.6348 | 7085.2492 | 7151.6102 | 7169.5449 | 7216.2424 | 7222.8749 | 7233.9742 | 7250.1845 | 7270.0051 | 7262.1077 |  | 21.8666 | 33.5996 | 93.8374 | 218.1449 | 384.5272 | 593.7545 | 857.2286 | 1144.6266 | 1524.5043 | 1921.4892 | 2367.1641 | 2913.5033 | 3446.7073 | 3929.1902 | 4432.7794 | 4877.1338 | 5291.6755 | 5678.562 | 6031.3506 | 6310.8218 | 6590.5624 | 6799.0315 | 6918.1612 | 7015.926 | 7091.534 | 7117.953 | 7173.2063 | 7187.2665 | 7205.0879 | 7227.0389 | 7251.7719 | 7247.5473
Willow Hey |  | 22.5831 | 34.6561 | 96.3925 | 223.0597 | 391.7054 | 602.8677 | 872.509 | 1168.6624 | 1555.8573 | 1961.394 | 2412.6405 | 2977.3097 | 3528.8606 | 4027.9725 | 4547.5388 | 5006.4186 | 5420.5078 | 5808.1169 | 6159.8484 | 6438.1135 | 6714.1862 | 6918.0218 | 7029.9644 | 7119.8628 | 7186.418 | 7204.3549 | 7251.1774 | 7257.7817 | 7268.8809 | 7285.1201 | 7304.9968 | 7297.0501 |  | 22.4041 | 32.3153 | 69.3266 | 140.0194 | 234.1154 | 350.4913 | 491.3928 | 643.0762 | 847.8399 | 1064.4072 | 1307.1499 | 1578.1872 | 1853.8678 | 2109.5271 | 2399.5331 | 2670.9105 | 2938.2422 | 3226.1924 | 3521.5918 | 3800.7357 | 4111.7623 | 4459.4994 | 4733.1648 | 4995.1488 | 5238.9517 | 5437.2646 | 5657.0153 | 5828.3144 | 5990.3527 | 6142.9902 | 6279.2465 | 6372.5804 |  | 22.4041 | 32.4693 | 71.9404 | 162.2571 | 291.4472 | 456.0177 | 663.9893 | 890.4038 | 1186.1747 | 1502.0775 | 1858.6271 | 2266.653 | 2661.5638 | 3023.7626 | 3413.3935 | 3775.5507 | 4216.0847 | 4632.3386 | 5016.3372 | 5331.0669 | 5648.4211 | 5900.7225 | 6071.2035 | 6223.9481 | 6354.3672 | 6437.4998 | 6542.2412 | 6600.1216 | 6651.4126 | 6698.5217 | 6735.2543 | 6737.4788 |  | 22.5831 | 34.6561 | 96.3925 | 223.0597 | 391.7054 | 602.8677 | 872.509 | 1168.6624 | 1555.8573 | 1961.394 | 2412.6405 | 2977.3097 | 3528.8606 | 4027.9725 | 4547.5388 | 5006.4186 | 5420.5078 | 5808.1169 | 6159.8484 | 6438.1135 | 6714.1862 | 6918.0218 | 7029.9644 | 7119.8628 | 7186.418 | 7204.3549 | 7251.1774 | 7257.7817 | 7268.8809 | 7285.1201 | 7304.9968 | 7297.0501 |  | 22.5831 | 34.6488 | 96.3382 | 222.9168 | 391.4807 | 602.4692 | 866.9579 | 1155.4951 | 1536.9194 | 1935.5039 | 2382.9843 | 2931.6248 | 3467.0665 | 3951.556 | 4457.2092 | 4903.3526 | 5319.4288 | 5707.7669 | 6061.8916 | 6342.4207 | 6623.226 | 6832.4713 | 6952.0216 | 7050.122 | 7125.98 | 7152.4521 | 7207.8817 | 7221.9582 | 7239.8201 | 7261.8353 | 7286.6549 | 7282.4046
Willowbank |  | 21.7122 | 33.6069 | 95.857 | 227.621 | 407.8792 | 639.1155 | 941.1055 | 1272.6807 | 1706.144 | 2160.1896 | 2665.4031 | 3296.9579 | 3914.0117 | 4472.5037 | 5054.1238 | 5568.0147 | 6032.6393 | 6467.4316 | 6861.9247 | 7174.0266 | 7483.6625 | 7712.4222 | 7838.2363 | 7939.357 | 8014.3125 | 8034.8004 | 8087.5988 | 8095.3085 | 8107.9942 | 8126.3887 | 8148.7848 | 8139.9844 |  | 21.5401 | 31.3344 | 68.8935 | 142.5014 | 242.9492 | 370.2187 | 527.9645 | 697.7813 | 927.0238 | 1169.4811 | 1441.243 | 1744.682 | 2053.3194 | 2339.542 | 2664.2173 | 2968.0371 | 3267.3276 | 3589.7014 | 3920.4148 | 4232.9296 | 4581.1386 | 4970.4466 | 5276.8278 | 5570.1313 | 5843.0801 | 6065.1007 | 6311.122 | 6502.8994 | 6684.3089 | 6855.1937 | 7007.7391 | 7112.2307 |  | 21.5401 | 31.4842 | 71.5184 | 165.5563 | 303.465 | 483.4237 | 716.1789 | 969.6628 | 1300.867 | 1654.5708 | 2053.7388 | 2510.557 | 2952.5757 | 3357.9512 | 3794.0749 | 4199.4667 | 4692.3128 | 5158.1155 | 5587.8848 | 5940.1501 | 6295.4147 | 6578.056 | 6769.061 | 6940.201 | 7086.335 | 7179.5198 | 7296.9007 | 7361.8129 | 7419.3467 | 7472.1981 | 7513.426 | 7516.0101 |  | 21.7122 | 33.6069 | 95.857 | 227.621 | 407.8792 | 639.1155 | 941.1055 | 1272.6807 | 1706.144 | 2160.1896 | 2665.4031 | 3296.9579 | 3914.0117 | 4472.5037 | 5054.1238 | 5568.0147 | 6032.6393 | 6467.4316 | 6861.9247 | 7174.0266 | 7483.6625 | 7712.4222 | 7838.2363 | 7939.357 | 8014.3125 | 8034.8004 | 8087.5988 | 8095.3085 | 8107.9942 | 8126.3887 | 8148.7848 | 8139.9844 |  | 21.7122 | 33.6 | 95.8033 | 227.482 | 407.6578 | 638.725 | 935.2075 | 1258.4624 | 1685.5478 | 2131.9434 | 2633.044 | 3246.9265 | 3846.0865 | 4388.3353 | 4954.4439 | 5454.1107 | 5920.8697 | 6356.4011 | 6753.4896 | 7068.0575 | 7382.9016 | 7617.6099 | 7751.8382 | 7862.0386 | 7947.3069 | 7977.2584 | 8039.6009 | 8055.5954 | 8075.7783 | 8100.572 | 8128.4436 | 8123.7332
Willowholme |  | 32.8321 | 49.7377 | 132.9812 | 294.6829 | 499.1168 | 742.6433 | 1038.5071 | 1363.7031 | 1788.9647 | 2234.2613 | 2729.7711 | 3351.2824 | 3957.9701 | 4506.7407 | 5077.4604 | 5581.0569 | 6033.4874 | 6457.2574 | 6841.9247 | 7146.2311 | 7448.1552 | 7670.7565 | 7792.5917 | 7890.2493 | 7962.342 | 7981.1254 | 8031.6947 | 8038.237 | 8049.8422 | 8067.1949 | 8088.7014 | 8079.7576 |  | 32.5718 | 46.3843 | 95.7496 | 185.8361 | 300.1869 | 434.781 | 589.5189 | 756.0976 | 980.9689 | 1218.803 | 1485.3829 | 1783.0359 | 2085.7882 | 2366.553 | 2685.0374 | 2983.0639 | 3276.6475 | 3592.8742 | 3917.2815 | 4223.8372 | 4565.4065 | 4947.2911 | 5247.8303 | 5535.5409 | 5803.2851 | 6021.0722 | 6262.4023 | 6450.5228 | 6628.4732 | 6796.0996 | 6945.7362 | 7048.2354 |  | 32.5718 | 46.6041 | 99.2982 | 214.3989 | 371.403 | 561.7739 | 790.3451 | 1038.9885 | 1363.6361 | 1710.4797 | 2102.056 | 2550.1185 | 2984.0395 | 3382.0829 | 3810.1698 | 4208.026 | 4692.6131 | 5150.2218 | 5572.233 | 5918.0702 | 6266.6523 | 6543.3291 | 6730.2285 | 6897.6683 | 7040.6163 | 7131.6561 | 7246.4178 | 7309.7294 | 7365.8071 | 7417.2937 | 7457.3994 | 7459.6316 |  | 32.8321 | 49.7377 | 132.9812 | 294.6829 | 499.1168 | 742.6433 | 1038.5071 | 1363.7031 | 1788.9647 | 2234.2613 | 2729.7711 | 3351.2824 | 3957.9701 | 4506.7407 | 5077.4604 | 5581.0569 | 6033.4874 | 6457.2574 | 6841.9247 | 7146.2311 | 7448.1552 | 7670.7565 | 7792.5917 | 7890.2493 | 7962.342 | 7981.1254 | 8031.6947 | 8038.237 | 8049.8422 | 8067.1949 | 8088.7014 | 8079.7576 |  | 32.8321 | 49.7269 | 132.9056 | 294.4787 | 498.8024 | 742.0806 | 1031.6985 | 1348.0662 | 1766.8047 | 2204.1667 | 2695.3078 | 3298.6033 | 3887.2824 | 4419.7084 | 4975.0024 | 5464.5337 | 5919.3491 | 6344.0928 | 6731.5774 | 7038.5241 | 7345.8486 | 7574.6333 | 7705.0551 | 7811.9511 | 7894.4898 | 7922.8538 | 7983.0819 | 7998.0117 | 8017.2098 | 8041.0575 | 8068.1235 | 8063.3476
Wilmslow |  | 58.4225 | 86.7409 | 217.0994 | 443.5678 | 696.1434 | 956.2806 | 1220.3624 | 1511.5003 | 1892.5698 | 2291.1956 | 2734.8503 | 3296.571 | 3843.5069 | 4337.3786 | 4849.0541 | 5298.8826 | 5695.7387 | 6068.441 | 6407.1949 | 6675.125 | 6941.0132 | 7135.8795 | 7241.0339 | 7324.6453 | 7385.613 | 7399.1321 | 7441.3529 | 7444.6457 | 7452.9311 | 7466.7356 | 7484.8355 | 7476.0416 |  | 57.9594 | 80.9092 | 156.6271 | 282.3025 | 424.5198 | 569.607 | 708.2067 | 857.4124 | 1058.8311 | 1271.8607 | 1510.638 | 1777.2477 | 2048.4249 | 2299.9079 | 2585.1764 | 2852.1207 | 3115.0854 | 3398.3317 | 3688.9055 | 3963.4895 | 4269.4353 | 4611.4919 | 4880.6868 | 5138.3911 | 5378.2113 | 5573.2847 | 5789.4456 | 5957.9464 | 6117.3377 | 6267.4818 | 6401.5122 | 6493.3215 |  | 57.9594 | 81.2891 | 162.2551 | 322.8475 | 518.1287 | 723.4701 | 928.842 | 1151.536 | 1441.7186 | 1752.0973 | 2102.8846 | 2504.1037 | 2893.6017 | 3251.1323 | 3635.2751 | 3992.1266 | 4429.0386 | 4840.6527 | 5219.7495 | 5530.2449 | 5842.7029 | 6089.0779 | 6255.3191 | 6404.1968 | 6531.2314 | 6611.8502 | 6713.6845 | 6769.4806 | 6818.8063 | 6864.0254 | 6899.1029 | 6900.3408 |  | 58.4225 | 86.7409 | 217.0994 | 443.5678 | 696.1434 | 956.2806 | 1220.3624 | 1511.5003 | 1892.5698 | 2291.1956 | 2734.8503 | 3296.571 | 3843.5069 | 4337.3786 | 4849.0541 | 5298.8826 | 5695.7387 | 6068.441 | 6407.1949 | 6675.125 | 6941.0132 | 7135.8795 | 7241.0339 | 7324.6453 | 7385.613 | 7399.1321 | 7441.3529 | 7444.6457 | 7452.9311 | 7466.7356 | 7484.8355 | 7476.0416 |  | 58.4225 | 86.7211 | 216.9741 | 443.2145 | 695.6172 | 955.3245 | 1211.6904 | 1493.2433 | 1867.7991 | 2258.2347 | 2697.1355 | 3240.3255 | 3769.9838 | 4248.1815 | 4745.5118 | 5182.4591 | 5582.1846 | 5956.3842 | 6298.3445 | 6569.1963 | 6840.6547 | 7041.9359 | 7155.6184 | 7248.3396 | 7319.4933 | 7342.3424 | 7393.9608 | 7405.4222 | 7421.109 | 7441.2791 | 7464.8325 | 7460.1643
Windermere |  | 34.1581 | 51.8444 | 139.4357 | 311.0674 | 529.9276 | 792.8991 | 1115.2699 | 1469.5524 | 1932.8313 | 2417.9585 | 2957.7858 | 3634.5927 | 4295.3341 | 4893.0454 | 5514.7715 | 6063.4681 | 6556.8196 | 7018.8638 | 7438.2489 | 7770.0234 | 8099.1974 | 8341.9541 | 8474.9041 | 8581.5083 | 8660.2475 | 8680.8939 | 8736.1557 | 8743.4253 | 8756.1853 | 8775.1861 | 8798.6802 | 8788.9802 |  | 33.8873 | 48.348 | 100.3797 | 196.0258 | 318.3939 | 463.6623 | 632.2366 | 813.7105 | 1058.6895 | 1317.7903 | 1608.2074 | 1932.4761 | 2262.3 | 2568.1705 | 2915.1332 | 3239.8088 | 3559.6442 | 3904.1474 | 4257.5628 | 4591.5302 | 4963.6421 | 5379.6743 | 5707.0872 | 6020.5246 | 6312.21 | 6549.4714 | 6812.3809 | 7017.3228 | 7211.1853 | 7393.8006 | 7556.8174 | 7668.482 |  | 33.8873 | 48.5773 | 104.1097 | 226.3125 | 394.3236 | 599.785 | 848.7592 | 1119.6369 | 1473.3477 | 1851.2216 | 2277.8094 | 2765.9432 | 3238.6187 | 3672.199 | 4138.5259 | 4571.9306 | 5099.6898 | 5598.1213 | 6057.8071 | 6434.5282 | 6814.2672 | 7115.7643 | 7319.4407 | 7501.9136 | 7657.6997 | 7756.9314 | 7882.0081 | 7951.0316 | 8012.1737 | 8068.3141 | 8112.0529 | 8114.5269 |  | 34.1581 | 51.8444 | 139.4357 | 311.0674 | 529.9276 | 792.8991 | 1115.2699 | 1469.5524 | 1932.8313 | 2417.9585 | 2957.7858 | 3634.5927 | 4295.3341 | 4893.0454 | 5514.7715 | 6063.4681 | 6556.8196 | 7018.8638 | 7438.2489 | 7770.0234 | 8099.1974 | 8341.9541 | 8474.9041 | 8581.5083 | 8660.2475 | 8680.8939 | 8736.1557 | 8743.4253 | 8756.1853 | 8775.1861 | 8798.6802 | 8788.9802 |  | 34.1581 | 51.8332 | 139.3565 | 310.8544 | 529.5986 | 792.3111 | 1107.9953 | 1452.753 | 1908.9629 | 2385.5059 | 2920.6206 | 3577.7058 | 4218.8919 | 4798.8545 | 5403.805 | 5937.1942 | 6433.1034 | 6896.1735 | 7318.59 | 7653.21 | 7988.2266 | 8237.671 | 8379.9289 | 8496.5514 | 8586.6246 | 8617.6667 | 8683.4096 | 8699.7804 | 8720.7789 | 8746.8251 | 8776.3495 | 8771.1683
Winifred Rd |  | 34.8339 | 53.6358 | 150.6728 | 352.2963 | 623.7579 | 967.1177 | 1409.7671 | 1895.872 | 2531.3856 | 3197.0344 | 3937.7055 | 4864.1432 | 5769.1651 | 6588.2071 | 7440.9651 | 8194.2474 | 8874.562 | 9511.2965 | 10089.0601 | 10546.1501 | 10999.6344 | 11334.5495 | 11518.5934 | 11666.4461 | 11775.9647 | 11805.66 | 11882.7491 | 11893.7867 | 11912.1668 | 11938.955 | 11971.6694 | 11958.6862 |  | 34.5578 | 50.0114 | 108.3356 | 220.9055 | 372.2881 | 561.4148 | 792.6846 | 1041.6516 | 1377.7423 | 1733.2069 | 2131.6348 | 2576.5043 | 3028.9951 | 3448.6237 | 3924.6275 | 4370.0552 | 4808.8426 | 5281.4721 | 5766.3284 | 6224.5038 | 6735.0101 | 7305.7715 | 7754.9545 | 8184.9643 | 8585.1323 | 8910.635 | 9271.3248 | 9552.488 | 9818.451 | 10068.9839 | 10292.6293 | 10445.8237 |  | 34.5578 | 50.2501 | 112.4373 | 256.2541 | 464.095 | 731.5339 | 1072.8406 | 1444.4694 | 1929.9824 | 2448.5146 | 3033.7367 | 3703.4623 | 4351.5885 | 4946.0097 | 5585.4798 | 6179.8721 | 6902.726 | 7585.8147 | 8216.0096 | 8732.5381 | 9253.4125 | 9667.6409 | 9947.5512 | 10198.3444 | 10412.4864 | 10549.0079 | 10721.0001 | 10816.0728 | 10900.3293 | 10977.7213 | 11038.0778 | 11041.7875 |  | 34.8339 | 53.6358 | 150.6728 | 352.2963 | 623.7579 | 967.1177 | 1409.7671 | 1895.872 | 2531.3856 | 3197.0344 | 3937.7055 | 4864.1432 | 5769.1651 | 6588.2071 | 7440.9651 | 8194.2474 | 8874.562 | 9511.2965 | 10089.0601 | 10546.1501 | 10999.6344 | 11334.5495 | 11518.5934 | 11666.4461 | 11775.9647 | 11805.66 | 11882.7491 | 11893.7867 | 11912.1668 | 11938.955 | 11971.6694 | 11958.6862 |  | 34.8339 | 53.6246 | 150.5881 | 352.0748 | 623.408 | 966.4985 | 1400.8538 | 1874.5869 | 2500.6805 | 3155.0017 | 3889.5559 | 4789.8551 | 5668.5244 | 6463.6455 | 7293.6076 | 8026.0068 | 8709.5263 | 9347.4092 | 9929.0485 | 10389.8115 | 10851.0073 | 11194.7343 | 11391.2008 | 11552.4516 | 11677.1755 | 11720.8226 | 11811.9816 | 11835.2333 | 11864.6672 | 11900.8938 | 11941.6847 | 11934.7384
Withington |  | 34.2994 | 53.3651 | 154.4754 | 372.1856 | 674.2936 | 1066.606 | 1584.6043 | 2153.261 | 2896.6225 | 3675.3215 | 4541.7667 | 5624.357 | 6682.231 | 7639.7932 | 8637.2073 | 9518.6423 | 10316.3099 | 11062.6622 | 11739.7936 | 12275.5091 | 12806.9865 | 13199.7605 | 13415.9304 | 13589.7404 | 13718.652 | 13754.1228 | 13844.9816 | 13858.4634 | 13880.4325 | 13912.1545 | 13950.681 | 13935.6678 |  | 34.0275 | 49.7539 | 110.9787 | 232.6616 | 400.8997 | 616.6809 | 887.2106 | 1178.4417 | 1571.5865 | 1987.3941 | 2453.4583 | 2973.8479 | 3503.1526 | 3994.0165 | 4550.8257 | 5071.8684 | 5585.1434 | 6138.0056 | 6705.1701 | 7241.1244 | 7838.2932 | 8505.9459 | 9031.3813 | 9534.3887 | 10002.4884 | 10383.2478 | 10805.1675 | 11134.0604 | 11445.1728 | 11738.2356 | 11999.8467 | 12179.0471 |  | 34.0275 | 49.9924 | 115.2324 | 270.6862 | 501.6648 | 806.7646 | 1205.8687 | 1640.5884 | 2208.6559 | 2815.2777 | 3499.8349 | 4283.277 | 5041.2429 | 5736.3494 | 6484.2186 | 7179.405 | 8024.3326 | 8822.9964 | 9559.9278 | 10163.9796 | 10773.2254 | 11258.0937 | 11585.7801 | 11879.3917 | 12130.1093 | 12290.0123 | 12491.4145 | 12602.8293 | 12701.5897 | 12792.3193 | 12863.1096 | 12867.6183 |  | 34.2994 | 53.3651 | 154.4754 | 372.1856 | 674.2936 | 1066.606 | 1584.6043 | 2153.261 | 2896.6225 | 3675.3215 | 4541.7667 | 5624.357 | 6682.231 | 7639.7932 | 8637.2073 | 9518.6423 | 10316.3099 | 11062.6622 | 11739.7936 | 12275.5091 | 12806.9865 | 13199.7605 | 13415.9304 | 13589.7404 | 13718.652 | 13754.1228 | 13844.9816 | 13858.4634 | 13880.4325 | 13912.1545 | 13950.681 | 13935.6678 |  | 34.2994 | 53.3542 | 154.3892 | 371.9644 | 673.9386 | 1065.9821 | 1574.7498 | 2129.3073 | 2861.7988 | 3627.4878 | 4486.9647 | 5539.4714 | 6566.7741 | 7496.5844 | 8467.4503 | 9324.5199 | 10125.7737 | 10873.3303 | 11554.8435 | 12094.7319 | 12635.067 | 13037.9539 | 13268.4693 | 13457.7663 | 13604.2802 | 13655.9048 | 13763.0562 | 13790.6798 | 13825.4457 | 13868.0866 | 13915.9554 | 13907.9167
Withyfold Drive |  | 81.0574 | 120.9564 | 307.9545 | 643.3174 | 1032.141 | 1452.8614 | 1909.8458 | 2413.0478 | 3071.4497 | 3760.4571 | 4527.2409 | 5494.4799 | 6437.2035 | 7289.0433 | 8172.9224 | 8951.1086 | 9642.6542 | 10291.4196 | 10880.7821 | 11346.9637 | 11809.5538 | 12149.3943 | 12333.8335 | 12480.9674 | 12588.7967 | 12614.4256 | 12689.4945 | 12696.9454 | 12712.7099 | 12737.7572 | 12769.833 | 12755.1737 |  | 80.4149 | 112.8185 | 222.058 | 408.3793 | 626.847 | 860.742 | 1100.251 | 1358.0875 | 1706.1515 | 2074.2798 | 2486.9018 | 2947.6199 | 3416.2309 | 3850.809 | 4343.7706 | 4805.0669 | 5259.4862 | 5748.9534 | 6251.083 | 6725.581 | 7254.2743 | 7845.3693 | 8310.5547 | 8755.8837 | 9170.3079 | 9507.4067 | 9880.9463 | 10172.126 | 10447.5641 | 10707.0223 | 10938.6352 | 11097.2873 |  | 80.4149 | 113.3495 | 230.1035 | 468.1822 | 768.1562 | 1099.1134 | 1453.5703 | 1838.4113 | 2340.2808 | 2876.8342 | 3482.9823 | 4176.3914 | 4848.8974 | 5466.0461 | 6129.3869 | 6745.7128 | 7498.7594 | 8208.8668 | 8863.216 | 9399.2729 | 9939.0614 | 10365.8045 | 10653.8792 | 10911.903 | 11132.116 | 11272.0654 | 11448.6987 | 11545.7438 | 11631.6012 | 11710.3585 | 11771.5544 | 11774.2159 |  | 81.0574 | 120.9564 | 307.9545 | 643.3174 | 1032.141 | 1452.8614 | 1909.8458 | 2413.0478 | 3071.4497 | 3760.4571 | 4527.2409 | 5494.4799 | 6437.2035 | 7289.0433 | 8172.9224 | 8951.1086 | 9642.6542 | 10291.4196 | 10880.7821 | 11346.9637 | 11809.5538 | 12149.3943 | 12333.8335 | 12480.9674 | 12588.7967 | 12614.4256 | 12689.4945 | 12696.9454 | 12712.7099 | 12737.7572 | 12769.833 | 12755.1737 |  | 81.0574 | 120.9291 | 307.7774 | 642.8236 | 1031.3994 | 1451.5193 | 1896.6251 | 2384.4141 | 3032.0202 | 3707.6172 | 4466.7628 | 5403.4986 | 6317.1521 | 7142.6156 | 8002.0676 | 8758.1883 | 9454.1895 | 10105.1137 | 10699.5485 | 11170.3972 | 11642.1101 | 11992.435 | 12191.037 | 12353.3406 | 12478.2031 | 12519.4414 | 12610.2382 | 12631.355 | 12659.4978 | 12695.1695 | 12736.3443 | 12728.5452
Woodbine St |  | 23.1976 | 35.7082 | 100.2235 | 234.1275 | 414.2409 | 641.8635 | 935.0734 | 1257.072 | 1678.0411 | 2118.9704 | 2609.5951 | 3223.295 | 3822.8025 | 4365.3514 | 4930.226 | 5429.2 | 5879.8092 | 6301.5572 | 6684.247 | 6987.0068 | 7287.3784 | 7509.2093 | 7631.1043 | 7729.0265 | 7801.557 | 7821.2132 | 7872.2645 | 7879.565 | 7891.7311 | 7909.4684 | 7931.1337 | 7922.5302 |  | 23.0137 | 33.2953 | 72.0637 | 146.8221 | 247.2681 | 372.6513 | 525.846 | 690.7634 | 913.3921 | 1148.8543 | 1412.7756 | 1707.46 | 2007.193 | 2285.1578 | 2600.4659 | 2895.5202 | 3186.1759 | 3499.2489 | 3820.4209 | 4123.9194 | 4462.0822 | 4840.1583 | 5137.7002 | 5422.5415 | 5687.6155 | 5903.2306 | 6142.154 | 6328.3984 | 6504.574 | 6670.5287 | 6818.673 | 6920.15 |  | 23.0137 | 33.4542 | 74.7911 | 170.3008 | 308.2085 | 485.51 | 711.5965 | 957.7659 | 1279.3703 | 1622.8483 | 2010.5035 | 2454.1338 | 2883.4605 | 3277.2133 | 3700.8056 | 4094.5371 | 4573.3725 | 5025.8624 | 5443.3124 | 5785.4674 | 6130.4991 | 6404.8806 | 6590.2901 | 6756.4126 | 6898.2573 | 6988.6862 | 7102.6109 | 7165.5838 | 7221.392 | 7272.6532 | 7312.6301 | 7315.0842 |  | 23.1976 | 35.7082 | 100.2235 | 234.1275 | 414.2409 | 641.8635 | 935.0734 | 1257.072 | 1678.0411 | 2118.9704 | 2609.5951 | 3223.295 | 3822.8025 | 4365.3514 | 4930.226 | 5429.2 | 5879.8092 | 6301.5572 | 6684.247 | 6987.0068 | 7287.3784 | 7509.2093 | 7631.1043 | 7729.0265 | 7801.557 | 7821.2132 | 7872.2645 | 7879.565 | 7891.7311 | 7909.4684 | 7931.1337 | 7922.5302 |  | 23.1976 | 35.7007 | 100.1671 | 233.98 | 414.0081 | 641.4513 | 929.1582 | 1242.9545 | 1657.6809 | 2091.102 | 2577.6714 | 3174.0476 | 3756.0941 | 4282.7931 | 4832.5654 | 5317.705 | 5770.4404 | 6192.9517 | 6578.2117 | 6883.4068 | 7188.8898 | 7416.5614 | 7546.6887 | 7653.4895 | 7736.0956 | 7764.9969 | 7825.3713 | 7840.7652 | 7860.256 | 7884.2477 | 7911.265 | 7906.662
Woodfield Rd |  | 66.554 | 99.8746 | 259.06 | 553.8879 | 908.4788 | 1308.9623 | 1767.5636 | 2272.1016 | 2932.0762 | 3622.9304 | 4391.7298 | 5358.8491 | 6302.1555 | 7154.9517 | 8040.8084 | 8821.581 | 9519.1157 | 10172.9936 | 10766.7738 | 11236.4778 | 11702.5348 | 12045.5195 | 12232.4364 | 12381.897 | 12491.8251 | 12519.1938 | 12596.0096 | 12604.7805 | 12621.6538 | 12647.6452 | 12680.3914 | 12666.0921 |  | 66.0265 | 93.1497 | 186.6963 | 350.6839 | 549.5302 | 771.5787 | 1011.6892 | 1270.1733 | 1619.1116 | 1988.1645 | 2401.823 | 2863.6983 | 3333.4863 | 3769.1559 | 4263.3557 | 4725.8107 | 5181.3714 | 5672.068 | 6175.4587 | 6651.1486 | 7181.1699 | 7773.7495 | 8240.1033 | 8686.5509 | 9102.016 | 9439.9616 | 9814.4393 | 10106.3504 | 10382.4803 | 10642.5902 | 10874.7849 | 11033.8355 |  | 66.0265 | 93.5892 | 193.5203 | 403.0534 | 676.079 | 990.2153 | 1345.2386 | 1731.0551 | 2234.4925 | 2772.5412 | 3380.1866 | 4075.3948 | 4749.1682 | 5367.3599 | 6032.0107 | 6649.6368 | 7403.123 | 8114.1366 | 8769.5725 | 9306.6074 | 9847.6348 | 10276.1829 | 10565.5721 | 10824.8011 | 11046.0766 | 11186.8469 | 11364.4098 | 11462.1612 | 11548.6922 | 11628.1023 | 11689.8805 | 11692.9346 |  | 66.554 | 99.8746 | 259.06 | 553.8879 | 908.4788 | 1308.9623 | 1767.5636 | 2272.1016 | 2932.0762 | 3622.9304 | 4391.7298 | 5358.8491 | 6302.1555 | 7154.9517 | 8040.8084 | 8821.581 | 9519.1157 | 10172.9936 | 10766.7738 | 11236.4778 | 11702.5348 | 12045.5195 | 12232.4364 | 12381.897 | 12491.8251 | 12519.1938 | 12596.0096 | 12604.7805 | 12621.6538 | 12647.6452 | 12680.3914 | 12666.0921 |  | 66.554 | 99.8524 | 258.9117 | 553.4793 | 907.8592 | 1307.8459 | 1755.6141 | 2245.5506 | 2895.0424 | 3573.0016 | 4334.5697 | 5272.2318 | 6186.9766 | 7013.8544 | 7875.4906 | 8634.2855 | 9335.9154 | 9991.6406 | 10590.1597 | 11064.2604 | 11539.0914 | 11892.1426 | 12092.8337 | 12257.0789 | 12383.6625 | 12426.3003 | 12518.5053 | 12540.644 | 12569.6225 | 12605.9872 | 12647.615 | 12639.9942
Woodhill Lane |  | 5.5943 | 9.456 | 33.5226 | 95.1536 | 191.839 | 329.6713 | 526.0282 | 741.3656 | 1022.7716 | 1317.656 | 1645.7489 | 2054.3511 | 2453.9793 | 2815.9306 | 3193.4433 | 3527.4841 | 3831.629 | 4115.9587 | 4373.8062 | 4577.8173 | 4780.2003 | 4930.0612 | 5012.9185 | 5079.709 | 5129.4355 | 5143.7072 | 5178.8909 | 5184.6493 | 5193.5046 | 5205.9579 | 5220.8409 | 5215.3562 |  | 5.5499 | 8.8092 | 23.9643 | 58.5746 | 112.134 | 187.5821 | 290.0084 | 400.2724 | 549.1223 | 706.5528 | 883.011 | 1080.0375 | 1280.4395 | 1466.2872 | 1677.1027 | 1874.3765 | 2068.7094 | 2278.0305 | 2492.7667 | 2695.6863 | 2921.7825 | 3174.5648 | 3373.5018 | 3563.9472 | 3741.1761 | 3885.3368 | 4045.0813 | 4169.6046 | 4287.396 | 4398.3535 | 4497.403 | 4565.2507 |  | 5.5499 | 8.8529 | 24.9508 | 69.1596 | 142.6878 | 249.3305 | 400.2739 | 564.8691 | 780.1016 | 1009.8511 | 1269.0211 | 1565.6718 | 1852.4359 | 2115.3578 | 2398.3322 | 2661.4146 | 2980.5859 | 3282.5299 | 3561.2622 | 3789.7792 | 4020.3892 | 4204.3354 | 4328.6989 | 4440.1443 | 4535.3253 | 4596.1027 | 4672.6005 | 4715.0162 | 4752.6384 | 4787.2186 | 4814.2361 | 4816.1372 |  | 5.5943 | 9.456 | 33.5226 | 95.1536 | 191.839 | 329.6713 | 526.0282 | 741.3656 | 1022.7716 | 1317.656 | 1645.7489 | 2054.3511 | 2453.9793 | 2815.9306 | 3193.4433 | 3527.4841 | 3831.629 | 4115.9587 | 4373.8062 | 4577.8173 | 4780.2003 | 4930.0612 | 5012.9185 | 5079.709 | 5129.4355 | 5143.7072 | 5178.8909 | 5184.6493 | 5193.5046 | 5205.9579 | 5220.8409 | 5215.3562 |  | 5.5943 | 9.4545 | 33.5046 | 95.1133 | 191.7669 | 329.5502 | 522.9528 | 733.3794 | 1010.8408 | 1301.0754 | 1626.7442 | 2024.5206 | 2412.8663 | 2764.5738 | 3132.1696 | 3457.0573 | 3762.3733 | 4046.9997 | 4306.3322 | 4511.7814 | 4717.3313 | 4870.7978 | 4958.8733 | 5031.3147 | 5087.4942 | 5107.6914 | 5148.8535 | 5159.7992 | 5173.3465 | 5189.7942 | 5208.0937 | 5205.1496
Woodhouse Park |  | 24.3627 | 38.1146 | 112.0445 | 273.9653 | 501.7684 | 801.0128 | 1200.132 | 1638.2216 | 2210.8782 | 2810.7856 | 3478.2868 | 4311.9313 | 5126.642 | 5864.1593 | 6632.5093 | 7311.6343 | 7926.7341 | 8502.1941 | 9024.2516 | 9437.2836 | 9847.044 | 10149.9487 | 10316.7631 | 10450.9363 | 10550.5029 | 10578.0635 | 10648.2774 | 10658.8458 | 10675.92 | 10700.4814 | 10730.2439 | 10718.7338 |  | 24.1695 | 35.5335 | 80.4622 | 171.0087 | 297.789 | 462.2794 | 670.689 | 895.0465 | 1197.9158 | 1518.2441 | 1877.2888 | 2278.1845 | 2685.9482 | 3064.098 | 3493.0505 | 3894.4494 | 4289.8641 | 4715.776 | 5152.706 | 5565.5923 | 6025.6369 | 6539.9806 | 6944.7635 | 7332.2683 | 7692.8812 | 7986.2091 | 8311.246 | 8564.6172 | 8804.2907 | 9030.0593 | 9231.5983 | 9369.6499 |  | 24.1695 | 35.7042 | 83.5652 | 199.2393 | 373.298 | 605.8661 | 913.281 | 1248.1799 | 1685.8486 | 2153.1963 | 2680.5592 | 3284.1123 | 3867.972 | 4403.3944 | 4979.4851 | 5515.0053 | 6165.7139 | 6780.8625 | 7348.4988 | 7813.7942 | 8283.1262 | 8656.7599 | 8909.2845 | 9135.5539 | 9328.7721 | 9452.0234 | 9607.2469 | 9693.143 | 9769.2899 | 9839.2495 | 9893.8447 | 9897.3722 |  | 24.3627 | 38.1146 | 112.0445 | 273.9653 | 501.7684 | 801.0128 | 1200.132 | 1638.2216 | 2210.8782 | 2810.7856 | 3478.2868 | 4311.9313 | 5126.642 | 5864.1593 | 6632.5093 | 7311.6343 | 7926.7341 | 8502.1941 | 9024.2516 | 9437.2836 | 9847.044 | 10149.9487 | 10316.7631 | 10450.9363 | 10550.5029 | 10578.0635 | 10648.2774 | 10658.8458 | 10675.92 | 10700.4814 | 10730.2439 | 10718.7338 |  | 24.3627 | 38.1069 | 111.9822 | 273.807 | 501.5123 | 800.5642 | 1192.7231 | 1620.0702 | 2184.4005 | 2774.3622 | 3436.5549 | 4247.181 | 5038.4218 | 5754.6331 | 6502.5686 | 7162.9431 | 7780.7536 | 8357.097 | 8882.4816 | 9298.6887 | 9715.2208 | 10025.854 | 10203.6604 | 10349.7051 | 10462.7732 | 10502.7252 | 10585.4374 | 10606.8537 | 10633.7437 | 10666.6778 | 10703.6038 | 10697.4387
Woodley |  | 20.508 | 31.6889 | 89.9411 | 212.5163 | 379.3632 | 592.4573 | 869.6428 | 1174.0007 | 1571.8903 | 1988.6651 | 2452.4092 | 3032.2287 | 3598.7074 | 4111.4071 | 4645.2997 | 5116.9877 | 5543.3108 | 5942.2802 | 6304.2796 | 6590.6729 | 6874.8046 | 7084.6986 | 7200.1073 | 7292.8515 | 7361.5831 | 7380.3237 | 7428.7273 | 7435.7531 | 7447.3556 | 7464.2057 | 7484.7405 | 7476.6468 |  | 20.3455 | 29.5466 | 64.6504 | 133.1128 | 226.1088 | 343.4212 | 488.2198 | 644.0987 | 854.526 | 1077.0834 | 1326.5402 | 1605.0741 | 1888.3799 | 2151.1105 | 2449.1377 | 2728.0212 | 3002.7472 | 3298.6618 | 3602.2316 | 3889.0965 | 4208.7258 | 4566.0811 | 4847.3158 | 5116.546 | 5367.0923 | 5570.8904 | 5796.7193 | 5972.7563 | 6139.2765 | 6296.1358 | 6436.1608 | 6532.0762 |  | 20.3455 | 29.6878 | 67.1086 | 154.5735 | 282.2517 | 448.1338 | 661.7981 | 894.4767 | 1198.4849 | 1523.1524 | 1889.5593 | 2308.8814 | 2714.6376 | 3086.7614 | 3487.1039 | 3859.2325 | 4311.6848 | 4739.2909 | 5133.8083 | 5457.1756 | 5783.2861 | 6042.7005 | 6218.0054 | 6375.077 | 6509.1969 | 6594.715 | 6702.4427 | 6762.009 | 6814.8027 | 6863.2983 | 6901.1256 | 6903.4824 |  | 20.508 | 31.6889 | 89.9411 | 212.5163 | 379.3632 | 592.4573 | 869.6428 | 1174.0007 | 1571.8903 | 1988.6651 | 2452.4092 | 3032.2287 | 3598.7074 | 4111.4071 | 4645.2997 | 5116.9877 | 5543.3108 | 5942.2802 | 6304.2796 | 6590.6729 | 6874.8046 | 7084.6986 | 7200.1073 | 7292.8515 | 7361.5831 | 7380.3237 | 7428.7273 | 7435.7531 | 7447.3556 | 7464.2057 | 7484.7405 | 7476.6468 |  | 20.508 | 31.6824 | 89.8907 | 212.3853 | 379.1551 | 592.0898 | 864.1775 | 1160.8648 | 1552.8866 | 1962.6177 | 2422.5697 | 2986.1232 | 3536.1539 | 4033.923 | 4553.5668 | 5012.1925 | 5440.4893 | 5840.1497 | 6204.5449 | 6493.213 | 6782.1401 | 6997.5119 | 7120.6608 | 7221.7561 | 7299.9707 | 7327.4129 | 7384.5922 | 7399.2359 | 7417.7323 | 7440.4672 | 7466.0375 | 7461.7059
Woolfold |  | 106.2648 | 157.1126 | 387.5666 | 776.5405 | 1194.297 | 1602.5829 | 1984.636 | 2406.485 | 2958.8995 | 3536.4692 | 4179.3397 | 4997.2008 | 5792.5121 | 6510.0323 | 7251.9748 | 7902.9975 | 8471.9304 | 9006.9856 | 9493.6394 | 9878.5062 | 10260.4822 | 10539.5448 | 10688.9909 | 10807.2981 | 10892.9767 | 10910.1109 | 10969.0147 | 10971.8768 | 10982.3153 | 11001.0288 | 11026.3956 | 11013.0679 |  | 105.4225 | 146.556 | 279.738 | 495.3584 | 731.0901 | 959.6239 | 1160.5006 | 1376.7488 | 1668.671 | 1977.4212 | 2323.4884 | 2709.8938 | 3102.9191 | 3467.4009 | 3880.8491 | 4267.7395 | 4648.8622 | 5059.3796 | 5480.517 | 5878.4797 | 6321.8962 | 6817.6491 | 7207.8013 | 7581.3 | 7928.8786 | 8211.6043 | 8524.8929 | 8769.1061 | 9000.1167 | 9217.725 | 9411.9794 | 9545.0413 |  | 105.4225 | 147.2428 | 289.7177 | 565.2551 | 888.9511 | 1212.4738 | 1510.6013 | 1833.3453 | 2253.4645 | 2703.0888 | 3211.5324 | 3792.9469 | 4358.0773 | 4877.0016 | 5434.2742 | 5951.8337 | 6587.195 | 7185.0476 | 7735.3015 | 8185.8528 | 8638.8793 | 8994.8816 | 9234.9524 | 9449.9074 | 9633.2748 | 9749.4288 | 9896.307 | 9976.495 | 10047.3117 | 10112.1811 | 10162.3907 | 10163.6184 |  | 106.2648 | 157.1126 | 387.5666 | 776.5405 | 1194.297 | 1602.5829 | 1984.636 | 2406.485 | 2958.8995 | 3536.4692 | 4179.3397 | 4997.2008 | 5792.5121 | 6510.0323 | 7251.9748 | 7902.9975 | 8471.9304 | 9006.9856 | 9493.6394 | 9878.5062 | 10260.4822 | 10539.5448 | 10688.9909 | 10807.2981 | 10892.9767 | 10910.1109 | 10969.0147 | 10971.8768 | 10982.3153 | 11001.0288 | 11026.3956 | 11013.0679 |  | 106.2648 | 157.0764 | 387.342 | 775.9014 | 1193.3523 | 1600.8608 | 1970.1523 | 2376.8612 | 2919.3359 | 3484.2294 | 4119.5843 | 4908.9402 | 5678.3568 | 6372.3907 | 7093.1492 | 7725.2922 | 8298.9292 | 8836.62 | 9328.4291 | 9717.9447 | 10108.5391 | 10397.5513 | 10559.9802 | 10692.1118 | 10793.1707 | 10824.3841 | 10897.4636 | 10912.6524 | 10934.2648 | 10962.6121 | 10996.2354 | 10989.1792
Wordsworth St |  | 38.376 | 59.8392 | 174.2913 | 422.444 | 768.7474 | 1220.5978 | 1819.72 | 2477.3955 | 3337.109 | 4237.7087 | 5239.7873 | 6491.6125 | 7714.9197 | 8822.2661 | 9975.7852 | 10995.2476 | 11918.1484 | 12781.634 | 13565.0156 | 14184.7939 | 14799.6665 | 15254.123 | 15504.3073 | 15705.4958 | 15854.7467 | 15895.917 | 16001.135 | 16016.8415 | 16042.3433 | 16079.1083 | 16123.7172 | 16106.3889 |  | 38.0718 | 55.7887 | 125.1941 | 263.9205 | 456.7207 | 705.1857 | 1018.0617 | 1354.8795 | 1809.5636 | 2290.4581 | 2829.4757 | 3431.3224 | 4043.4797 | 4611.1791 | 5255.1462 | 5857.7482 | 6451.3666 | 7090.7689 | 7746.7122 | 8366.5599 | 9057.2042 | 9829.3652 | 10437.0475 | 11018.7911 | 11560.163 | 12000.523 | 12488.4863 | 12868.8611 | 13228.6722 | 13567.6084 | 13870.1697 | 14077.4205 |  | 38.0718 | 56.0564 | 130.0045 | 307.2307 | 571.9305 | 923.2368 | 1384.7846 | 1887.5522 | 2544.5667 | 3246.1567 | 4037.8661 | 4943.9462 | 5820.5202 | 6624.3879 | 7489.2904 | 8293.2733 | 9270.3307 | 10193.933 | 11046.1681 | 11744.7403 | 12449.3416 | 13010.1713 | 13389.2027 | 13728.8226 | 14018.83 | 14203.804 | 14436.7746 | 14565.67 | 14679.9297 | 14784.9011 | 14866.8101 | 14872.0584 |  | 38.376 | 59.8392 | 174.2913 | 422.444 | 768.7474 | 1220.5978 | 1819.72 | 2477.3955 | 3337.109 | 4237.7087 | 5239.7873 | 6491.6125 | 7714.9197 | 8822.2661 | 9975.7852 | 10995.2476 | 11918.1484 | 12781.634 | 13565.0156 | 14184.7939 | 14799.6665 | 15254.123 | 15504.3073 | 15705.4958 | 15854.7467 | 15895.917 | 16001.135 | 16016.8415 | 16042.3433 | 16079.1083 | 16123.7172 | 16106.3889 |  | 38.376 | 59.8271 | 174.1941 | 422.1958 | 768.3477 | 1219.8963 | 1808.4376 | 2449.8816 | 3297.0535 | 4182.655 | 5176.712 | 6393.8433 | 7581.8449 | 8657.1414 | 9779.9802 | 10771.2758 | 11698.2916 | 12563.1422 | 13351.561 | 13976.1406 | 14601.2248 | 15067.3382 | 15334.0761 | 15553.1386 | 15722.7102 | 15782.5296 | 15906.5572 | 15938.5899 | 15978.8649 | 16028.2335 | 16083.6259 | 16074.3463
Worsley Mesnes |  | 36.8436 | 56.1074 | 152.4689 | 344.09 | 591.9467 | 893.9562 | 1269.4906 | 1682.1108 | 2221.6402 | 2786.654 | 3415.3676 | 4203.0839 | 4972.2424 | 5668.1148 | 6392.1434 | 7031.2946 | 7606.7129 | 8145.5162 | 8634.5289 | 9021.391 | 9405.2153 | 9688.393 | 9843.6322 | 9968.1769 | 10060.2436 | 10084.6235 | 10149.294 | 10158.0203 | 10173.0945 | 10195.3993 | 10222.8789 | 10211.6613 |  | 36.5516 | 52.3218 | 109.7297 | 216.5667 | 355.0505 | 521.7497 | 718.0754 | 929.4242 | 1214.7326 | 1516.4876 | 1854.7142 | 2232.3652 | 2616.486 | 2972.71 | 3376.791 | 3754.9159 | 4127.4038 | 4528.6204 | 4940.2164 | 5329.1628 | 5762.5331 | 6247.0541 | 6628.3669 | 6993.4035 | 7333.1073 | 7609.4275 | 7915.6182 | 8154.2984 | 8380.0752 | 8592.7533 | 8782.6066 | 8912.6538 |  | 36.5516 | 52.5703 | 113.8257 | 250.3245 | 440.4607 | 676.2199 | 966.1164 | 1281.5888 | 1693.5902 | 2133.7007 | 2630.5099 | 3199.0136 | 3749.4184 | 4254.2751 | 4797.2993 | 5302.0032 | 5916.3541 | 6496.6639 | 7031.9137 | 7470.5784 | 7912.8081 | 8264.0853 | 8501.4097 | 8714.0333 | 8895.5671 | 9011.2286 | 9156.9929 | 9237.4717 | 9308.7708 | 9374.244 | 9425.2689 | 9428.2273 |  | 36.8436 | 56.1074 | 152.4689 | 344.09 | 591.9467 | 893.9562 | 1269.4906 | 1682.1108 | 2221.6402 | 2786.654 | 3415.3676 | 4203.0839 | 4972.2424 | 5668.1148 | 6392.1434 | 7031.2946 | 7606.7129 | 8145.5162 | 8634.5289 | 9021.391 | 9405.2153 | 9688.393 | 9843.6322 | 9968.1769 | 10060.2436 | 10084.6235 | 10149.294 | 10158.0203 | 10173.0945 | 10195.3993 | 10222.8789 | 10211.6613 |  | 36.8436 | 56.0954 | 152.3825 | 343.8593 | 591.5883 | 893.3171 | 1261.2789 | 1662.9763 | 2194.3409 | 2749.4671 | 3372.7773 | 4137.7494 | 4884.2495 | 5559.5561 | 6264.1008 | 6885.4534 | 7463.7761 | 8003.7111 | 8496.1849 | 8886.3047 | 9276.8591 | 9567.7368 | 9733.7314 | 9869.8591 | 9975.0416 | 10011.4529 | 10088.2544 | 10107.5137 | 10132.1219 | 10162.5764 | 10197.031 | 10191.0364
Wrightington |  | 52.6826 | 79.0314 | 204.768 | 437.213 | 716.2041 | 1030.578 | 1389.5973 | 1784.5961 | 2301.2918 | 2842.1554 | 3444.043 | 4201.2986 | 4939.881 | 5607.5795 | 6301.1242 | 6912.3644 | 7458.2956 | 7970.0783 | 8434.832 | 8802.4698 | 9167.2542 | 9435.6861 | 9581.9438 | 9698.8793 | 9784.8699 | 9806.231 | 9866.3087 | 9873.1243 | 9886.2924 | 9906.6065 | 9932.2202 | 9921.0097 |  | 52.265 | 73.7103 | 147.5747 | 276.8557 | 433.3241 | 607.6536 | 795.6355 | 998.0022 | 1271.1851 | 1560.1158 | 1883.968 | 2245.569 | 2613.3649 | 2954.4497 | 3341.3575 | 3703.4124 | 4060.0697 | 4444.235 | 4838.3384 | 5210.7548 | 5625.7072 | 6089.6364 | 6454.7436 | 6804.2664 | 7129.5331 | 7394.1098 | 7687.2875 | 7915.8241 | 8132.0055 | 8335.6449 | 8517.4296 | 8641.9498 |  | 52.265 | 74.058 | 152.966 | 318.1535 | 532.9924 | 779.6222 | 1057.5818 | 1359.6363 | 1753.7642 | 2174.9954 | 2650.7205 | 3194.9951 | 3722.5072 | 4206.508 | 4726.8755 | 5210.4232 | 5800.3827 | 6357.0681 | 6870.2291 | 7290.6869 | 7714.2605 | 8049.7411 | 8276.28 | 8479.2079 | 8652.4239 | 8762.6142 | 8901.6087 | 8978.1198 | 9045.8467 | 9107.9989 | 9156.3481 | 9158.724 |  | 52.6826 | 79.0314 | 204.768 | 437.213 | 716.2041 | 1030.578 | 1389.5973 | 1784.5961 | 2301.2918 | 2842.1554 | 3444.043 | 4201.2986 | 4939.881 | 5607.5795 | 6301.1242 | 6912.3644 | 7458.2956 | 7970.0783 | 8434.832 | 8802.4698 | 9167.2542 | 9435.6861 | 9581.9438 | 9698.8793 | 9784.8699 | 9806.231 | 9866.3087 | 9873.1243 | 9886.2924 | 9906.6065 | 9932.2202 | 9921.0097 |  | 52.6826 | 79.0138 | 204.6508 | 436.8898 | 715.7142 | 1029.6949 | 1380.1909 | 1763.7248 | 2272.2002 | 2802.9467 | 3399.1563 | 4133.3058 | 4849.5045 | 5496.891 | 6171.4629 | 6765.4912 | 7314.6432 | 7827.8845 | 8296.3619 | 8667.453 | 9039.1211 | 9315.4516 | 9472.5096 | 9601.0366 | 9700.0833 | 9733.4135 | 9805.5542 | 9822.8485 | 9845.5056 | 9873.9517 | 9906.5283 | 9900.5543
Yealand |  | 5.1155 | 7.7921 | 21.1912 | 47.865 | 82.4025 | 124.5281 | 176.9617 | 234.5726 | 309.9024 | 388.7908 | 476.573 | 586.5502 | 693.9379 | 791.0945 | 892.184 | 981.4246 | 1061.7737 | 1137.0091 | 1205.2916 | 1259.3105 | 1312.9052 | 1352.4474 | 1374.1261 | 1391.519 | 1404.3771 | 1407.7843 | 1416.8167 | 1418.0377 | 1420.1444 | 1423.2604 | 1427.0983 | 1425.5328 |  | 5.075 | 7.2664 | 15.2506 | 30.123 | 49.419 | 72.6696 | 100.0809 | 129.5897 | 169.425 | 211.5565 | 258.7803 | 311.5085 | 365.1401 | 414.8767 | 471.2951 | 524.0895 | 576.0969 | 632.1154 | 689.5831 | 743.8885 | 804.3963 | 872.0459 | 925.2855 | 976.2525 | 1023.6825 | 1062.2627 | 1105.0136 | 1138.3385 | 1169.8618 | 1199.5563 | 1226.0639 | 1244.2213 |  | 5.075 | 7.3009 | 15.8201 | 34.8215 | 61.3146 | 94.1973 | 134.6725 | 178.7193 | 236.2442 | 297.6934 | 367.0587 | 446.4342 | 523.2818 | 593.7698 | 669.587 | 740.0541 | 825.8279 | 906.8501 | 981.5814 | 1042.8278 | 1104.5724 | 1153.6197 | 1186.7565 | 1216.4444 | 1241.7915 | 1257.9412 | 1278.294 | 1289.5315 | 1299.4873 | 1308.6297 | 1315.7547 | 1316.1685 |  | 5.1155 | 7.7921 | 21.1912 | 47.865 | 82.4025 | 124.5281 | 176.9617 | 234.5726 | 309.9024 | 388.7908 | 476.573 | 586.5502 | 693.9379 | 791.0945 | 892.184 | 981.4246 | 1061.7737 | 1137.0091 | 1205.2916 | 1259.3105 | 1312.9052 | 1352.4474 | 1374.1261 | 1391.519 | 1404.3771 | 1407.7843 | 1416.8167 | 1418.0377 | 1420.1444 | 1423.2604 | 1427.0983 | 1425.5328 |  | 5.1155 | 7.7905 | 21.1792 | 47.8329 | 82.3527 | 124.4393 | 175.8177 | 231.9052 | 306.0957 | 383.6046 | 470.6332 | 577.4371 | 681.6623 | 775.9484 | 874.3182 | 961.0739 | 1041.8279 | 1117.2206 | 1185.9857 | 1240.4589 | 1294.9925 | 1335.6089 | 1358.7885 | 1377.7978 | 1392.4863 | 1397.5726 | 1408.2981 | 1410.989 | 1414.4263 | 1418.6796 | 1423.4909 | 1422.6543
BSP | (Years as financial years, ie 2051 is FY2050/51) | 2020 | 2021 | 2022 | 2023 | 2024 | 2025 | 2026 | 2027 | 2028 | 2029 | 2030 | 2031 | 2032 | 2033 | 2034 | 2035 | 2036 | 2037 | 2038 | 2039 | 2040 | 2041 | 2042 | 2043 | 2044 | 2045 | 2046 | 2047 | 2048 | 2049 | 2050 | 2051 | (Years as financial years, ie 2051 is FY2050/51) | 2020 | 2021 | 2022 | 2023 | 2024 | 2025 | 2026 | 2027 | 2028 | 2029 | 2030 | 2031 | 2032 | 2033 | 2034 | 2035 | 2036 | 2037 | 2038 | 2039 | 2040 | 2041 | 2042 | 2043 | 2044 | 2045 | 2046 | 2047 | 2048 | 2049 | 2050 | 2051 | (Years as financial years, ie 2051 is FY2050/51) | 2020 | 2021 | 2022 | 2023 | 2024 | 2025 | 2026 | 2027 | 2028 | 2029 | 2030 | 2031 | 2032 | 2033 | 2034 | 2035 | 2036 | 2037 | 2038 | 2039 | 2040 | 2041 | 2042 | 2043 | 2044 | 2045 | 2046 | 2047 | 2048 | 2049 | 2050 | 2051 | (Years as financial years, ie 2051 is FY2050/51) | 2020 | 2021 | 2022 | 2023 | 2024 | 2025 | 2026 | 2027 | 2028 | 2029 | 2030 | 2031 | 2032 | 2033 | 2034 | 2035 | 2036 | 2037 | 2038 | 2039 | 2040 | 2041 | 2042 | 2043 | 2044 | 2045 | 2046 | 2047 | 2048 | 2049 | 2050 | 2051 | (Years as financial years, ie 2051 is FY2050/51) | 2020 | 2021 | 2022 | 2023 | 2024 | 2025 | 2026 | 2027 | 2028 | 2029 | 2030 | 2031 | 2032 | 2033 | 2034 | 2035 | 2036 | 2037 | 2038 | 2039 | 2040 | 2041 | 2042 | 2043 | 2044 | 2045 | 2046 | 2047 | 2048 | 2049 | 2050 | 2051
Adswood |  | 145.3496 | 221.0042 | 597.71 | 1341.7866 | 2298.0351 | 3455.8995 | 4886.534 | 6458.6003 | 8514.245 | 10666.9188 | 13062.2989 | 16064.3749 | 18995.4872 | 21647.1742 | 24405.8186 | 26840.783 | 29031.6989 | 31083.3716 | 32945.5253 | 34418.6817 | 35880.2799 | 36958.4173 | 37549.2001 | 38023.0559 | 38373.2132 | 38465.5344 | 38711.403 | 38744.2104 | 38801.2815 | 38885.9652 | 38990.4636 | 38947.5899 |  | 144.1975 | 206.096 | 430.2222 | 844.9863 | 1379.435 | 2018.7681 | 2766.7725 | 3572.0153 | 4659.0456 | 5808.7379 | 7097.3875 | 8536.2448 | 9999.7522 | 11356.9723 | 12896.5284 | 14337.1915 | 15756.3772 | 17285.0201 | 18853.2084 | 20335.1015 | 21986.2505 | 23832.2846 | 25285.0935 | 26675.8896 | 27970.1676 | 29022.9526 | 30189.5446 | 31098.9209 | 31959.1347 | 32769.4423 | 33492.7869 | 33988.2691 |  | 144.1975 | 207.0741 | 446.248 | 976.1695 | 1709.9623 | 2614.1803 | 3718.8009 | 4920.7537 | 6490.3827 | 8167.1618 | 10060.0228 | 12226.013 | 14323.2083 | 16246.8931 | 18315.946 | 20238.9613 | 22580.1405 | 24791.4287 | 26830.9286 | 28502.3741 | 30187.317 | 31525.4416 | 32429.4521 | 33239.3635 | 33930.8386 | 34371.352 | 34926.5525 | 35233.0218 | 35504.5176 | 35753.8182 | 35948.0788 | 35959.2197 |  | 145.3496 | 221.0042 | 597.71 | 1341.7866 | 2298.0351 | 3455.8995 | 4886.534 | 6458.6003 | 8514.245 | 10666.9188 | 13062.2989 | 16064.3749 | 18995.4872 | 21647.1742 | 24405.8186 | 26840.783 | 29031.6989 | 31083.3716 | 32945.5253 | 34418.6817 | 35880.2799 | 36958.4173 | 37549.2001 | 38023.0559 | 38373.2132 | 38465.5344 | 38711.403 | 38744.2104 | 38801.2815 | 38885.9652 | 38990.4636 | 38947.5899 |  | 145.3496 | 220.9566 | 597.3711 | 1340.8782 | 2296.6277 | 3453.3873 | 4854.8062 | 6384.9686 | 8409.39 | 10524.2061 | 12898.8553 | 15813.8958 | 18658.4824 | 21231.636 | 23915.9559 | 26283.0586 | 28485.1663 | 30541.2576 | 32416.7157 | 33902.3792 | 35389.7449 | 36497.3699 | 37129.2745 | 37647.4046 | 38047.6759 | 38185.9651 | 38478.1809 | 38551.2316 | 38644.7306 | 38760.5587 | 38891.7133 | 38868.8067
Agecroft |  | 68.0341 | 110.264 | 355.2628 | 940.3523 | 1817.7447 | 3029.1461 | 4712.9343 | 6560.0854 | 8974.2081 | 11503.6852 | 14318.074 | 17826.6993 | 21257.3014 | 24363.876 | 27602.6599 | 30467.3328 | 33070.6132 | 35504.959 | 37712.8738 | 39459.7569 | 41192.7372 | 42475.1813 | 43183.2191 | 43753.507 | 44177.5886 | 44297.7344 | 44597.43 | 44645.0544 | 44719.5606 | 44825.1891 | 44952.0582 | 44904.4671 |  | 67.4948 | 102.7621 | 254.5306 | 582.5081 | 1069.4515 | 1733.622 | 2612.2748 | 3558.1634 | 4835.0572 | 6185.5576 | 7699.2862 | 9389.458 | 11108.5853 | 12702.8609 | 14511.3199 | 16203.6128 | 17870.6772 | 19666.3168 | 21508.4088 | 23249.1332 | 25188.6761 | 27357.1432 | 29063.7035 | 30697.4196 | 32217.7595 | 33454.4266 | 34824.7786 | 35892.9889 | 36903.4499 | 37855.2878 | 38704.9737 | 39286.998 |  | 67.4948 | 103.2632 | 264.6849 | 683.6458 | 1352.1554 | 2291.0367 | 3586.3304 | 4998.2815 | 6844.2123 | 8814.8933 | 11038.19 | 13582.899 | 16043.4505 | 18299.5896 | 20727.5417 | 22984.7046 | 25724.6615 | 28316.0524 | 30707.8876 | 32668.6992 | 34647.1219 | 36224.0862 | 37290.1203 | 38245.3836 | 39061.1904 | 39581.9232 | 40237.4894 | 40600.7173 | 40922.8314 | 41218.8534 | 41450.0369 | 41465.8187 |  | 68.0341 | 110.264 | 355.2628 | 940.3523 | 1817.7447 | 3029.1461 | 4712.9343 | 6560.0854 | 8974.2081 | 11503.6852 | 14318.074 | 17826.6993 | 21257.3014 | 24363.876 | 27602.6599 | 30467.3328 | 33070.6132 | 35504.959 | 37712.8738 | 39459.7569 | 41192.7372 | 42475.1813 | 43183.2191 | 43753.507 | 44177.5886 | 44297.7344 | 44597.43 | 44645.0544 | 44719.5606 | 44825.1891 | 44952.0582 | 44904.4671 |  | 68.0341 | 110.2437 | 355.0687 | 939.8887 | 1816.9574 | 3027.7952 | 4684.7742 | 6488.6399 | 8868.4609 | 11357.3015 | 14150.3147 | 17564.5421 | 20897.5664 | 23915.551 | 27068.8988 | 29854.858 | 32468.6906 | 34906.0131 | 37127.139 | 38886.7429 | 40647.3967 | 41961.3766 | 42714.7557 | 43334.096 | 43814.1083 | 43985.6012 | 44337.098 | 44429.6735 | 44544.845 | 44685.1176 | 44841.6215 | 44816.0961
Altrincham |  | 190.4688 | 287.8081 | 763.3215 | 1675.8594 | 2815.4848 | 4156.0508 | 5763.0616 | 7529.7579 | 9840.2254 | 12259.3792 | 14951.3574 | 18330.059 | 21627.597 | 24609.9822 | 27710.8411 | 30446.3083 | 32900.8177 | 35200.2509 | 37287.6913 | 38939.0219 | 40577.4481 | 41784.933 | 42445.1942 | 42974.1479 | 43364.3164 | 43464.9867 | 43738.443 | 43772.9162 | 43835.0867 | 43928.6374 | 44044.9947 | 43996.0779 |  | 188.959 | 268.4103 | 549.7388 | 1057.9221 | 1695.7665 | 2437.2282 | 3277.9026 | 4182.9069 | 5404.6091 | 6696.7365 | 8145.0367 | 9762.1537 | 11406.9747 | 12932.3404 | 14662.6319 | 16281.7783 | 17876.7867 | 19594.8128 | 21357.2836 | 23022.7681 | 24878.4777 | 26953.2165 | 28586.0136 | 30149.1151 | 31603.7409 | 32786.9552 | 34098.0761 | 35120.1148 | 36086.9003 | 36997.5967 | 37810.5563 | 38367.4237 |  | 188.959 | 269.6807 | 570.0389 | 1219.3376 | 2095.1073 | 3143.8898 | 4385.9591 | 5736.805 | 7500.3285 | 9384.5711 | 11511.9848 | 13946.2131 | 16304.0069 | 18466.9515 | 20792.9954 | 22954.7096 | 25588.6135 | 28075.4751 | 30368.6748 | 32247.8744 | 34141.7802 | 35644.3332 | 36659.252 | 37568.4761 | 38344.6789 | 38838.9021 | 39461.9905 | 39805.5756 | 40109.8627 | 40389.2101 | 40606.7477 | 40618.5573 |  | 190.4688 | 287.8081 | 763.3215 | 1675.8594 | 2815.4848 | 4156.0508 | 5763.0616 | 7529.7579 | 9840.2254 | 12259.3792 | 14951.3574 | 18330.059 | 21627.597 | 24609.9822 | 27710.8411 | 30446.3083 | 32900.8177 | 35200.2509 | 37287.6913 | 38939.0219 | 40577.4481 | 41784.933 | 42445.1942 | 42974.1479 | 43364.3164 | 43464.9867 | 43738.443 | 43772.9162 | 43835.0867 | 43928.6374 | 44044.9947 | 43996.0779 |  | 190.4688 | 287.7451 | 762.8868 | 1674.6792 | 2813.6745 | 4152.805 | 5724.9984 | 7443.0318 | 9717.7809 | 12093.3748 | 14761.268 | 18040.0819 | 21239.3026 | 24132.4585 | 27149.2913 | 29808.2251 | 32275.9978 | 34580.9814 | 36684.0126 | 38349.9199 | 40017.991 | 41259.4356 | 41966.6953 | 42546.1886 | 42993.4548 | 43146.4876 | 43472.7303 | 43553.0452 | 43656.7176 | 43785.7833 | 43932.5421 | 43906.4328
Atherton |  | 170.9889 | 267.3714 | 784.8871 | 1916.6343 | 3506.9526 | 5593.9336 | 8375.0562 | 11427.7674 | 15418.1873 | 19598.4811 | 24249.7875 | 30059.0411 | 35736.2959 | 40875.5976 | 46229.6714 | 50961.9301 | 55247.7444 | 59257.4026 | 62894.984 | 65772.8976 | 68628.0181 | 70738.5423 | 71900.779 | 72835.5687 | 73529.221 | 73721.1308 | 74210.2688 | 74283.8035 | 74402.6923 | 74573.7689 | 74781.1123 | 74700.8736 |  | 169.6335 | 249.2662 | 563.6695 | 1196.5177 | 2081.6322 | 3228.8766 | 4681.1266 | 6244.5052 | 8354.9738 | 10587.1006 | 13089.0132 | 15882.5538 | 18723.9525 | 21358.9944 | 24348.0418 | 27145.0883 | 29900.4365 | 32868.2958 | 35912.9324 | 38790.027 | 41995.7319 | 45579.8059 | 48400.4336 | 51100.6633 | 53613.5033 | 55657.4847 | 57922.4225 | 59687.976 | 61358.0806 | 62931.2922 | 64335.6654 | 65297.6437 |  | 169.6335 | 250.4638 | 585.395 | 1393.8661 | 2609.0557 | 4231.1169 | 6373.287 | 8706.9449 | 11756.7029 | 15013.2852 | 18688.083 | 22893.7862 | 26962.3004 | 30693.2987 | 34707.6707 | 38439.3293 | 42973.7491 | 47260.3299 | 51215.8068 | 54458.1313 | 57728.5627 | 60332.0742 | 62091.6786 | 63668.3339 | 65014.6838 | 65873.49 | 66955.0854 | 67553.5927 | 68084.1646 | 68571.6226 | 68952.0202 | 68976.5684 |  | 170.9889 | 267.3714 | 784.8871 | 1916.6343 | 3506.9526 | 5593.9336 | 8375.0562 | 11427.7674 | 15418.1873 | 19598.4811 | 24249.7875 | 30059.0411 | 35736.2959 | 40875.5976 | 46229.6714 | 50961.9301 | 55247.7444 | 59257.4026 | 62894.984 | 65772.8976 | 68628.0181 | 70738.5423 | 71900.779 | 72835.5687 | 73529.221 | 73721.1308 | 74210.2688 | 74283.8035 | 74402.6923 | 74573.7689 | 74781.1123 | 74700.8736 |  | 170.9889 | 267.3175 | 784.45 | 1915.5242 | 3505.1578 | 5590.7888 | 8323.3205 | 11301.1043 | 15233.4761 | 19344.4203 | 23958.7002 | 29607.4631 | 35121.1252 | 40111.9177 | 45323.7155 | 49925.3046 | 54230.0385 | 58245.8784 | 61906.6731 | 64806.7352 | 67709.0738 | 69873.4891 | 71112.3555 | 72129.9041 | 72917.6731 | 73195.9606 | 73772.2217 | 73921.3754 | 74108.6878 | 74338.1305 | 74595.4108 | 74552.4342
Barrow & Sandgate |  | 54.263 | 88.566 | 290.2291 | 778.4594 | 1517.4064 | 2544.5832 | 3979.9293 | 5554.4223 | 7612.1515 | 9768.2566 | 12167.2079 | 15157.2436 | 18080.9677 | 20728.6497 | 23489.2627 | 25931.2126 | 28151.2745 | 30227.1449 | 32109.8718 | 33599.476 | 35077.2179 | 36170.9282 | 36774.956 | 37261.5541 | 37623.4961 | 37726.3306 | 37982.1802 | 38023.1041 | 38086.8828 | 38177.1417 | 38285.4319 | 38244.9668 |  | 53.8329 | 82.5349 | 207.852 | 481.6337 | 891.5819 | 1454.5557 | 2203.5017 | 3009.7582 | 4098.1569 | 5249.2964 | 6539.5683 | 7980.2368 | 9445.5865 | 10804.5151 | 12346.0093 | 13788.4859 | 15209.4582 | 16740.0253 | 18310.1877 | 19793.9463 | 21447.1738 | 23295.5317 | 24750.1695 | 26142.7163 | 27438.6236 | 28492.7339 | 29660.7945 | 30571.3155 | 31432.6122 | 32243.9397 | 32968.1949 | 33464.3008 |  | 53.8329 | 82.9385 | 216.1926 | 565.9192 | 1128.7215 | 1924.5307 | 3028.531 | 4232.0521 | 5805.5644 | 7485.3708 | 9380.458 | 11549.5315 | 13646.7494 | 15569.7086 | 17639.156 | 19563.0536 | 21898.1699 | 24106.7972 | 26145.4085 | 27816.6716 | 29503.0099 | 30847.3685 | 31756.1843 | 32570.5729 | 33266.0793 | 33710.0605 | 34268.9752 | 34578.7006 | 34853.3803 | 35105.8189 | 35302.9837 | 35316.5336 |  | 54.263 | 88.566 | 290.2291 | 778.4594 | 1517.4064 | 2544.5832 | 3979.9293 | 5554.4223 | 7612.1515 | 9768.2566 | 12167.2079 | 15157.2436 | 18080.9677 | 20728.6497 | 23489.2627 | 25931.2126 | 28151.2745 | 30227.1449 | 32109.8718 | 33599.476 | 35077.2179 | 36170.9282 | 36774.956 | 37261.5541 | 37623.4961 | 37726.3306 | 37982.1802 | 38023.1041 | 38086.8828 | 38177.1417 | 38285.4319 | 38244.9668 |  | 54.263 | 88.55 | 290.0711 | 778.0862 | 1516.7667 | 2543.4898 | 3956.257 | 5494.0697 | 7522.6471 | 9644.2536 | 12025.0928 | 14934.9502 | 17775.6482 | 20347.9508 | 23035.8076 | 25410.7 | 27639.6621 | 29717.9895 | 31611.8895 | 33112.2651 | 34613.5012 | 35733.9794 | 36376.5477 | 36904.8497 | 37314.3594 | 37460.865 | 37760.7729 | 37839.928 | 37938.2919 | 38058.0103 | 38191.4998 | 38169.7925
Barton |  | 123.7429 | 189.6655 | 525.6256 | 1211.6899 | 2121.2514 | 3255.6839 | 4698.9019 | 6284.1083 | 8356.663 | 10527.3569 | 12942.7272 | 15965.7284 | 18918.363 | 21590.19 | 24371.3202 | 26827.4437 | 29043.1116 | 31117.1894 | 32999.3313 | 34488.3436 | 35965.6295 | 37056.2548 | 37655.058 | 38135.8764 | 38491.7708 | 38587.4557 | 38837.7791 | 38872.8766 | 38932.0792 | 39018.8315 | 39125.1107 | 39082.4972 |  | 122.762 | 176.8571 | 378.0745 | 760.9092 | 1268.502 | 1893.8476 | 2648.0509 | 3459.967 | 4556.0058 | 5715.2259 | 7014.555 | 8465.3365 | 9940.9724 | 11309.4401 | 12861.7551 | 14314.3573 | 15745.3043 | 17286.6155 | 18867.7998 | 20361.9738 | 22026.8064 | 23888.139 | 25352.9878 | 26755.3099 | 28060.3139 | 29121.8236 | 30298.0836 | 31214.9961 | 32082.3388 | 32899.3616 | 33628.7008 | 34128.2892 |  | 122.762 | 177.6994 | 392.3073 | 881.4169 | 1578.3238 | 2462.6558 | 3575.9282 | 4787.8557 | 6370.9694 | 8061.8736 | 9970.3821 | 12154.4117 | 14268.3328 | 16207.1732 | 18292.8205 | 20231.3879 | 22589.7173 | 24817.9703 | 26873.5084 | 28558.2342 | 30256.9593 | 31607.3104 | 32519.7293 | 33337.2168 | 34035.2124 | 34480.1046 | 35040.6598 | 35350.3863 | 35624.8424 | 35876.9149 | 36073.4502 | 36085.2819 |  | 123.7429 | 189.6655 | 525.6256 | 1211.6899 | 2121.2514 | 3255.6839 | 4698.9019 | 6284.1083 | 8356.663 | 10527.3569 | 12942.7272 | 15965.7284 | 18918.363 | 21590.19 | 24371.3202 | 26827.4437 | 29043.1116 | 31117.1894 | 32999.3313 | 34488.3436 | 35965.6295 | 37056.2548 | 37655.058 | 38135.8764 | 38491.7708 | 38587.4557 | 38837.7791 | 38872.8766 | 38932.0792 | 39018.8315 | 39125.1107 | 39082.4972 |  | 123.7429 | 189.6254 | 525.3292 | 1210.908 | 2120.0247 | 3253.5063 | 4668.9345 | 6213.2084 | 8254.8086 | 10388.1826 | 12783.3112 | 15720.2969 | 18586.5906 | 21180.0463 | 23886.6514 | 26274.5732 | 28500.9494 | 30578.9908 | 32474.0105 | 33975.1958 | 35477.8864 | 36597.5546 | 37237.1624 | 37761.9657 | 38167.7372 | 38309.1824 | 38605.6505 | 38680.8093 | 38776.2696 | 38893.9935 | 39026.7773 | 39003.9879
Belfield |  | 74.8135 | 115.8633 | 331.0038 | 787.2489 | 1412.4052 | 2215.4697 | 3265.5716 | 4418.5284 | 5925.7637 | 7504.577 | 9261.31 | 11457.2346 | 13602.7717 | 15544.7057 | 17567.1044 | 19354.0359 | 20969.827 | 22481.8492 | 23853.7179 | 24939.068 | 26015.8417 | 26811.3917 | 27248.9664 | 27600.6743 | 27861.3946 | 27932.7134 | 28116.3763 | 28143.2451 | 28187.4055 | 28251.408 | 28329.3111 | 28298.729 |  | 74.2205 | 108.0278 | 237.8857 | 492.7744 | 841.1133 | 1283.0767 | 1831.5906 | 2422.0776 | 3219.2002 | 4062.273 | 5007.2437 | 6062.3621 | 7135.5565 | 8130.8101 | 9259.7713 | 10316.2139 | 11356.907 | 12477.8655 | 13627.8227 | 14714.4994 | 15925.292 | 17278.9944 | 18344.3436 | 19364.2186 | 20313.3165 | 21085.3269 | 21940.7924 | 22607.6408 | 23238.4382 | 23832.6392 | 24363.07 | 24726.4086 |  | 74.2205 | 108.5446 | 246.9551 | 572.5884 | 1050.836 | 1675.7675 | 2485.0892 | 3366.504 | 4518.1817 | 5748.0879 | 7136.0742 | 8724.5255 | 10261.494 | 11671.0423 | 13187.5157 | 14597.1331 | 16310.7905 | 17930.4395 | 19424.8079 | 20649.688 | 21885.0091 | 22867.8436 | 23532.0339 | 24127.148 | 24635.3091 | 24959.3531 | 25367.533 | 25593.267 | 25793.3451 | 25977.141 | 26120.5188 | 26129.5222 |  | 74.8135 | 115.8633 | 331.0038 | 787.2489 | 1412.4052 | 2215.4697 | 3265.5716 | 4418.5284 | 5925.7637 | 7504.577 | 9261.31 | 11457.2346 | 13602.7717 | 15544.7057 | 17567.1044 | 19354.0359 | 20969.827 | 22481.8492 | 23853.7179 | 24939.068 | 26015.8417 | 26811.3917 | 27248.9664 | 27600.6743 | 27861.3946 | 27932.7134 | 28116.3763 | 28143.2451 | 28187.4055 | 28251.408 | 28329.3111 | 28298.729 |  | 74.8135 | 115.8394 | 330.8184 | 786.7695 | 1411.641 | 2214.1225 | 3245.1235 | 4369.1889 | 5854.2628 | 7406.501 | 9148.9526 | 11283.479 | 13366.8227 | 15252.3002 | 17220.7751 | 18958.253 | 20581.4486 | 22096.0261 | 23476.9032 | 24570.8151 | 25665.6815 | 26481.8952 | 26948.708 | 27331.9683 | 27628.529 | 27732.7365 | 27949.5689 | 28005.2301 | 28075.4457 | 28161.6864 | 28258.6177 | 28242.2478
Bispham |  | 177.8759 | 275.0014 | 781.7442 | 1850.049 | 3306.5421 | 5169.3727 | 7595.5987 | 10259.6185 | 13742.2934 | 17390.2905 | 21449.4014 | 26524.2157 | 31482.3437 | 35969.8171 | 40642.8934 | 44771.5967 | 48503.6266 | 51996.148 | 55165.0136 | 57672.0436 | 60159.2725 | 61996.7056 | 63007.0878 | 63819.0842 | 64420.887 | 64585.1067 | 65008.9509 | 65070.5912 | 65172.2647 | 65319.8499 | 65499.6535 | 65428.8547 |  | 176.4659 | 256.4082 | 561.8999 | 1158.6187 | 1970.3687 | 2995.8137 | 4263.2206 | 5627.6114 | 7469.4583 | 9417.4787 | 11600.9464 | 14038.9235 | 16518.6673 | 18818.3195 | 21426.9193 | 23867.956 | 26272.6019 | 28862.7103 | 31519.8238 | 34030.7201 | 36828.401 | 39956.2919 | 42417.9085 | 44774.4514 | 46967.4556 | 48751.2779 | 50727.9331 | 52268.7659 | 53726.2986 | 55099.2709 | 56324.8947 | 57164.4318 |  | 176.4659 | 257.634 | 583.279 | 1345.622 | 2460.1074 | 3910.0998 | 5780.2445 | 7816.8557 | 10477.8399 | 13319.6348 | 16526.7513 | 20197.0382 | 23748.5312 | 27005.6338 | 30509.7479 | 33766.9217 | 37727.0263 | 41469.7177 | 44922.8241 | 47753.1813 | 50607.5782 | 52878.2849 | 54412.7746 | 55787.667 | 56961.6605 | 57710.2428 | 58653.2256 | 59174.6535 | 59636.8017 | 60061.3292 | 60392.4747 | 60413.1465 |  | 177.8759 | 275.0014 | 781.7442 | 1850.049 | 3306.5421 | 5169.3727 | 7595.5987 | 10259.6185 | 13742.2934 | 17390.2905 | 21449.4014 | 26524.2157 | 31482.3437 | 35969.8171 | 40642.8934 | 44771.5967 | 48503.6266 | 51996.148 | 55165.0136 | 57672.0436 | 60159.2725 | 61996.7056 | 63007.0878 | 63819.0842 | 64420.887 | 64585.1067 | 65008.9509 | 65070.5912 | 65172.2647 | 65319.8499 | 65499.6535 | 65428.8547 |  | 177.8759 | 274.9444 | 781.3058 | 1848.9118 | 3304.7341 | 5166.1818 | 7547.9067 | 10144.8796 | 13576.2321 | 17162.6371 | 21188.604 | 26121.168 | 30935.3927 | 35292.2381 | 39840.6257 | 43855.012 | 47604.2771 | 51102.8109 | 54292.6094 | 56819.5187 | 59348.6796 | 61234.0098 | 62312.0948 | 63197.1409 | 63881.9003 | 64122.2426 | 64622.8577 | 64751.1397 | 64913.1207 | 65112.1843 | 65336.0367 | 65298.1447
Blackburn |  | 107.5084 | 164.5079 | 453.6287 | 1040.1571 | 1813.0964 | 2771.7635 | 3984.8363 | 5317.36 | 7059.5902 | 8884.2705 | 10914.6345 | 13456.4054 | 15938.8441 | 18185.0903 | 20522.9947 | 22587.4877 | 24448.9924 | 26191.6575 | 27773.1087 | 29024.23 | 30265.5051 | 31181.7526 | 31684.635 | 32088.3516 | 32387.0865 | 32467.1227 | 32677.1775 | 32706.3722 | 32755.8848 | 32828.6007 | 32917.8002 | 32881.8847 |  | 106.6562 | 153.401 | 326.3343 | 653.5581 | 1085.0308 | 1613.6523 | 2247.6435 | 2930.1486 | 3851.4902 | 4825.9426 | 5918.1721 | 7137.7141 | 8378.149 | 9528.4971 | 10833.3892 | 12054.4616 | 13257.3305 | 14552.9727 | 15882.1326 | 17138.1507 | 18537.6263 | 20102.2818 | 21333.6489 | 22512.4554 | 23609.4553 | 24501.7714 | 25490.5477 | 26261.3139 | 26990.4111 | 27677.2089 | 28290.299 | 28710.2582 |  | 106.6562 | 154.1311 | 338.593 | 756.6572 | 1349.0558 | 2096.622 | 3032.5272 | 4051.2839 | 5381.9928 | 6803.3493 | 8407.6674 | 10243.5716 | 12020.6557 | 13650.5854 | 15403.8866 | 17033.5253 | 19016.3058 | 20889.6065 | 22617.6453 | 24033.9306 | 25461.9243 | 26596.8695 | 27363.7182 | 28050.7745 | 28637.3959 | 29011.2656 | 29482.3589 | 29742.6084 | 29973.2105 | 30184.9972 | 30350.1051 | 30359.9595 |  | 107.5084 | 164.5079 | 453.6287 | 1040.1571 | 1813.0964 | 2771.7635 | 3984.8363 | 5317.36 | 7059.5902 | 8884.2705 | 10914.6345 | 13456.4054 | 15938.8441 | 18185.0903 | 20522.9947 | 22587.4877 | 24448.9924 | 26191.6575 | 27773.1087 | 29024.23 | 30265.5051 | 31181.7526 | 31684.635 | 32088.3516 | 32387.0865 | 32467.1227 | 32677.1775 | 32706.3722 | 32755.8848 | 32828.6007 | 32917.8002 | 32881.8847 |  | 107.5084 | 164.473 | 453.3726 | 1039.4794 | 1812.0358 | 2769.8786 | 3959.3359 | 5257.2497 | 6973.3786 | 8766.5571 | 10779.8046 | 13249.0037 | 15658.7254 | 17838.9675 | 20114.1618 | 22121.2897 | 23991.8841 | 25737.9562 | 27330.3147 | 28591.7357 | 29854.4544 | 30795.2211 | 31332.5048 | 31773.296 | 32114.0579 | 32232.6508 | 32481.585 | 32544.5344 | 32624.5979 | 32723.4146 | 32834.9511 | 32815.7472
Blackpool |  | 245.257 | 370.6653 | 983.6588 | 2161.0978 | 3632.9101 | 5365.9024 | 7445.4905 | 9731.6865 | 12721.5358 | 15852.0468 | 19335.6035 | 23707.5947 | 27974.6195 | 31833.8714 | 35846.5119 | 39386.3904 | 42562.9959 | 45538.8618 | 48240.3535 | 50377.4495 | 52497.8429 | 54060.5763 | 54915.153 | 55599.8066 | 56104.855 | 56235.266 | 56589.2607 | 56633.9786 | 56714.5188 | 56835.6509 | 56986.2718 | 56923.004 |  | 243.3129 | 345.6824 | 708.4118 | 1364.1359 | 2187.8658 | 3146.3224 | 4234.1956 | 5405.3146 | 6986.256 | 8658.331 | 10532.5011 | 12625.1283 | 14753.6058 | 16727.5024 | 18966.5828 | 21061.8362 | 23125.8537 | 25349.0622 | 27629.7842 | 29785.0012 | 32186.3786 | 34871.1905 | 36984.1085 | 39006.837 | 40889.1928 | 42420.329 | 44116.9825 | 45439.5497 | 46690.6167 | 47869.1016 | 48921.1105 | 49641.7236 |  | 243.3129 | 347.3186 | 734.5782 | 1572.3868 | 2703.3793 | 4059.0916 | 5666.362 | 7414.4224 | 9696.532 | 12134.8449 | 14887.8184 | 18037.8317 | 21088.8954 | 23887.8077 | 26897.7908 | 29695.1325 | 33103.4105 | 36321.4563 | 39288.9209 | 41720.6651 | 44171.4605 | 46115.8971 | 47429.2999 | 48605.9257 | 49610.4117 | 50249.9992 | 51056.3459 | 51500.9998 | 51894.7999 | 52256.3266 | 52537.8662 | 52553.1804 |  | 245.257 | 370.6653 | 983.6588 | 2161.0978 | 3632.9101 | 5365.9024 | 7445.4905 | 9731.6865 | 12721.5358 | 15852.0468 | 19335.6035 | 23707.5947 | 27974.6195 | 31833.8714 | 35846.5119 | 39386.3904 | 42562.9959 | 45538.8618 | 48240.3535 | 50377.4495 | 52497.8429 | 54060.5763 | 54915.153 | 55599.8066 | 56104.855 | 56235.266 | 56589.2607 | 56633.9786 | 56714.5188 | 56835.6509 | 56986.2718 | 56923.004 |  | 245.257 | 370.5842 | 983.0986 | 2159.5776 | 3630.5777 | 5361.7211 | 7396.3429 | 9619.6373 | 12563.2935 | 15637.4814 | 19089.9063 | 23332.731 | 27472.5766 | 31216.405 | 35120.3339 | 38561.1863 | 41754.9245 | 44737.9465 | 47459.5847 | 49615.5204 | 51774.2448 | 53380.8868 | 54296.2467 | 55046.2661 | 55625.1667 | 55823.3058 | 56245.5774 | 56349.589 | 56483.8096 | 56650.8768 | 56840.8186 | 56807.0484
Bloom St |  | 60.1825 | 92.1712 | 254.832 | 585.9697 | 1023.7431 | 1568.322 | 2259.3955 | 3018.4868 | 4010.9606 | 5050.4172 | 6207.0418 | 7654.8043 | 9068.8227 | 10348.335 | 11680.1292 | 12856.2349 | 13916.9672 | 14909.9458 | 15811.0479 | 16523.9319 | 17231.2034 | 17753.3186 | 18039.9361 | 18270.0587 | 18440.368 | 18486.0823 | 18605.8546 | 18622.5795 | 18650.862 | 18692.3489 | 18743.2049 | 18722.7739 |  | 59.7055 | 85.9474 | 183.309 | 368.0709 | 612.409 | 912.647 | 1273.8067 | 1662.6029 | 2187.4548 | 2742.5618 | 3364.7618 | 4059.4866 | 4766.1133 | 5421.4212 | 6164.7666 | 6860.3633 | 7545.5901 | 8283.6663 | 9040.8361 | 9756.34 | 10553.5659 | 11444.8883 | 12146.3494 | 12817.8689 | 13442.7864 | 13951.1036 | 14514.3703 | 14953.4453 | 15368.7832 | 15760.0248 | 16109.278 | 16348.5121 |  | 59.7055 | 86.3566 | 190.2028 | 426.2554 | 761.7235 | 1186.3092 | 1719.434 | 2299.7801 | 3057.8545 | 3867.5558 | 4781.4705 | 5827.3167 | 6839.6209 | 7768.0908 | 8766.8515 | 9695.1743 | 10824.5813 | 11891.6634 | 12876.0185 | 13682.7937 | 14496.2569 | 15142.8431 | 15579.7291 | 15971.1581 | 16305.3699 | 16518.3825 | 16786.7808 | 16935.068 | 17066.4659 | 17187.1453 | 17281.2317 | 17286.8731 |  | 60.1825 | 92.1712 | 254.832 | 585.9697 | 1023.7431 | 1568.322 | 2259.3955 | 3018.4868 | 4010.9606 | 5050.4172 | 6207.0418 | 7654.8043 | 9068.8227 | 10348.335 | 11680.1292 | 12856.2349 | 13916.9672 | 14909.9458 | 15811.0479 | 16523.9319 | 17231.2034 | 17753.3186 | 18039.9361 | 18270.0587 | 18440.368 | 18486.0823 | 18605.8546 | 18622.5795 | 18650.862 | 18692.3489 | 18743.2049 | 18722.7739 |  | 60.1825 | 92.1517 | 254.6882 | 585.5898 | 1023.1479 | 1567.2648 | 2244.963 | 2984.3997 | 3962.0292 | 4983.58 | 6130.4848 | 7536.987 | 8909.6234 | 10151.5736 | 11447.6637 | 12591.101 | 13656.9845 | 14651.8811 | 15559.1717 | 16277.9026 | 16997.363 | 17533.4137 | 17839.5977 | 18090.8097 | 18285.0298 | 18352.6809 | 18494.574 | 18530.5037 | 18576.1679 | 18632.5034 | 18696.0665 | 18685.1411
Bolton |  | 216.315 | 337.8652 | 988.7209 | 2407.2182 | 4395.0422 | 6997.7707 | 10459.349 | 14259.0703 | 19226.0027 | 24429.2262 | 30218.7297 | 37450.1661 | 44517.1214 | 50914.3387 | 57578.6621 | 63468.7993 | 68802.3856 | 73792.4198 | 78319.4558 | 81901.0649 | 85454.3142 | 88080.761 | 89526.9308 | 90690.0087 | 91552.9713 | 91791.4464 | 92399.9119 | 92491.1331 | 92638.8618 | 92851.5937 | 93109.5363 | 93009.5685 |  | 214.6003 | 314.99 | 710.1128 | 1503.2258 | 2609.7138 | 4040.6448 | 5848.2741 | 7794.2261 | 10421.1462 | 13199.4954 | 16313.6495 | 19790.7957 | 23327.5114 | 26607.3728 | 30327.8683 | 33809.3783 | 37238.9861 | 40933.1085 | 44722.7963 | 48303.9429 | 52294.1139 | 56755.2446 | 60266.1064 | 63627.1077 | 66754.8632 | 69299.0262 | 72118.2155 | 74315.8165 | 76394.6114 | 78352.8027 | 80100.8392 | 81298.2227 |  | 214.6003 | 316.5025 | 737.4488 | 1750.6635 | 3269.783 | 5292.959 | 7959.4151 | 10864.1389 | 14660.1285 | 18713.5921 | 23287.6534 | 28522.5181 | 33586.7359 | 38230.8647 | 43227.6756 | 47872.5648 | 53516.9437 | 58852.6989 | 63776.2501 | 67812.0892 | 71882.8536 | 75123.2951 | 77313.3513 | 79275.697 | 80951.3908 | 82020.2437 | 83366.4006 | 84111.2587 | 84771.5581 | 85378.1938 | 85851.5767 | 85882.0407 |  | 216.315 | 337.8652 | 988.7209 | 2407.2182 | 4395.0422 | 6997.7707 | 10459.349 | 14259.0703 | 19226.0027 | 24429.2262 | 30218.7297 | 37450.1661 | 44517.1214 | 50914.3387 | 57578.6621 | 63468.7993 | 68802.3856 | 73792.4198 | 78319.4558 | 81901.0649 | 85454.3142 | 88080.761 | 89526.9308 | 90690.0087 | 91552.9713 | 91791.4464 | 92399.9119 | 92491.1331 | 92638.8618 | 92851.5937 | 93109.5363 | 93009.5685 |  | 216.315 | 337.7969 | 988.17 | 2405.8159 | 4392.7788 | 6993.8021 | 10394.6441 | 14100.9013 | 18995.4999 | 24112.2733 | 29855.5887 | 36886.9949 | 43750.187 | 49962.4294 | 56449.5972 | 62177.0548 | 67534.2784 | 72532.0822 | 77088.0939 | 80697.3383 | 84309.4485 | 87003.0792 | 88544.7312 | 89810.9201 | 90791.1302 | 91137.2104 | 91854.2084 | 92039.632 | 92272.6003 | 92558.0469 | 92878.2032 | 92824.663
Burnley |  | 75.263 | 118.0466 | 349.4601 | 860.104 | 1582.7732 | 2536.6948 | 3814.3336 | 5216.6407 | 7049.6586 | 8969.9409 | 11106.5812 | 13774.5463 | 16382.0471 | 18742.5684 | 21201.9573 | 23375.9048 | 25345.5819 | 27188.2326 | 28859.8446 | 30182.3654 | 31494.4057 | 32464.4056 | 32998.7393 | 33428.5803 | 33747.6238 | 33836.1533 | 34061.1911 | 34095.2604 | 34150.1117 | 34228.8939 | 34324.2707 | 34287.5008 |  | 74.6664 | 110.0498 | 250.9102 | 536.5259 | 938.6098 | 1462.832 | 2129.9364 | 2848.0887 | 3817.5519 | 4842.8998 | 5992.1763 | 7275.4149 | 8580.6375 | 9791.0681 | 11164.1146 | 12448.9635 | 13714.658 | 15077.9714 | 16476.5532 | 17798.1731 | 19270.7431 | 20917.1204 | 22212.8016 | 23453.177 | 24607.4731 | 25546.3947 | 26586.8147 | 27397.8379 | 28165.0158 | 28887.685 | 29532.7967 | 29974.6903 |  | 74.6664 | 110.5792 | 260.6129 | 625.4872 | 1177.5132 | 1918.6823 | 2902.6355 | 3974.6247 | 5375.6276 | 6871.6016 | 8559.648 | 10491.5893 | 12360.4045 | 14074.1596 | 15918.1188 | 17632.2351 | 19714.8385 | 21683.723 | 23500.5833 | 24989.8926 | 26492.1692 | 27688.2797 | 28496.7021 | 29221.0775 | 29839.6494 | 30234.2547 | 30731.2039 | 31006.2369 | 31250.0622 | 31474.0821 | 31648.9169 | 31660.2795 |  | 75.263 | 118.0466 | 349.4601 | 860.104 | 1582.7732 | 2536.6948 | 3814.3336 | 5216.6407 | 7049.6586 | 8969.9409 | 11106.5812 | 13774.5463 | 16382.0471 | 18742.5684 | 21201.9573 | 23375.9048 | 25345.5819 | 27188.2326 | 28859.8446 | 30182.3654 | 31494.4057 | 32464.4056 | 32998.7393 | 33428.5803 | 33747.6238 | 33836.1533 | 34061.1911 | 34095.2604 | 34150.1117 | 34228.8939 | 34324.2707 | 34287.5008 |  | 75.263 | 118.023 | 349.2659 | 859.6133 | 1581.9764 | 2535.3013 | 3790.8595 | 5158.9377 | 6965.3666 | 8853.9151 | 10973.642 | 13568.1348 | 16100.6175 | 18393.0367 | 20787.1296 | 22901.0848 | 24879.37 | 26724.7895 | 28406.9875 | 29739.6194 | 31073.2668 | 32067.923 | 32637.3625 | 33105.1252 | 33467.3082 | 33595.4313 | 33860.4056 | 33929.137 | 34015.3513 | 34120.8826 | 34239.1447 | 34219.4472
Bury |  | 444.6154 | 660.6565 | 1658.0478 | 3399.8888 | 5355.3591 | 7386.9324 | 9475.2189 | 11776.9359 | 14789.44 | 17940.9693 | 21448.4494 | 25886.2228 | 30208.0082 | 34110.9934 | 38155.8328 | 41712.7574 | 44855.148 | 47805.6842 | 50487.1975 | 52608.1152 | 54712.8365 | 56256.0663 | 57089.7429 | 57753.0404 | 58237.1731 | 58346.0162 | 58681.6264 | 58709.1849 | 58775.9404 | 58886.1072 | 59029.8904 | 58960.835 |  | 441.0911 | 616.2347 | 1196.1031 | 2162.9 | 3263.5589 | 4395.9811 | 5491.701 | 6671.2672 | 8263.6119 | 9947.7474 | 11835.4358 | 13943.1569 | 16086.987 | 18075.1212 | 20330.3519 | 22440.7182 | 24519.6233 | 26758.8676 | 29056.0403 | 31226.8028 | 33645.5011 | 36349.6783 | 38477.8366 | 40515.1549 | 42411.088 | 43953.2682 | 45662.1595 | 46994.2663 | 48254.3572 | 49441.3424 | 50500.9393 | 51226.7502 |  | 441.0911 | 619.1292 | 1239.1396 | 2474.539 | 3985.8663 | 5588.5155 | 7211.7325 | 8972.2818 | 11266.7228 | 13720.6388 | 16493.8084 | 19665.7702 | 22744.5075 | 25570.4215 | 28606.8998 | 31427.7492 | 34880.1168 | 38133.161 | 41129.5115 | 43583.7456 | 46053.7896 | 48002.4019 | 49317.3386 | 50494.9661 | 51499.8542 | 52137.7482 | 52943.3833 | 53385.0304 | 53775.5182 | 54133.5384 | 54411.351 | 54421.5906 |  | 444.6154 | 660.6565 | 1658.0478 | 3399.8888 | 5355.3591 | 7386.9324 | 9475.2189 | 11776.9359 | 14789.44 | 17940.9693 | 21448.4494 | 25886.2228 | 30208.0082 | 34110.9934 | 38155.8328 | 41712.7574 | 44855.148 | 47805.6842 | 50487.1975 | 52608.1152 | 54712.8365 | 56256.0663 | 57089.7429 | 57753.0404 | 58237.1731 | 58346.0162 | 58681.6264 | 58709.1849 | 58775.9404 | 58886.1072 | 59029.8904 | 58960.835 |  | 444.6154 | 660.5061 | 1657.0911 | 3397.1965 | 5351.344 | 7379.6425 | 9408.1912 | 11635.1299 | 14596.5382 | 17683.9629 | 21154.3606 | 25446.9535 | 29632.8301 | 33412.5172 | 37344.263 | 40799.5214 | 43964.1599 | 46926.1626 | 49632.618 | 51776.3028 | 53924.6234 | 55518.0468 | 56418.6452 | 57153.4653 | 57717.6321 | 57899.7896 | 58309.2507 | 58400.9962 | 58525.9078 | 58686.0734 | 58872.688 | 58836.0154
Buxton |  | 16.2888 | 27.1018 | 92.8324 | 257.3041 | 511.6354 | 870.6159 | 1378.1974 | 1934.8983 | 2662.4248 | 3424.7725 | 4272.977 | 5329.649 | 6363.0259 | 7298.9224 | 8274.9327 | 9138.4468 | 9924.222 | 10658.8646 | 11325.1108 | 11852.2469 | 12375.1797 | 12762.3293 | 12976.2896 | 13148.7195 | 13277.0498 | 13313.7385 | 13404.5051 | 13419.2307 | 13441.9912 | 13474.0773 | 13512.4811 | 13498.2522 |  | 16.1597 | 25.2517 | 66.4146 | 158.7233 | 299.6942 | 496.2934 | 761.095 | 1046.1596 | 1430.9801 | 1837.9835 | 2294.1794 | 2803.5503 | 3321.6477 | 3802.1182 | 4347.1377 | 4857.1479 | 5359.555 | 5900.711 | 6455.8665 | 6980.4727 | 7564.9972 | 8218.5131 | 8732.8232 | 9225.18 | 9683.3683 | 10056.0655 | 10469.0517 | 10790.9807 | 11095.5056 | 11382.3632 | 11638.435 | 11813.841 |  | 16.1597 | 25.3761 | 69.119 | 187.0301 | 380.5615 | 658.4555 | 1048.7283 | 1474.2538 | 2030.6543 | 2624.6053 | 3294.6382 | 4061.5595 | 4802.9807 | 5482.7732 | 6214.3887 | 6894.564 | 7719.8951 | 8500.6171 | 9221.2904 | 9812.1192 | 10408.3275 | 10883.791 | 11205.2335 | 11493.283 | 11739.2906 | 11896.3596 | 12094.0683 | 12203.6677 | 12300.8752 | 12390.2185 | 12460.0136 | 12464.8804 |  | 16.2888 | 27.1018 | 92.8324 | 257.3041 | 511.6354 | 870.6159 | 1378.1974 | 1934.8983 | 2662.4248 | 3424.7725 | 4272.977 | 5329.649 | 6363.0259 | 7298.9224 | 8274.9327 | 9138.4468 | 9924.222 | 10658.8646 | 11325.1108 | 11852.2469 | 12375.1797 | 12762.3293 | 12976.2896 | 13148.7195 | 13277.0498 | 13313.7385 | 13404.5051 | 13419.2307 | 13441.9912 | 13474.0773 | 13512.4811 | 13498.2522 |  | 16.2888 | 27.0971 | 92.7822 | 257.1891 | 511.4337 | 870.2744 | 1370.0846 | 1913.9841 | 2631.2705 | 3381.5288 | 4223.4134 | 5251.9582 | 6256.0945 | 7165.4426 | 8115.7816 | 8955.6147 | 9744.4636 | 10479.9124 | 11150.0409 | 11680.9298 | 12212.0961 | 12608.6225 | 12836.1258 | 13023.2174 | 13168.2832 | 13220.3378 | 13326.6074 | 13354.7848 | 13389.7135 | 13432.1607 | 13479.4268 | 13471.7909
Carlisle |  | 266.9138 | 406.2367 | 1101.9719 | 2482.0482 | 4262.902 | 6427.8444 | 9113.6124 | 12064.7153 | 15923.5268 | 19964.5605 | 24461.1904 | 30095.6412 | 35597.1878 | 40574.4418 | 45752.8552 | 50324.0113 | 54438.502 | 58291.296 | 61788.1055 | 64554.4553 | 67299.0892 | 69323.8871 | 70433.7142 | 71324.0233 | 71982.0744 | 72156.0553 | 72618.2274 | 72680.3385 | 72787.9036 | 72947.227 | 73143.6288 | 73063.3068 |  | 264.798 | 378.8295 | 793.1137 | 1562.5037 | 2557.6271 | 3752.7611 | 5156.9105 | 6668.5078 | 8709.0747 | 10867.2704 | 13286.3161 | 15987.3306 | 18734.6182 | 21282.3838 | 24172.4298 | 26876.8341 | 29540.9214 | 32410.4809 | 35354.2749 | 38136.076 | 41235.6035 | 44700.9679 | 47428.1724 | 50038.9668 | 52468.5779 | 54444.8598 | 56634.7797 | 58341.8556 | 59956.6439 | 61477.7485 | 62835.6069 | 63765.7232 |  | 264.798 | 380.6283 | 822.6961 | 1805.6992 | 3171.9904 | 4862.2588 | 6935.7156 | 9192.0179 | 12138.6405 | 15286.3401 | 18839.5976 | 22905.605 | 26842.2777 | 30453.203 | 34337.0733 | 37946.8464 | 42341.1086 | 46491.772 | 50320.0846 | 53457.5636 | 56620.4816 | 59132.6971 | 60829.9389 | 62350.5247 | 63648.7633 | 64475.8821 | 65518.2974 | 66093.7863 | 66603.6216 | 67071.7908 | 67436.6288 | 67457.6981 |  | 266.9138 | 406.2367 | 1101.9719 | 2482.0482 | 4262.902 | 6427.8444 | 9113.6124 | 12064.7153 | 15923.5268 | 19964.5605 | 24461.1904 | 30095.6412 | 35597.1878 | 40574.4418 | 45752.8552 | 50324.0113 | 54438.502 | 58291.296 | 61788.1055 | 64554.4553 | 67299.0892 | 69323.8871 | 70433.7142 | 71324.0233 | 71982.0744 | 72156.0553 | 72618.2274 | 72680.3385 | 72787.9036 | 72947.227 | 73143.6288 | 73063.3068 |  | 266.9138 | 406.1492 | 1101.3475 | 2480.3779 | 4260.3101 | 6423.221 | 9054.5796 | 11927.3639 | 15727.7006 | 19697.8896 | 24155.7755 | 29627.2969 | 34966.6526 | 39796.6956 | 44835.6956 | 49279.52 | 53414.8701 | 57275.8305 | 60797.4753 | 63587.1895 | 66380.044 | 68460.0165 | 69646.8659 | 70620.1159 | 71372.0709 | 71632.1895 | 72181.2118 | 72318.7331 | 72494.5576 | 72712.233 | 72958.5767 | 72915.6565
Carlisle North |  | 7.52 | 11.74 | 34.3101 | 83.429 | 152.1819 | 242.1152 | 361.6234 | 492.8073 | 664.2893 | 843.9284 | 1043.8088 | 1293.4808 | 1537.4714 | 1758.3373 | 1988.4218 | 2191.7746 | 2375.8999 | 2548.167 | 2704.451 | 2828.0966 | 2950.7633 | 3041.4324 | 3091.3539 | 3131.5019 | 3161.2889 | 3169.5163 | 3190.5179 | 3193.6627 | 3198.7592 | 3206.1006 | 3215.0039 | 3211.5512 |  | 7.4604 | 10.9452 | 24.6429 | 52.1051 | 90.3773 | 139.8235 | 202.2313 | 269.4146 | 360.1082 | 456.0298 | 563.5449 | 683.5922 | 805.6962 | 918.9323 | 1047.3812 | 1167.5792 | 1285.9853 | 1413.5236 | 1544.3614 | 1667.9993 | 1805.7586 | 1959.7777 | 2080.989 | 2197.0265 | 2305.0112 | 2392.8476 | 2490.1792 | 2566.0506 | 2637.8203 | 2705.4263 | 2765.7766 | 2807.1159 |  | 7.4604 | 10.9977 | 25.591 | 60.6745 | 113.2192 | 183.1308 | 275.1904 | 375.475 | 506.5293 | 646.4732 | 804.3913 | 985.1231 | 1159.965 | 1320.3038 | 1492.8183 | 1653.1825 | 1848.0579 | 2032.2762 | 2202.2621 | 2341.5994 | 2482.1416 | 2594.0142 | 2669.6231 | 2737.3705 | 2795.2215 | 2832.1216 | 2878.5955 | 2904.3099 | 2927.1049 | 2948.0472 | 2964.3891 | 2965.4395 |  | 7.52 | 11.74 | 34.3101 | 83.429 | 152.1819 | 242.1152 | 361.6234 | 492.8073 | 664.2893 | 843.9284 | 1043.8088 | 1293.4808 | 1537.4714 | 1758.3373 | 1988.4218 | 2191.7746 | 2375.8999 | 2548.167 | 2704.451 | 2828.0966 | 2950.7633 | 3041.4324 | 3091.3539 | 3131.5019 | 3161.2889 | 3169.5163 | 3190.5179 | 3193.6627 | 3198.7592 | 3206.1006 | 3215.0039 | 3211.5512 |  | 7.52 | 11.7376 | 34.291 | 83.3802 | 152.1033 | 241.9774 | 359.3849 | 487.339 | 656.3225 | 832.975 | 1031.2593 | 1274.0213 | 1510.975 | 1725.4529 | 1949.4202 | 2147.156 | 2332.0987 | 2504.6351 | 2661.9208 | 2786.5215 | 2911.2216 | 3004.2118 | 3057.4313 | 3101.1406 | 3134.9771 | 3146.9208 | 3171.6708 | 3178.0691 | 3186.1095 | 3195.9624 | 3207.0144 | 3205.1653
Carrington BSP |  | 37.7605 | 59.0225 | 173.0793 | 422.2191 | 771.9834 | 1230.6285 | 1841.414 | 2511.8515 | 3388.2315 | 4306.3089 | 5327.8308 | 6603.6991 | 7850.567 | 8979.2807 | 10155.1496 | 11194.4426 | 12135.6361 | 13016.1908 | 13815.0374 | 14447.0536 | 15074.0646 | 15537.547 | 15792.7698 | 15998.0413 | 16150.3559 | 16192.4796 | 16299.8824 | 16316.0137 | 16342.1091 | 16379.6686 | 16425.1971 | 16407.5694 |  | 37.4612 | 55.026 | 124.3011 | 263.6098 | 458.2843 | 710.4186 | 1029.3628 | 1372.713 | 1836.2156 | 2326.4369 | 2875.9087 | 3489.428 | 4113.458 | 4692.1677 | 5348.6244 | 5962.9137 | 6568.0452 | 7219.8485 | 7888.5137 | 8520.3832 | 9224.4224 | 10011.5592 | 10631.0274 | 11224.0538 | 11775.9255 | 12224.8261 | 12722.2533 | 13110.0054 | 13476.7949 | 13822.3048 | 14130.7342 | 14342.0045 |  | 37.4612 | 55.2903 | 129.09 | 307.0588 | 574.331 | 930.8186 | 1401.2881 | 1913.8076 | 2583.5932 | 3298.804 | 4105.866 | 5029.5247 | 5923.0605 | 6742.4722 | 7624.1164 | 8443.6693 | 9439.5423 | 10380.9766 | 11249.689 | 11961.7758 | 12680.0319 | 13251.8065 | 13638.2437 | 13984.502 | 14280.1811 | 14468.7861 | 14706.3199 | 14837.758 | 14954.2761 | 15061.3255 | 15144.8627 | 15150.2485 |  | 37.7605 | 59.0225 | 173.0793 | 422.2191 | 771.9834 | 1230.6285 | 1841.414 | 2511.8515 | 3388.2315 | 4306.3089 | 5327.8308 | 6603.6991 | 7850.567 | 8979.2807 | 10155.1496 | 11194.4426 | 12135.6361 | 13016.1908 | 13815.0374 | 14447.0536 | 15074.0646 | 15537.547 | 15792.7698 | 15998.0413 | 16150.3559 | 16192.4796 | 16299.8824 | 16316.0137 | 16342.1091 | 16379.6686 | 16425.1971 | 16407.5694 |  | 37.7605 | 59.0106 | 172.9829 | 421.974 | 771.5875 | 1229.9346 | 1830.0333 | 2484.0032 | 3347.6298 | 4250.4688 | 5263.8529 | 6504.4583 | 7715.3897 | 8811.4803 | 9956.0986 | 10966.6919 | 11912.0457 | 12793.9625 | 13597.9122 | 14234.7966 | 14872.1829 | 15347.5072 | 15619.5655 | 15843.0185 | 16016.009 | 16077.1084 | 16203.6506 | 16236.3941 | 16277.521 | 16327.9029 | 16384.402 | 16374.9606
Castleton |  | 117.504 | 181.49 | 514.4823 | 1214.1316 | 2165.2706 | 3378.6936 | 4955.4595 | 6686.8212 | 8950.2541 | 11321.1059 | 13959.1479 | 17257.6458 | 20480.2095 | 23396.8127 | 26433.9193 | 29117.1199 | 31542.0509 | 33811.4224 | 35870.5176 | 37499.5556 | 39115.7306 | 40309.5992 | 40965.9955 | 41493.4665 | 41884.3474 | 41990.8587 | 42266.1175 | 42306.01 | 42371.9503 | 42467.7534 | 42584.5332 | 42538.4691 |  | 116.5726 | 169.2209 | 369.8265 | 760.5867 | 1290.7575 | 1958.8108 | 2782.5101 | 3669.2402 | 4866.2735 | 6132.3099 | 7551.3656 | 9135.8293 | 10747.4377 | 12242.0028 | 13937.3557 | 15523.8079 | 17086.6094 | 18769.9447 | 20496.8272 | 22128.6818 | 23946.9203 | 25979.7654 | 27579.5926 | 29111.1316 | 30536.3852 | 31695.7077 | 32980.3541 | 33981.7555 | 34929.0194 | 35821.3267 | 36617.8709 | 37163.4938 |  | 116.5726 | 170.0295 | 383.8815 | 883.102 | 1610.9969 | 2555.6418 | 3771.1079 | 5094.7191 | 6824.0775 | 8670.967 | 10755.3048 | 13140.6506 | 15448.853 | 17565.7395 | 19843.1415 | 21960.0408 | 24533.9368 | 26966.4598 | 29210.7373 | 31050.2602 | 32905.374 | 34381.0325 | 35378.2351 | 36271.7183 | 37034.6416 | 37521.0914 | 38133.8818 | 38472.7028 | 38772.998 | 39048.8435 | 39264.0026 | 39277.3876 |  | 117.504 | 181.49 | 514.4823 | 1214.1316 | 2165.2706 | 3378.6936 | 4955.4595 | 6686.8212 | 8950.2541 | 11321.1059 | 13959.1479 | 17257.6458 | 20480.2095 | 23396.8127 | 26433.9193 | 29117.1199 | 31542.0509 | 33811.4224 | 35870.5176 | 37499.5556 | 39115.7306 | 40309.5992 | 40965.9955 | 41493.4665 | 41884.3474 | 41990.8587 | 42266.1175 | 42306.01 | 42371.9503 | 42467.7534 | 42584.5332 | 42538.4691 |  | 117.504 | 181.4524 | 514.1937 | 1213.3813 | 2164.0796 | 3376.5902 | 4924.2955 | 6611.9728 | 8842.0069 | 11172.7585 | 13789.2048 | 16995.1078 | 20124.0723 | 22955.7114 | 25911.747 | 28520.6334 | 30956.8137 | 33230.1338 | 35302.8783 | 36944.8724 | 38588.3474 | 39813.4022 | 40513.854 | 41088.8553 | 41533.7049 | 41689.7381 | 42014.9399 | 42098.1863 | 42203.3603 | 42332.6557 | 42478.0942 | 42453.4422
Chadderton |  | 162.4426 | 255.537 | 762.5889 | 1890.8821 | 3498.1112 | 5630.9258 | 8500.5008 | 11649.8822 | 15766.5002 | 20079.1878 | 24877.7677 | 30868.4333 | 36723.6482 | 42024.4578 | 47547.7289 | 52430.3371 | 56855.8095 | 60995.6569 | 64751.1355 | 67722.351 | 70670.0078 | 72849.4925 | 74050.4194 | 75016.6474 | 75733.9847 | 75933.5574 | 76439.6529 | 76516.7495 | 76640.4152 | 76817.7417 | 77032.2061 | 76949.8049 |  | 161.155 | 238.2193 | 547.4186 | 1178.6538 | 2072.6357 | 3244.384 | 4742.5898 | 6355.4408 | 8532.6942 | 10835.4557 | 13416.5401 | 16298.481 | 19229.7945 | 21948.2211 | 25031.8556 | 27917.4133 | 30759.9533 | 33821.7291 | 36962.7118 | 39930.8508 | 43237.9987 | 46935.4891 | 49845.3743 | 52631.0516 | 55223.4092 | 57332.0715 | 59668.6822 | 61490.1059 | 63213.0601 | 64836.0553 | 66284.8693 | 67277.289 |  | 161.155 | 239.3667 | 568.6532 | 1375.0503 | 2602.4046 | 4259.0431 | 6468.6937 | 8876.2076 | 12022.7654 | 15382.541 | 19173.6021 | 23512.4474 | 27709.3076 | 31557.8904 | 35698.9574 | 39548.4673 | 44224.999 | 48646.3941 | 52726.5118 | 56071.0885 | 59444.9002 | 62131.4943 | 63947.3415 | 65574.4181 | 66963.856 | 67850.2842 | 68966.5673 | 69584.453 | 70132.2493 | 70635.5645 | 71028.4063 | 71054.0976 |  | 162.4426 | 255.537 | 762.5889 | 1890.8821 | 3498.1112 | 5630.9258 | 8500.5008 | 11649.8822 | 15766.5002 | 20079.1878 | 24877.7677 | 30868.4333 | 36723.6482 | 42024.4578 | 47547.7289 | 52430.3371 | 56855.8095 | 60995.6569 | 64751.1355 | 67722.351 | 70670.0078 | 72849.4925 | 74050.4194 | 75016.6474 | 75733.9847 | 75933.5574 | 76439.6529 | 76516.7495 | 76640.4152 | 76817.7417 | 77032.2061 | 76949.8049 |  | 162.4426 | 255.4863 | 762.1658 | 1889.8188 | 3496.3772 | 5627.8989 | 8448.3659 | 11521.2558 | 15578.3114 | 19819.9759 | 24580.7621 | 30406.9238 | 36093.9209 | 41242.0193 | 46618.7662 | 51366.706 | 55811.344 | 59957.2679 | 63736.3659 | 66730.1629 | 69726.1794 | 71960.839 | 73240.4178 | 74291.622 | 75105.6553 | 75393.979 | 75989.5956 | 76144.3887 | 76338.3544 | 76575.6304 | 76841.384 | 76797.2352
Droylsden |  | 87.883 | 142.7166 | 462.0459 | 1227.6703 | 2378.8925 | 3971.5233 | 6188.6763 | 8620.8889 | 11799.6338 | 15130.2922 | 18836.1002 | 23455.7271 | 27972.7067 | 32063.0981 | 36327.6826 | 40099.7639 | 43528.0797 | 46733.8649 | 49641.4378 | 51941.8876 | 54224.0257 | 55912.9264 | 56845.4557 | 57596.5986 | 58155.2121 | 58313.6055 | 58708.4046 | 58771.2636 | 58869.492 | 59008.6782 | 59175.7991 | 59113.1803 |  | 87.1864 | 133.0043 | 330.9976 | 760.2209 | 1399.0642 | 2272.1622 | 3429.1129 | 4674.5954 | 6355.9231 | 8134.1712 | 10127.3469 | 12352.8513 | 14616.4824 | 16715.7171 | 19096.9742 | 21325.2716 | 23520.3496 | 25884.7269 | 28310.2697 | 30602.3383 | 33156.1978 | 36011.4892 | 38258.5729 | 40409.7402 | 42411.6214 | 44039.9814 | 45844.3686 | 47250.916 | 48581.4229 | 49834.739 | 50953.5481 | 51719.9186 |  | 87.1864 | 133.6534 | 344.2245 | 892.5159 | 1769.5627 | 3003.7783 | 4709.2964 | 6568.4595 | 8999.0925 | 11593.9695 | 14521.454 | 17872.162 | 21112.0018 | 24082.6753 | 27279.5978 | 30251.6492 | 33859.2722 | 37271.3398 | 40420.683 | 43002.5051 | 45607.5454 | 47684.0705 | 49087.8207 | 50345.7114 | 51419.9697 | 52105.6899 | 52968.9515 | 53447.279 | 53871.47 | 54261.3045 | 54565.7608 | 54586.5859 |  | 87.883 | 142.7166 | 462.0459 | 1227.6703 | 2378.8925 | 3971.5233 | 6188.6763 | 8620.8889 | 11799.6338 | 15130.2922 | 18836.1002 | 23455.7271 | 27972.7067 | 32063.0981 | 36327.6826 | 40099.7639 | 43528.0797 | 46733.8649 | 49641.4378 | 51941.8876 | 54224.0257 | 55912.9264 | 56845.4557 | 57596.5986 | 58155.2121 | 58313.6055 | 58708.4046 | 58771.2636 | 58869.492 | 59008.6782 | 59175.7991 | 59113.1803 |  | 87.883 | 142.6905 | 461.7938 | 1227.07 | 2377.8701 | 3969.7711 | 6151.7479 | 8527.0633 | 11660.6812 | 14937.8958 | 18615.6071 | 23111.0669 | 27499.6297 | 31473.4325 | 35625.5514 | 39294.0045 | 42736.1716 | 45945.8397 | 48870.7681 | 51187.9352 | 53506.469 | 55236.8426 | 56229.0253 | 57044.7081 | 57676.9187 | 57902.8787 | 58365.8424 | 58487.8516 | 58639.5901 | 58824.3613 | 59030.4755 | 58996.8882
Egremont |  | 100.9078 | 155.3401 | 436.1007 | 1019.0004 | 1803.2564 | 2794.6061 | 4071.8788 | 5474.555 | 7308.361 | 9229.1184 | 11366.3566 | 14039.7035 | 16651.2338 | 19014.6492 | 21475.3281 | 23648.9423 | 25611.9078 | 27449.1416 | 29116.2267 | 30435.1181 | 31743.6064 | 32709.9585 | 33240.9718 | 33667.5553 | 33983.5273 | 34069.1696 | 34291.5722 | 34323.3869 | 34376.395 | 34453.6701 | 34548.0531 | 34510.5791 |  | 100.1079 | 144.8435 | 313.5673 | 639.0023 | 1076.3627 | 1622.4289 | 2289.7687 | 3008.1744 | 3977.9796 | 5003.6894 | 6153.3714 | 7437.0628 | 8742.746 | 9953.6038 | 11327.1347 | 12612.4371 | 13878.5782 | 15242.3727 | 16641.448 | 17963.5342 | 19436.6238 | 21083.5821 | 22379.7205 | 23620.5336 | 24775.237 | 25714.4899 | 26755.2771 | 27566.5865 | 28334.0351 | 29056.9593 | 29702.2986 | 30144.3482 |  | 100.1079 | 145.5347 | 325.4362 | 741.205 | 1341.6799 | 2113.859 | 3098.7239 | 4171.0758 | 5572.0377 | 7068.2823 | 8756.9684 | 10689.4912 | 12559.7006 | 14274.9439 | 16120.174 | 17835.327 | 19921.1943 | 21892.3018 | 23710.7733 | 25201.2499 | 26704.2603 | 27899.5159 | 28707.1941 | 29430.8547 | 30048.7576 | 30442.6844 | 30938.9627 | 31213.2871 | 31456.4007 | 31679.7069 | 31853.8568 | 31864.5511 |  | 100.9078 | 155.3401 | 436.1007 | 1019.0004 | 1803.2564 | 2794.6061 | 4071.8788 | 5474.555 | 7308.361 | 9229.1184 | 11366.3566 | 14039.7035 | 16651.2338 | 19014.6492 | 21475.3281 | 23648.9423 | 25611.9078 | 27449.1416 | 29116.2267 | 30435.1181 | 31743.6064 | 32709.9585 | 33240.9718 | 33667.5553 | 33983.5273 | 34069.1696 | 34291.5722 | 34323.3869 | 34376.395 | 34453.6701 | 34548.0531 | 34510.5791 |  | 100.9078 | 155.3076 | 435.8555 | 1018.359 | 1802.2433 | 2792.813 | 4046.1241 | 5413.0784 | 7219.6935 | 9107.7496 | 11227.3262 | 13825.2193 | 16360.6922 | 18655.0684 | 21049.9618 | 23163.3129 | 25135.5365 | 26976.0923 | 28654.3701 | 29983.8678 | 31314.6181 | 32306.4089 | 32873.2795 | 33338.5351 | 33698.3943 | 33824.3053 | 34087.3172 | 34154.3852 | 34239.2975 | 34343.815 | 34461.5098 | 34441.4606
Frederick Rd |  | 150.3744 | 229.5795 | 628.7265 | 1431.0036 | 2479.256 | 3768.9601 | 5388.1403 | 7166.9674 | 9492.8059 | 11928.6197 | 14639.0247 | 18033.3654 | 21348.1441 | 24347.3356 | 27468.4482 | 30224.1612 | 32707.2062 | 35031.964 | 37141.7626 | 38810.8585 | 40466.8317 | 41688.9141 | 42359.301 | 42897.3326 | 43295.2786 | 43401.3425 | 43681.0299 | 43719.397 | 43784.9958 | 43881.6575 | 44000.4599 | 43952.3294 |  | 149.1824 | 214.084 | 452.3853 | 899.8435 | 1485.2425 | 2196.725 | 3043.0753 | 3954.1897 | 5184.1402 | 6484.9914 | 7943.0698 | 9571.1048 | 11227.0308 | 12762.695 | 14504.6686 | 16134.7467 | 17740.5237 | 19470.1491 | 21244.5192 | 22921.2483 | 24789.4866 | 26878.233 | 28522.054 | 30095.7088 | 31560.1555 | 32751.3583 | 34071.3312 | 35100.2702 | 36073.583 | 36990.4279 | 37808.8762 | 38369.5033 |  | 149.1824 | 215.1019 | 469.3289 | 1041.0111 | 1844.7501 | 2850.9465 | 4100.4898 | 5460.4811 | 7236.7757 | 9134.1554 | 11275.8613 | 13726.686 | 16099.2118 | 18275.3326 | 20616.0787 | 22791.6903 | 25439.292 | 27940.4751 | 30247.5904 | 32138.4409 | 34044.8043 | 35559.5645 | 36582.9983 | 37499.9286 | 38282.805 | 38781.6858 | 39410.3481 | 39757.5543 | 40065.1844 | 40347.6982 | 40567.9103 | 40580.8855 |  | 150.3744 | 229.5795 | 628.7265 | 1431.0036 | 2479.256 | 3768.9601 | 5388.1403 | 7166.9674 | 9492.8059 | 11928.6197 | 14639.0247 | 18033.3654 | 21348.1441 | 24347.3356 | 27468.4482 | 30224.1612 | 32707.2062 | 35031.964 | 37141.7626 | 38810.8585 | 40466.8317 | 41688.9141 | 42359.301 | 42897.3326 | 43295.2786 | 43401.3425 | 43681.0299 | 43719.397 | 43784.9958 | 43881.6575 | 44000.4599 | 43952.3294 |  | 150.3744 | 229.5304 | 628.371 | 1430.0586 | 2477.7823 | 3766.337 | 5353.4903 | 7085.7184 | 9376.5542 | 11770.0587 | 14457.4153 | 17754.3524 | 20971.7861 | 23882.6208 | 26919.8933 | 29598.9597 | 32094.3121 | 34423.7658 | 36548.2866 | 38231.2636 | 39916.0364 | 41171.0579 | 41887.5668 | 42475.2887 | 42929.5347 | 43087.247 | 43419.013 | 43502.5961 | 43609.1208 | 43740.7556 | 43889.4889 | 43863.7602
Golborne |  | 197.2408 | 302.4303 | 839.062 | 1936.5008 | 3393.3482 | 5212.5587 | 7529.6109 | 10074.5791 | 13401.9433 | 16886.8838 | 20764.636 | 25617.6512 | 30357.7703 | 34647.1267 | 39112.0542 | 43055.2859 | 46612.8293 | 49942.9834 | 52964.9422 | 55355.6966 | 57727.6202 | 59478.7802 | 60440.3206 | 61212.4371 | 61783.9826 | 61937.7613 | 62339.7923 | 62396.2653 | 62491.4151 | 62630.7763 | 62801.4587 | 62733.0834 |  | 195.6773 | 282.0057 | 603.5058 | 1215.9217 | 2028.8843 | 3031.6402 | 4242.4719 | 5545.9585 | 7305.5882 | 9166.6521 | 11252.6532 | 13581.8028 | 15950.8547 | 18147.854 | 20640.01 | 22972.0826 | 25269.3889 | 27743.8789 | 30282.383 | 32681.1968 | 35353.9936 | 38342.2604 | 40693.9943 | 42945.3448 | 45040.4568 | 46744.652 | 48633.0724 | 50105.1248 | 51497.5955 | 52809.2805 | 53980.1944 | 54782.2559 |  | 195.6773 | 283.3491 | 626.2357 | 1408.6571 | 2524.825 | 3942.865 | 5730.131 | 7675.8145 | 10217.4459 | 12932.1133 | 15996.116 | 19502.4604 | 22896.2033 | 26008.8554 | 29357.2126 | 32469.4515 | 36255.4788 | 39832.7311 | 43132.7301 | 45837.4287 | 48564.6268 | 50732.6117 | 52197.5071 | 53509.992 | 54630.6345 | 55344.9298 | 56244.9172 | 56742.2107 | 57182.8791 | 57587.6114 | 57903.1794 | 57922.212 |  | 197.2408 | 302.4303 | 839.062 | 1936.5008 | 3393.3482 | 5212.5587 | 7529.6109 | 10074.5791 | 13401.9433 | 16886.8838 | 20764.636 | 25617.6512 | 30357.7703 | 34647.1267 | 39112.0542 | 43055.2859 | 46612.8293 | 49942.9834 | 52964.9422 | 55355.6966 | 57727.6202 | 59478.7802 | 60440.3206 | 61212.4371 | 61783.9826 | 61937.7613 | 62339.7923 | 62396.2653 | 62491.4151 | 62630.7763 | 62801.4587 | 62733.0834 |  | 197.2408 | 302.3664 | 838.589 | 1935.2539 | 3391.3907 | 5209.0848 | 7481.6259 | 9960.9616 | 13238.6629 | 16663.7414 | 20509.0379 | 25224.0684 | 29825.6282 | 33989.2145 | 38334.522 | 42168.2734 | 45742.9725 | 49079.4592 | 52122.0592 | 54532.3292 | 56945.003 | 58742.7468 | 59769.7555 | 60612.4465 | 61264.0263 | 61491.2341 | 61967.3113 | 62088.0683 | 62241.3985 | 62430.456 | 62643.6668 | 62607.0988
Greenhill |  | 109.6271 | 172.5154 | 515.3319 | 1278.9314 | 2367.5026 | 3812.9519 | 5758.7487 | 7894.2606 | 10685.6237 | 13609.9432 | 16863.732 | 20925.7482 | 24895.9459 | 28490.2379 | 32235.4082 | 35546.1936 | 38547.1358 | 41354.3763 | 43900.9676 | 45915.7507 | 47914.5577 | 49392.4878 | 50206.8748 | 50862.1168 | 51348.5884 | 51483.9724 | 51827.1971 | 51879.5203 | 51963.4125 | 52083.6839 | 52229.1273 | 52173.2674 |  | 108.7581 | 160.8235 | 369.9176 | 797.1335 | 1402.6039 | 2196.6941 | 3212.5864 | 4306.2165 | 5782.5525 | 7343.992 | 9094.1547 | 11048.3199 | 13035.9634 | 14879.254 | 16970.1822 | 18926.7998 | 20854.2484 | 22930.3548 | 25060.1692 | 27072.7829 | 29315.2694 | 31822.4365 | 33795.5499 | 35684.4415 | 37442.2482 | 38872.0744 | 40456.4661 | 41691.5236 | 42859.8118 | 43960.3204 | 44942.7214 | 45615.6541 |  | 108.7581 | 161.5982 | 384.2723 | 930.0361 | 1761.2905 | 2883.9866 | 4382.2787 | 6014.7483 | 8148.3539 | 10426.531 | 12997.1448 | 15939.1991 | 18784.9602 | 21394.5609 | 24202.4925 | 26812.731 | 29983.7077 | 32981.7036 | 35748.3 | 38016.1529 | 40303.8381 | 42125.57 | 43356.8671 | 44460.163 | 45402.3208 | 46003.4001 | 46760.3384 | 47179.3261 | 47550.788 | 47892.0884 | 48158.4788 | 48175.9131 |  | 109.6271 | 172.5154 | 515.3319 | 1278.9314 | 2367.5026 | 3812.9519 | 5758.7487 | 7894.2606 | 10685.6237 | 13609.9432 | 16863.732 | 20925.7482 | 24895.9459 | 28490.2379 | 32235.4082 | 35546.1936 | 38547.1358 | 41354.3763 | 43900.9676 | 45915.7507 | 47914.5577 | 49392.4878 | 50206.8748 | 50862.1168 | 51348.5884 | 51483.9724 | 51827.1971 | 51879.5203 | 51963.4125 | 52083.6839 | 52229.1273 | 52173.2674 |  | 109.6271 | 172.4812 | 515.046 | 1278.2135 | 2366.3313 | 3810.9075 | 5723.4437 | 7807.1188 | 10558.1064 | 13434.2865 | 16662.4636 | 20612.9738 | 24469.1283 | 27959.8895 | 31605.7153 | 34825.1907 | 37839.1155 | 40650.4651 | 43213.0598 | 45243.1449 | 47274.7301 | 48790.057 | 49657.7607 | 50370.6078 | 50922.6313 | 51118.1816 | 51522.0947 | 51627.09 | 51758.6399 | 51919.5516 | 52099.7642 | 52069.8352
Hartshead-Heyrod |  | 182.2333 | 283.5105 | 820.519 | 1976.5539 | 3580.456 | 5662.9454 | 8412.2416 | 11430.4151 | 15375.8454 | 19508.8286 | 24107.5293 | 29853.4649 | 35468.2078 | 40550.5333 | 45844.3627 | 50522.6159 | 54756.2229 | 58717.4813 | 62311.3534 | 65154.6612 | 67975.475 | 70060.1138 | 71207.4212 | 72129.9013 | 72814.0829 | 73002.3247 | 73484.5428 | 73556.0815 | 73672.6699 | 73841.0251 | 74045.4987 | 73965.8106 |  | 180.7888 | 264.3256 | 589.4829 | 1235.6115 | 2128.8003 | 3274.2284 | 4710.0787 | 6255.8026 | 8342.4385 | 10549.3588 | 13023.0182 | 15785.0124 | 18594.3243 | 21199.6097 | 24154.903 | 26920.3634 | 29644.5966 | 32578.941 | 35589.1956 | 38433.8003 | 41603.3044 | 45146.9048 | 47935.6802 | 50605.4174 | 53089.8808 | 55110.7803 | 57350.141 | 59095.7568 | 60747.0015 | 62302.4474 | 63690.9616 | 64642.0767 |  | 180.7888 | 265.5927 | 612.0753 | 1437.5251 | 2663.8089 | 4283.3666 | 6401.6363 | 8708.9331 | 11723.976 | 14943.6507 | 18576.9729 | 22735.1313 | 26758.0792 | 30447.399 | 34416.7573 | 38106.4977 | 42591.0128 | 46829.9728 | 50741.2809 | 53947.3212 | 57180.9256 | 59754.3798 | 61493.5843 | 63051.9359 | 64382.6257 | 65231.3132 | 66300.2593 | 66891.5935 | 67415.7636 | 67897.3093 | 68273.0272 | 68296.9524 |  | 182.2333 | 283.5105 | 820.519 | 1976.5539 | 3580.456 | 5662.9454 | 8412.2416 | 11430.4151 | 15375.8454 | 19508.8286 | 24107.5293 | 29853.4649 | 35468.2078 | 40550.5333 | 45844.3627 | 50522.6159 | 54756.2229 | 58717.4813 | 62311.3534 | 65154.6612 | 67975.475 | 70060.1138 | 71207.4212 | 72129.9013 | 72814.0829 | 73002.3247 | 73484.5428 | 73556.0815 | 73672.6699 | 73841.0251 | 74045.4987 | 73965.8106 |  | 182.2333 | 283.4526 | 820.0607 | 1975.3789 | 3578.5703 | 5659.6308 | 8359.9215 | 11303.2521 | 15190.985 | 19254.91 | 23816.6206 | 29402.8721 | 34855.3488 | 39790.3726 | 44943.2928 | 49492.2235 | 53744.8693 | 57712.5236 | 61329.6569 | 64195.1159 | 67062.9475 | 69201.2667 | 70424.7186 | 71429.4021 | 72207.0143 | 72480.9982 | 73049.6946 | 73196.296 | 73380.8079 | 73607.119 | 73861.1807 | 73818.5122
Hazel Grove |  | 216.91 | 329.3837 | 887.2423 | 1982.7837 | 3382.8391 | 5068.7265 | 7140.0343 | 9416.305 | 12392.849 | 15509.8016 | 18978.1971 | 23326.2259 | 27571.1666 | 31411.2443 | 35405.7804 | 38931.255 | 42101.7676 | 45070.9977 | 47766.0494 | 49898.1024 | 52013.4397 | 53573.5443 | 54428.0959 | 55113.3659 | 55619.5812 | 55752.5247 | 56107.8514 | 56154.785 | 56236.9533 | 56359.1863 | 56510.238 | 56447.9843 |  | 215.1906 | 307.1686 | 638.6972 | 1249.26 | 2031.9685 | 2963.1544 | 4046.241 | 5212.2073 | 6786.1927 | 8450.9108 | 10316.8348 | 12400.2546 | 14519.3671 | 16484.5788 | 18713.8075 | 20799.842 | 22854.7781 | 25068.2047 | 27338.8917 | 29484.6261 | 31875.4377 | 34548.4367 | 36652.0581 | 38665.8869 | 40539.9605 | 42064.3599 | 43753.5483 | 45070.2964 | 46315.8588 | 47489.1585 | 48536.5387 | 49253.9812 |  | 215.1906 | 308.6256 | 662.4465 | 1442.5341 | 2517.1889 | 3834.2077 | 5433.8055 | 7174.1912 | 9446.8297 | 11874.688 | 14615.502 | 17751.7621 | 20788.6195 | 23574.2767 | 26570.3559 | 29354.93 | 32745.5202 | 35947.7802 | 38901.1558 | 41321.5175 | 43761.3129 | 45698.5535 | 47007.2731 | 48179.7549 | 49180.7656 | 49818.4093 | 50622.1091 | 51065.6641 | 51458.5807 | 51819.3605 | 52100.4559 | 52116.4183 |  | 216.91 | 329.3837 | 887.2423 | 1982.7837 | 3382.8391 | 5068.7265 | 7140.0343 | 9416.305 | 12392.849 | 15509.8016 | 18978.1971 | 23326.2259 | 27571.1666 | 31411.2443 | 35405.7804 | 38931.255 | 42101.7676 | 45070.9977 | 47766.0494 | 49898.1024 | 52013.4397 | 53573.5443 | 54428.0959 | 55113.3659 | 55619.5812 | 55752.5247 | 56107.8514 | 56154.785 | 56236.9533 | 56359.1863 | 56510.238 | 56447.9843 |  | 216.91 | 329.3125 | 886.7388 | 1981.4305 | 3380.7469 | 5064.9884 | 7093.5215 | 9308.7438 | 12239.9285 | 15301.8237 | 18740.0145 | 22961.5265 | 27080.9257 | 30807.0597 | 34693.8589 | 38121.009 | 41307.8899 | 44283.657 | 46998.1248 | 49148.4113 | 51301.2221 | 52904.2186 | 53818.4992 | 54568.0627 | 55147.0258 | 55346.6959 | 55769.2977 | 55874.648 | 56009.6962 | 56177.1471 | 56366.9014 | 56333.6467
Huncoat |  | 139.2286 | 217.3051 | 634.6307 | 1542.1471 | 2811.6359 | 4471.3525 | 6675.8768 | 9095.7934 | 12259.0856 | 15572.8445 | 19259.9895 | 23865.7192 | 28366.62 | 32440.9257 | 36685.2492 | 40436.4307 | 43832.8018 | 47010.4519 | 49893.2872 | 52174.0681 | 54436.792 | 56109.2659 | 57030.0857 | 57770.6188 | 58320.0307 | 58471.7412 | 58859.0987 | 58917.0651 | 59011.0425 | 59146.437 | 59310.6539 | 59246.948 |  | 138.125 | 202.5939 | 455.8251 | 963.2042 | 1669.9001 | 2582.4534 | 3733.676 | 4972.992 | 6645.9954 | 8415.4392 | 10398.7467 | 12613.2325 | 14865.6562 | 16954.4975 | 19323.9648 | 21541.2298 | 23725.4399 | 26078.111 | 28491.6447 | 30772.3652 | 33313.5805 | 36154.7352 | 38390.6934 | 40531.2102 | 42523.1799 | 44143.4778 | 45938.9314 | 47338.5149 | 48662.4344 | 49909.5452 | 51022.8151 | 51785.3912 |  | 138.125 | 203.5664 | 473.3581 | 1121.5446 | 2091.7826 | 3382.0377 | 5080.2525 | 6930.1795 | 9347.6961 | 11929.2058 | 14842.285 | 18176.2011 | 21401.4852 | 24359.2362 | 27541.5844 | 30499.7939 | 34094.6671 | 37492.9303 | 40628.6416 | 43198.9782 | 45791.5325 | 47855.1954 | 49249.915 | 50499.6162 | 51566.7625 | 52247.4348 | 53104.7117 | 53579.0425 | 53999.5209 | 54385.823 | 54687.2631 | 54706.6262 |  | 139.2286 | 217.3051 | 634.6307 | 1542.1471 | 2811.6359 | 4471.3525 | 6675.8768 | 9095.7934 | 12259.0856 | 15572.8445 | 19259.9895 | 23865.7192 | 28366.62 | 32440.9257 | 36685.2492 | 40436.4307 | 43832.8018 | 47010.4519 | 49893.2872 | 52174.0681 | 54436.792 | 56109.2659 | 57030.0857 | 57770.6188 | 58320.0307 | 58471.7412 | 58859.0987 | 58917.0651 | 59011.0425 | 59146.437 | 59310.6539 | 59246.948 |  | 139.2286 | 217.2611 | 634.2769 | 1541.2455 | 2810.182 | 4468.8021 | 6634.5384 | 8994.846 | 12112.0372 | 15370.684 | 19028.3709 | 23506.5958 | 27877.6683 | 31834.1171 | 35965.589 | 39613.1506 | 43024.6126 | 46207.2425 | 49108.566 | 51406.975 | 53707.2226 | 55422.528 | 56404.1997 | 57210.4432 | 57834.5682 | 58054.8468 | 58511.363 | 58629.357 | 58777.6511 | 58959.383 | 59163.2458 | 59129.128
Hyde |  | 122.2481 | 190.7628 | 556.7933 | 1352.2567 | 2464.4285 | 3917.848 | 5847.634 | 7965.9801 | 10735.0666 | 13635.8638 | 16863.5166 | 20895.3471 | 24835.393 | 28401.9908 | 32117.3952 | 35401.0906 | 38374.1009 | 41155.6664 | 43679.1704 | 45675.6625 | 47656.3491 | 49120.3425 | 49926.3596 | 50574.5586 | 51055.4571 | 51188.2194 | 51527.2654 | 51577.9753 | 51660.2144 | 51778.7139 | 51922.4513 | 51866.6744 |  | 121.2791 | 177.8488 | 399.9243 | 844.6479 | 1463.7834 | 2262.9276 | 3270.6855 | 4355.5587 | 5820.0733 | 7369.0101 | 9105.1589 | 11043.6767 | 13015.4046 | 14843.9357 | 16918.1213 | 18859.0719 | 20771.087 | 22830.5696 | 24943.3301 | 26939.8284 | 29164.3589 | 31651.4505 | 33608.7648 | 35482.5316 | 37226.2633 | 38644.6405 | 40216.3457 | 41441.5138 | 42600.4472 | 43692.1438 | 44666.6786 | 45334.223 |  | 121.2791 | 178.7025 | 415.3036 | 983.4469 | 1833.4714 | 2963.3799 | 4449.9723 | 6069.3622 | 8185.6015 | 10445.4011 | 12995.4547 | 15913.8986 | 18737.2602 | 21326.4307 | 24112.2055 | 26701.7708 | 29848.6894 | 32823.485 | 35568.4398 | 37818.4717 | 40087.9463 | 41894.4183 | 43115.3138 | 44209.2639 | 45143.4102 | 45739.2457 | 46489.677 | 46904.8853 | 47272.9525 | 47611.1023 | 47874.9664 | 47891.9067 |  | 122.2481 | 190.7628 | 556.7933 | 1352.2567 | 2464.4285 | 3917.848 | 5847.634 | 7965.9801 | 10735.0666 | 13635.8638 | 16863.5166 | 20895.3471 | 24835.393 | 28401.9908 | 32117.3952 | 35401.0906 | 38374.1009 | 41155.6664 | 43679.1704 | 45675.6625 | 47656.3491 | 49120.3425 | 49926.3596 | 50574.5586 | 51055.4571 | 51188.2194 | 51527.2654 | 51577.9753 | 51660.2144 | 51778.7139 | 51922.4513 | 51866.6744 |  | 122.2481 | 190.7242 | 556.4828 | 1351.4652 | 2463.1527 | 3915.6097 | 5811.4143 | 7877.5584 | 10606.2805 | 13458.8199 | 16660.6749 | 20580.8618 | 24407.244 | 27870.6589 | 31487.2685 | 34680.2535 | 37666.4834 | 40452.416 | 42992.113 | 45004.0435 | 47017.5869 | 48519.0855 | 49378.3818 | 50084.113 | 50630.4245 | 50823.2195 | 51222.8152 | 51326.0805 | 51455.875 | 51614.9444 | 51793.3931 | 51763.5221
Kendal (Parkside Rd) |  | 197.8659 | 301.9918 | 826.2521 | 1878.6438 | 3252.0365 | 4939.8355 | 7056.4178 | 9381.7284 | 12422.1164 | 15606.2488 | 19149.3345 | 23586.7062 | 27920.0056 | 31840.7106 | 35920.7102 | 39522.9758 | 42768.4859 | 45807.1476 | 48564.8586 | 50746.526 | 52911.0433 | 54508.3715 | 55384.5369 | 56087.6901 | 56607.7319 | 56746.2333 | 57111.709 | 57161.7487 | 57247.4067 | 57373.6871 | 57528.9361 | 57465.9841 |  | 196.2975 | 281.6097 | 594.5262 | 1181.4578 | 1948.4768 | 2879.6342 | 3985.9995 | 5177.0258 | 6784.8408 | 8485.3385 | 10391.3666 | 12519.5652 | 14684.2236 | 16691.6734 | 18968.8147 | 21099.6842 | 23198.7869 | 25459.7864 | 27779.2772 | 29971.1296 | 32413.3267 | 35143.7762 | 37292.6106 | 39349.7224 | 41264.0753 | 42821.2385 | 44546.7325 | 45891.7813 | 47164.1145 | 48362.6318 | 49432.5232 | 50165.3857 |  | 196.2975 | 282.9485 | 616.7845 | 1366.6619 | 2419.7617 | 3736.6336 | 5370.0891 | 7147.8951 | 9469.8746 | 11950.1528 | 14749.8342 | 17953.5943 | 21055.0428 | 23899.7544 | 26959.6541 | 29803.6772 | 33264.8007 | 36534.4725 | 39550.4271 | 42022.2156 | 44514.2608 | 46494.32 | 47832.1203 | 49030.7002 | 50054.0466 | 50706.1518 | 51527.9086 | 51981.7424 | 52383.8421 | 52753.1097 | 53040.9374 | 53057.865 |  | 197.8659 | 301.9918 | 826.2521 | 1878.6438 | 3252.0365 | 4939.8355 | 7056.4178 | 9381.7284 | 12422.1164 | 15606.2488 | 19149.3345 | 23586.7062 | 27920.0056 | 31840.7106 | 35920.7102 | 39522.9758 | 42768.4859 | 45807.1476 | 48564.8586 | 50746.526 | 52911.0433 | 54508.3715 | 55384.5369 | 56087.6901 | 56607.7319 | 56746.2333 | 57111.709 | 57161.7487 | 57247.4067 | 57373.6871 | 57528.9361 | 57465.9841 |  | 197.8659 | 301.9272 | 825.7849 | 1877.4008 | 3250.0992 | 4936.3864 | 7011.0079 | 9275.3286 | 12269.9305 | 15398.707 | 18911.6259 | 23221.5711 | 27427.5681 | 31232.7252 | 35203.1041 | 38705.1629 | 41966.7943 | 45011.6225 | 47788.609 | 49988.4469 | 52190.6443 | 53831.07 | 54767.5644 | 55535.7108 | 56129.3861 | 56335.4367 | 56769.0238 | 56878.2 | 57017.3838 | 57189.4063 | 57383.8026 | 57350.1522
Lancaster |  | 176.421 | 275.8662 | 809.8299 | 1977.556 | 3618.4415 | 5771.793 | 8641.3739 | 11791.1817 | 15908.5234 | 20221.7784 | 25021.0272 | 31015.0525 | 36872.881 | 42175.646 | 47700.0148 | 52582.791 | 57004.9246 | 61142.118 | 64895.3999 | 67864.8513 | 70810.7846 | 72988.4385 | 74187.643 | 75152.166 | 75867.8819 | 76065.8964 | 76570.5929 | 76646.4671 | 76769.1378 | 76945.6562 | 77159.5947 | 77076.8041 |  | 175.0225 | 257.1858 | 581.5822 | 1234.5491 | 2147.8073 | 3331.5362 | 4829.9774 | 6443.0818 | 8620.6773 | 10923.8006 | 13505.2906 | 16387.6843 | 19319.4584 | 22038.3121 | 25122.4311 | 28008.4421 | 30851.4288 | 33913.6857 | 37055.1619 | 40023.7672 | 43331.4348 | 47029.5062 | 49939.8486 | 52725.9636 | 55318.7285 | 57427.7221 | 59764.6999 | 61586.4098 | 63309.6348 | 64932.8849 | 66381.9265 | 67374.5022 |  | 175.0225 | 258.4214 | 603.9981 | 1438.1711 | 2691.9997 | 4365.6455 | 6575.9507 | 8983.8344 | 12130.595 | 15490.7584 | 19282.4391 | 23621.9116 | 27819.8314 | 31669.5 | 35811.5555 | 39661.9054 | 44340.5494 | 48763.4715 | 52844.7586 | 56190.2104 | 59564.6631 | 62250.9838 | 64066.5556 | 65693.3593 | 67082.5323 | 67968.6544 | 69084.652 | 69702.196 | 70249.6438 | 70752.6064 | 71145.1033 | 71170.4325 |  | 176.421 | 275.8662 | 809.8299 | 1977.556 | 3618.4415 | 5771.793 | 8641.3739 | 11791.1817 | 15908.5234 | 20221.7784 | 25021.0272 | 31015.0525 | 36872.881 | 42175.646 | 47700.0148 | 52582.791 | 57004.9246 | 61142.118 | 64895.3999 | 67864.8513 | 70810.7846 | 72988.4385 | 74187.643 | 75152.166 | 75867.8819 | 76065.8964 | 76570.5929 | 76646.4671 | 76769.1378 | 76945.6562 | 77159.5947 | 77076.8041 |  | 176.421 | 275.8106 | 809.3789 | 1976.4106 | 3616.5897 | 5768.5482 | 8587.9932 | 11660.4908 | 15717.9382 | 19959.6381 | 24720.6829 | 30549.1134 | 36238.146 | 41387.6785 | 46765.2461 | 51513.1966 | 55954.8514 | 60098.423 | 63875.6564 | 66867.9606 | 69862.6137 | 72095.8726 | 73374.1439 | 74424.0579 | 75236.8838 | 75524.0233 | 76118.6139 | 76272.5121 | 76465.7826 | 76702.5234 | 76967.987 | 76923.6436
Leyland |  | 235.5915 | 355.3065 | 936.5776 | 2041.529 | 3407.994 | 4998.9491 | 6884.8697 | 8958.553 | 11670.6385 | 14510.1382 | 17669.9001 | 21637.8924 | 25509.9905 | 29011.6715 | 32651.6476 | 35862.0137 | 38739.6334 | 41435.854 | 43883.684 | 45820.0885 | 47741.384 | 49156.8537 | 49930.2197 | 50549.5042 | 51005.9888 | 51122.786 | 51442.4944 | 51481.8955 | 51553.9971 | 51663.0863 | 51799.1842 | 51741.4415 |  | 233.7241 | 331.3659 | 674.6383 | 1289.7779 | 2054.9625 | 2935.45 | 3922.2309 | 4984.5219 | 6418.5519 | 7935.2468 | 9635.2568 | 11533.4234 | 13464.1089 | 15254.5782 | 17285.5886 | 19186.1374 | 21058.353 | 23074.9664 | 25143.7488 | 27098.689 | 29276.9148 | 31712.2363 | 33628.8082 | 35463.5716 | 37171.0066 | 38559.8597 | 40098.849 | 41298.5147 | 42433.3244 | 43502.2968 | 44456.5461 | 45110.1952 |  | 233.7241 | 332.9329 | 699.4813 | 1485.4449 | 2536.061 | 3781.5455 | 5239.7471 | 6825.3584 | 8895.1252 | 11106.7223 | 13603.8941 | 16461.1362 | 19229.0516 | 21768.3234 | 24498.917 | 27036.5327 | 30129.387 | 33049.1739 | 35741.3794 | 37947.4789 | 40170.6348 | 41933.7274 | 43124.5528 | 44191.3416 | 45102.0296 | 45681.7635 | 46412.7456 | 46815.6666 | 47172.4635 | 47499.9886 | 47754.9833 | 47768.5299 |  | 235.5915 | 355.3065 | 936.5776 | 2041.529 | 3407.994 | 4998.9491 | 6884.8697 | 8958.553 | 11670.6385 | 14510.1382 | 17669.9001 | 21637.8924 | 25509.9905 | 29011.6715 | 32651.6476 | 35862.0137 | 38739.6334 | 41435.854 | 43883.684 | 45820.0885 | 47741.384 | 49156.8537 | 49930.2197 | 50549.5042 | 51005.9888 | 51122.786 | 51442.4944 | 51481.8955 | 51553.9971 | 51663.0863 | 51799.1842 | 51741.4415 |  | 235.5915 | 355.2283 | 936.0434 | 2040.073 | 3405.7677 | 4994.9518 | 6839.125 | 8854.9933 | 11524.8745 | 14312.7951 | 17443.9379 | 21293.7647 | 25049.983 | 28446.4986 | 31987.6263 | 35108.0406 | 38001.5325 | 40704.5271 | 43170.9404 | 45124.6857 | 47081.0819 | 48536.7763 | 49365.6559 | 50044.6095 | 50568.4588 | 50747.029 | 51129.0071 | 51222.4886 | 51343.5538 | 51494.5575 | 51666.5367 | 51635.728
Longsight |  | 69.5337 | 110.7416 | 341.4721 | 871.6344 | 1645.2686 | 2691.6397 | 4122.0824 | 5691.6607 | 7743.1511 | 9892.5078 | 12283.9925 | 15267.5148 | 18184.1272 | 20824.9142 | 23577.2975 | 26011.0795 | 28219.8553 | 30285.69 | 32159.5475 | 33642.1054 | 35112.8864 | 36200.831 | 36800.888 | 37283.9363 | 37642.8473 | 37743.6071 | 37997.0346 | 38036.4669 | 38098.9271 | 38187.9837 | 38295.322 | 38254.5648 |  | 68.9825 | 103.2244 | 244.9167 | 541.7912 | 971.6514 | 1545.9467 | 2292.591 | 3096.3697 | 4181.4234 | 5329.0252 | 6615.3317 | 8051.5727 | 9512.419 | 10867.1711 | 12403.928 | 13841.9714 | 15258.5766 | 16784.44 | 18349.7768 | 19828.9754 | 21477.1221 | 23319.7995 | 24769.9668 | 26158.234 | 27450.1586 | 28501.0293 | 29665.5001 | 30573.2228 | 31431.8725 | 32240.7067 | 32962.736 | 33457.3173 |  | 68.9825 | 103.7241 | 254.535 | 633.7779 | 1223.9284 | 2035.8207 | 3136.7682 | 4336.5812 | 5904.9351 | 7579.424 | 9468.7136 | 11631.0606 | 13722.2758 | 15639.8576 | 17703.3188 | 19621.564 | 21951.0279 | 24153.7883 | 26186.719 | 27853.2326 | 29534.511 | 30873.9685 | 31779.3711 | 32590.6719 | 33283.5062 | 33725.6302 | 34282.3172 | 34590.6053 | 34863.96 | 35115.1451 | 35311.2541 | 35324.3573 |  | 69.5337 | 110.7416 | 341.4721 | 871.6344 | 1645.2686 | 2691.6397 | 4122.0824 | 5691.6607 | 7743.1511 | 9892.5078 | 12283.9925 | 15267.5148 | 18184.1272 | 20824.9142 | 23577.2975 | 26011.0795 | 28219.8553 | 30285.69 | 32159.5475 | 33642.1054 | 35112.8864 | 36200.831 | 36800.888 | 37283.9363 | 37642.8473 | 37743.6071 | 37997.0346 | 38036.4669 | 38098.9271 | 38187.9837 | 38295.322 | 38254.5648 |  | 69.5337 | 110.7203 | 341.2839 | 871.1716 | 1644.5007 | 2690.3092 | 4097.1135 | 5629.2319 | 7651.303 | 9765.691 | 12138.6719 | 15041.0838 | 17874.315 | 20439.404 | 23118.9737 | 25485.7538 | 27703.7924 | 29772.4093 | 31657.7688 | 33151.3613 | 34645.9543 | 35761.0508 | 36399.9752 | 36925.0435 | 37331.8173 | 37476.5123 | 37774.2597 | 37852.1546 | 37949.4132 | 38068.1304 | 38200.8426 | 38178.9943
Lower Darwen |  | 150.478 | 232.0198 | 654.4281 | 1536.5223 | 2729.3591 | 4244.0257 | 6203.7768 | 8355.8071 | 11169.2386 | 14116.1307 | 17395.1433 | 21495.8845 | 25502.0111 | 29127.6531 | 32902.7959 | 36237.777 | 39250.6447 | 42070.3861 | 44628.9218 | 46653.0801 | 48661.264 | 50144.5327 | 50959.816 | 51614.8646 | 52100.173 | 52232.0609 | 52573.7341 | 52622.9284 | 52704.5696 | 52823.3861 | 52968.364 | 52910.9878 |  | 149.2852 | 216.3383 | 470.4892 | 963.0538 | 1628.1121 | 2462.2296 | 3486.0733 | 4588.2632 | 6076.1544 | 7649.8153 | 9413.6765 | 11383.137 | 13386.3376 | 15244.0557 | 17351.3495 | 19323.2816 | 21265.8162 | 23358.1723 | 25504.6567 | 27533.0231 | 29793.0615 | 32319.8521 | 34308.4091 | 36212.085 | 37983.65 | 39424.6674 | 41021.4602 | 42266.1845 | 43443.6168 | 44552.739 | 45542.8294 | 46221.029 |  | 149.2852 | 217.3714 | 488.3326 | 1117.6187 | 2030.7093 | 3210.1945 | 4721.0948 | 6366.3175 | 8515.787 | 10811.3937 | 13402.1963 | 16367.1218 | 19236.3035 | 21867.7085 | 24698.5861 | 27329.929 | 30529.673 | 33553.5199 | 36343.2847 | 38629.8899 | 40935.7988 | 42769.7958 | 44009.1233 | 45119.5396 | 46067.6866 | 46672.194 | 47433.7356 | 47854.745 | 48227.8689 | 48570.6032 | 48837.9133 | 48854.4345 |  | 150.478 | 232.0198 | 654.4281 | 1536.5223 | 2729.3591 | 4244.0257 | 6203.7768 | 8355.8071 | 11169.2386 | 14116.1307 | 17395.1433 | 21495.8845 | 25502.0111 | 29127.6531 | 32902.7959 | 36237.777 | 39250.6447 | 42070.3861 | 44628.9218 | 46653.0801 | 48661.264 | 50144.5327 | 50959.816 | 51614.8646 | 52100.173 | 52232.0609 | 52573.7341 | 52622.9284 | 52704.5696 | 52823.3861 | 52968.364 | 52910.9878 |  | 150.478 | 231.9714 | 654.0605 | 1535.5637 | 2727.8414 | 4241.3422 | 6164.6482 | 8262.124 | 11033.9391 | 13930.8221 | 17182.8635 | 21168.1734 | 25057.7829 | 28577.6585 | 32251.951 | 35494.5176 | 38521.4799 | 41346.2245 | 43921.8301 | 45962.1775 | 48004.4066 | 49526.5728 | 50396.7439 | 51110.9991 | 51663.516 | 51857.0728 | 52260.938 | 52364.1205 | 52494.6199 | 52655.1503 | 52835.8227 | 52805.1212
Lytham |  | 125.8086 | 190.4296 | 507.8032 | 1121.8882 | 1895.2066 | 2812.7207 | 3922.7264 | 5142.8583 | 6738.4662 | 8409.2111 | 10268.3618 | 12600.7444 | 14877.3721 | 16936.5856 | 19077.9854 | 20967.3815 | 22664.1552 | 24253.5317 | 25696.2904 | 26837.6376 | 27970.0547 | 28804.8525 | 29261.6227 | 29627.6878 | 29897.8558 | 29968.033 | 30157.4929 | 30181.8076 | 30225.1601 | 30290.1109 | 30370.6987 | 30337.0707 |  | 124.8114 | 177.5919 | 365.6582 | 707.73 | 1140.373 | 1647.5904 | 2228.1713 | 2853.1792 | 3696.903 | 4589.2632 | 5589.4785 | 6706.2809 | 7842.2161 | 8895.6538 | 10090.616 | 11208.82 | 12310.3539 | 13496.8455 | 14714.0311 | 15864.2368 | 17145.8143 | 18578.6564 | 19706.2877 | 20785.7863 | 21790.3701 | 22607.5136 | 23512.991 | 24218.8245 | 24886.4994 | 25515.4383 | 26076.879 | 26461.459 |  | 124.8114 | 178.4331 | 379.1939 | 816.2502 | 1410.2723 | 2127.6959 | 2985.3591 | 3918.2747 | 5136.3071 | 6437.6475 | 7906.8577 | 9587.9904 | 11216.1497 | 12709.7102 | 14315.9681 | 15808.7799 | 17627.223 | 19344.3406 | 20927.8376 | 22225.4942 | 23533.405 | 24571.3737 | 25272.5204 | 25900.6597 | 26436.9141 | 26778.4141 | 27208.9166 | 27446.3813 | 27656.7045 | 27849.8029 | 28000.2042 | 28008.5105 |  | 125.8086 | 190.4296 | 507.8032 | 1121.8882 | 1895.2066 | 2812.7207 | 3922.7264 | 5142.8583 | 6738.4662 | 8409.2111 | 10268.3618 | 12600.7444 | 14877.3721 | 16936.5856 | 19077.9854 | 20967.3815 | 22664.1552 | 24253.5317 | 25696.2904 | 26837.6376 | 27970.0547 | 28804.8525 | 29261.6227 | 29627.6878 | 29897.8558 | 29968.033 | 30157.4929 | 30181.8076 | 30225.1601 | 30290.1109 | 30370.6987 | 30337.0707 |  | 125.8086 | 190.3881 | 507.5143 | 1121.1068 | 1894.0047 | 2810.5684 | 3896.9478 | 5083.8039 | 6654.8767 | 8295.7525 | 10138.4359 | 12402.2722 | 14611.2273 | 16609.0222 | 18692.4968 | 20529.0937 | 22234.8825 | 23827.9686 | 25281.3596 | 26432.6637 | 27585.4092 | 28443.4868 | 28932.5495 | 29333.3531 | 29642.7895 | 29748.981 | 29974.7486 | 30030.5926 | 30102.4883 | 30191.858 | 30293.3477 | 30275.3935
Moss Nook |  | 317.6185 | 475.7687 | 1226.7249 | 2603.6364 | 4241.2212 | 6067.3543 | 8127.0188 | 10393.5562 | 13358.5841 | 16462.088 | 19915.7933 | 24263.7896 | 28503.8387 | 32336.5101 | 36316.514 | 39823.3221 | 42951.6001 | 45884.725 | 48548.5525 | 50655.7124 | 52746.5465 | 54284.4988 | 55121.6687 | 55790.6394 | 56282.1745 | 56403.0061 | 56746.1262 | 56783.8813 | 56858.3303 | 56973.9804 | 57120.3452 | 57055.6031 |  | 315.1008 | 443.742 | 884.2202 | 1649.809 | 2568.6674 | 3581.9635 | 4660.656 | 5821.8918 | 7389.4914 | 9047.4556 | 10905.8093 | 12980.7766 | 15091.2916 | 17048.5303 | 19268.7148 | 21346.2861 | 23392.8851 | 25597.3317 | 27858.8063 | 29995.8353 | 32376.9472 | 35039.1015 | 37134.1884 | 39139.8468 | 41006.3172 | 42524.5319 | 44206.8671 | 45518.2731 | 46758.7821 | 47927.3217 | 48970.4525 | 49684.9843 |  | 315.1008 | 445.834 | 916.4496 | 1894.6826 | 3156.3283 | 4589.9362 | 6185.2827 | 7918.5459 | 10179.841 | 12596.8291 | 15326.6977 | 18449.8367 | 21477.2867 | 24255.1452 | 27241.5289 | 30016.5182 | 33403.3812 | 36598.7095 | 39543.9497 | 41957.0367 | 44387.7415 | 46312.0585 | 47611.3865 | 48775.2629 | 49768.6941 | 50400.5083 | 51197.5912 | 51636.1518 | 52024.3109 | 52380.4834 | 52657.4782 | 52670.7099 |  | 317.6185 | 475.7687 | 1226.7249 | 2603.6364 | 4241.2212 | 6067.3543 | 8127.0188 | 10393.5562 | 13358.5841 | 16462.088 | 19915.7933 | 24263.7896 | 28503.8387 | 32336.5101 | 36316.514 | 39823.3221 | 42951.6001 | 45884.725 | 48548.5525 | 50655.7124 | 52746.5465 | 54284.4988 | 55121.6687 | 55790.6394 | 56282.1745 | 56403.0061 | 56746.1262 | 56783.8813 | 56858.3303 | 56973.9804 | 57120.3452 | 57055.6031 |  | 317.6185 | 475.6624 | 1226.0216 | 2601.6917 | 4238.2809 | 6062.0487 | 8071.6841 | 10271.5478 | 13189.0511 | 16233.9289 | 19654.6082 | 23868.8465 | 27979.8469 | 31695.4162 | 35566.2706 | 38974.1629 | 42121.3093 | 45063.1342 | 47748.6899 | 49875.9587 | 52006.6808 | 53590.4194 | 54490.0068 | 55225.9332 | 55792.8253 | 55982.7338 | 56395.4687 | 56493.6994 | 56622.9159 | 56785.5194 | 56972.0889 | 56937.6021
Moss Nook Primary |  | 35.7871 | 54.1204 | 143.9098 | 316.902 | 533.813 | 790.0327 | 1098.55 | 1437.7005 | 1881.229 | 2345.6319 | 2862.4067 | 3510.8701 | 4143.7932 | 4716.2492 | 5311.4979 | 5836.6497 | 6308.0581 | 6749.6565 | 7150.5306 | 7467.6551 | 7782.3 | 8014.2178 | 8141.0723 | 8242.7171 | 8317.7129 | 8337.1267 | 8389.7035 | 8396.3899 | 8408.381 | 8426.3862 | 8448.754 | 8439.3846 |  | 35.5035 | 50.4724 | 103.635 | 199.9853 | 321.3652 | 463.0446 | 624.4261 | 798.1567 | 1032.6828 | 1280.7282 | 1558.7535 | 1869.186 | 2184.9368 | 2477.7561 | 2809.9144 | 3120.7365 | 3426.9249 | 3756.7286 | 4095.0642 | 4414.7817 | 4771.016 | 5169.2967 | 5482.7393 | 5782.8026 | 6062.0423 | 6289.18 | 6540.8714 | 6737.0688 | 6922.6594 | 7097.4827 | 7253.5438 | 7360.4438 |  | 35.5035 | 50.7113 | 107.4664 | 230.5713 | 397.2273 | 597.6265 | 836.0453 | 1095.3631 | 1433.917 | 1795.6366 | 2204.0277 | 2671.3214 | 3123.9169 | 3539.1033 | 3985.6074 | 4400.5713 | 4906.1164 | 5383.4645 | 5823.653 | 6184.3772 | 6547.9377 | 6836.4165 | 7031.2783 | 7205.8484 | 7354.8803 | 7449.7795 | 7569.4173 | 7635.3986 | 7693.8358 | 7747.4852 | 7789.2678 | 7791.5552 |  | 35.7871 | 54.1204 | 143.9098 | 316.902 | 533.813 | 790.0327 | 1098.55 | 1437.7005 | 1881.229 | 2345.6319 | 2862.4067 | 3510.8701 | 4143.7932 | 4716.2492 | 5311.4979 | 5836.6497 | 6308.0581 | 6749.6565 | 7150.5306 | 7467.6551 | 7782.3 | 8014.2178 | 8141.0723 | 8242.7171 | 8317.7129 | 8337.1267 | 8389.7035 | 8396.3899 | 8408.381 | 8426.3862 | 8448.754 | 8439.3846 |  | 35.7871 | 54.1086 | 143.8279 | 316.68 | 533.4721 | 789.4217 | 1091.312 | 1421.1658 | 1857.8554 | 2313.9253 | 2826.0991 | 3455.4467 | 4069.5268 | 4624.8814 | 5204.0141 | 5714.4816 | 6188.4165 | 6631.0637 | 7034.9123 | 7354.8202 | 7675.1363 | 7913.5498 | 8049.404 | 8160.7284 | 8246.6629 | 8276.1085 | 8338.7985 | 8354.2675 | 8374.2095 | 8399.0177 | 8427.2089 | 8422.2073
Nelson |  | 108.6951 | 168.1963 | 479.3683 | 1137.4053 | 2036.9119 | 3190.0077 | 4694.985 | 6347.4154 | 8507.6193 | 10770.3902 | 13288.1614 | 16435.6534 | 19510.8529 | 22294.1846 | 25192.7456 | 27753.7436 | 30069.0981 | 32235.8061 | 34201.6981 | 35757.0056 | 37300.0256 | 38439.9926 | 39066.9307 | 39570.8088 | 39944.2949 | 40046.3425 | 40309.4155 | 40347.7942 | 40410.9787 | 40502.62 | 40614.2132 | 40570.3426 |  | 107.8335 | 156.8229 | 344.5346 | 712.1263 | 1213.3891 | 1848.0623 | 2634.2019 | 3480.4981 | 4622.948 | 5831.2545 | 7185.6029 | 8697.8169 | 10235.9376 | 11662.3523 | 13280.399 | 14794.5108 | 16286.0503 | 17892.6273 | 19540.7659 | 21098.2098 | 22833.5386 | 24773.6883 | 26300.5652 | 27762.2677 | 29122.5313 | 30228.99 | 31455.0579 | 32410.7965 | 33314.8663 | 34166.4854 | 34926.708 | 35447.4511 |  | 107.8335 | 157.573 | 357.6573 | 827.2756 | 1515.4792 | 2412.9074 | 3572.8736 | 4836.1317 | 6486.7054 | 8249.4135 | 10238.7019 | 12515.292 | 14718.1441 | 16738.3839 | 18911.8554 | 20932.1682 | 23388.3568 | 25709.7536 | 27851.5639 | 29607.1201 | 31377.6154 | 32786.1575 | 33738.0275 | 34590.8995 | 35319.1539 | 35783.5323 | 36368.4942 | 36691.9739 | 36978.6834 | 37242.0574 | 37447.5061 | 37460.3712 |  | 108.6951 | 168.1963 | 479.3683 | 1137.4053 | 2036.9119 | 3190.0077 | 4694.985 | 6347.4154 | 8507.6193 | 10770.3902 | 13288.1614 | 16435.6534 | 19510.8529 | 22294.1846 | 25192.7456 | 27753.7436 | 30069.0981 | 32235.8061 | 34201.6981 | 35757.0056 | 37300.0256 | 38439.9926 | 39066.9307 | 39570.8088 | 39944.2949 | 40046.3425 | 40309.4155 | 40347.7942 | 40410.9787 | 40502.62 | 40614.2132 | 40570.3426 |  | 108.6951 | 168.1615 | 479.0996 | 1136.7096 | 2035.8042 | 3188.054 | 4665.548 | 6276.4856 | 8404.8934 | 10629.5214 | 13126.7817 | 16186.1644 | 19172.1692 | 21874.5341 | 24695.7838 | 27185.8897 | 29511.8935 | 31682.2956 | 33661.1332 | 35228.7398 | 36797.7279 | 37967.3547 | 38636.2399 | 39185.3817 | 39610.2769 | 39759.4992 | 40070.1491 | 40149.8269 | 40250.3846 | 40373.9258 | 40512.8145 | 40489.3331
New Mills |  | 110.5195 | 165.5199 | 426.5213 | 904.5888 | 1472.5076 | 2104.9746 | 2817.1778 | 3600.9354 | 4626.236 | 5699.4118 | 6893.6874 | 8397.3292 | 9863.6076 | 11188.9879 | 12565.2713 | 13777.8843 | 14859.4334 | 15873.5352 | 16794.5404 | 17523.0792 | 18245.9749 | 18777.6864 | 19067.0827 | 19298.319 | 19468.2047 | 19509.9094 | 19628.4863 | 19641.481 | 19667.1752 | 19707.1254 | 19757.7102 | 19735.3041 |  | 109.6435 | 154.3781 | 307.4411 | 573.246 | 891.9279 | 1242.9041 | 1615.9124 | 2017.4638 | 2559.5346 | 3132.853 | 3775.4655 | 4492.9823 | 5222.7913 | 5899.5979 | 6667.3303 | 7385.7475 | 8093.4546 | 8855.7449 | 9637.7552 | 10376.7327 | 11200.1133 | 12120.6773 | 12845.1514 | 13538.7014 | 14184.1206 | 14709.1142 | 15290.8601 | 15744.3399 | 16173.3037 | 16577.3808 | 16938.092 | 17185.1747 |  | 109.6435 | 155.1058 | 318.644 | 658.2773 | 1095.8463 | 1592.4091 | 2144.0897 | 2743.4459 | 3525.3799 | 4361.1594 | 5305.14 | 6385.1083 | 7432.0102 | 8392.6081 | 9425.3063 | 10384.8999 | 11556.1337 | 12661.1086 | 13679.5889 | 14514.0436 | 15354.5786 | 16019.9667 | 16469.2423 | 16871.6808 | 17215.1822 | 17433.6395 | 17709.2453 | 17860.8765 | 17995.0792 | 18118.2212 | 18213.9849 | 18218.5424 |  | 110.5195 | 165.5199 | 426.5213 | 904.5888 | 1472.5076 | 2104.9746 | 2817.1778 | 3600.9354 | 4626.236 | 5699.4118 | 6893.6874 | 8397.3292 | 9863.6076 | 11188.9879 | 12565.2713 | 13777.8843 | 14859.4334 | 15873.5352 | 16794.5404 | 17523.0792 | 18245.9749 | 18777.6864 | 19067.0827 | 19298.319 | 19468.2047 | 19509.9094 | 19628.4863 | 19641.481 | 19667.1752 | 19707.1254 | 19757.7102 | 19735.3041 |  | 110.5195 | 165.4829 | 426.2768 | 903.9123 | 1471.485 | 2103.1292 | 2797.9822 | 3558.6445 | 4567.4953 | 5620.3728 | 6803.2081 | 8260.5444 | 9682.1709 | 10967.0332 | 12305.5605 | 13483.962 | 14572.0531 | 15589.1782 | 16517.7132 | 17253.2188 | 17989.9249 | 18537.49 | 18848.4899 | 19102.8991 | 19298.8626 | 19364.4717 | 19507.1388 | 19541.0613 | 19585.7082 | 19641.9077 | 19706.4064 | 19694.4718
Orrell |  | 82.0869 | 127.2228 | 364.2383 | 868.1467 | 1560.083 | 2450.5705 | 3616.9262 | 4897.4934 | 6571.5389 | 8325.0979 | 10276.2664 | 12715.054 | 15097.9299 | 17254.7095 | 19500.924 | 21485.6703 | 23280.5828 | 24960.189 | 26484.0925 | 27689.7266 | 28885.8317 | 29769.5874 | 30255.7292 | 30646.4969 | 30936.1981 | 31015.5248 | 31219.6216 | 31249.5532 | 31298.6743 | 31369.8207 | 31456.3863 | 31422.4466 |  | 81.4363 | 118.6182 | 261.7553 | 543.2934 | 928.8046 | 1418.8319 | 2028.0535 | 2683.8936 | 3569.2391 | 4505.6203 | 5555.1772 | 6727.0726 | 7919.0446 | 9024.4495 | 10278.3603 | 11451.7264 | 12607.6001 | 13852.6224 | 15129.8531 | 16336.7995 | 17681.5986 | 19185.1242 | 20368.3826 | 21501.134 | 22555.2749 | 23412.7289 | 24362.8744 | 25103.5273 | 25804.1393 | 26464.1044 | 27053.2415 | 27456.7932 |  | 81.4363 | 119.1859 | 271.7435 | 631.4219 | 1160.7041 | 1853.5926 | 2752.465 | 3731.4325 | 5010.5951 | 6376.6334 | 7918.2355 | 9682.4952 | 11389.5414 | 12955.0591 | 14639.3463 | 16204.9585 | 18108.1783 | 19907.0246 | 21566.7465 | 22927.1671 | 24299.2014 | 25390.8629 | 26128.604 | 26789.6215 | 27354.059 | 27713.9992 | 28167.3883 | 28418.1375 | 28640.3909 | 28844.5599 | 29003.8356 | 29013.8619 |  | 82.0869 | 127.2228 | 364.2383 | 868.1467 | 1560.083 | 2450.5705 | 3616.9262 | 4897.4934 | 6571.5389 | 8325.0979 | 10276.2664 | 12715.054 | 15097.9299 | 17254.7095 | 19500.924 | 21485.6703 | 23280.5828 | 24960.189 | 26484.0925 | 27689.7266 | 28885.8317 | 29769.5874 | 30255.7292 | 30646.4969 | 30936.1981 | 31015.5248 | 31219.6216 | 31249.5532 | 31298.6743 | 31369.8207 | 31456.3863 | 31422.4466 |  | 82.0869 | 127.1966 | 364.0344 | 867.6201 | 1559.2428 | 2449.0899 | 3594.3044 | 4842.8406 | 6492.2953 | 8216.3755 | 10151.7111 | 12522.3821 | 14836.221 | 16930.3317 | 19116.6725 | 21046.5017 | 22849.6127 | 24532.0354 | 26065.9206 | 27281.0447 | 28497.2196 | 29403.8955 | 29922.4824 | 30348.2657 | 30677.7451 | 30793.5746 | 31034.486 | 31096.374 | 31174.4133 | 31270.24 | 31377.9233 | 31359.7552
Padiham |  | 132.9198 | 202.2908 | 548.6566 | 1235.5665 | 2121.7723 | 3198.8941 | 4534.8694 | 6002.834 | 7922.3211 | 9932.4489 | 12169.2039 | 14971.9713 | 17708.6204 | 20184.4648 | 22760.3624 | 25034.1834 | 27080.809 | 28997.2667 | 30736.6528 | 32112.6927 | 33477.9309 | 34485.1017 | 35037.1419 | 35479.988 | 35807.3034 | 35893.8297 | 36123.7119 | 36154.5946 | 36208.0898 | 36287.333 | 36385.0231 | 36345.0645 |  | 131.8662 | 188.6432 | 394.8821 | 777.8304 | 1273.0385 | 1867.6592 | 2566.1245 | 3318.0374 | 4333.0754 | 5406.6254 | 6609.9298 | 7953.4939 | 9320.0755 | 10587.409 | 12025.0029 | 13370.2531 | 14695.4484 | 16122.8517 | 17587.1814 | 18970.931 | 20512.7271 | 22236.5013 | 23593.093 | 24891.7789 | 26100.3389 | 27083.3996 | 28172.7301 | 29021.8799 | 29825.1231 | 30581.7652 | 31257.2039 | 31719.8711 |  | 131.8662 | 189.5388 | 409.6098 | 898.8798 | 1578.794 | 2419.7621 | 3451.1638 | 4573.5148 | 6039.2484 | 7605.0052 | 9372.5003 | 11395.0513 | 13353.2723 | 15149.4579 | 17081.4127 | 18877.0225 | 21062.8725 | 23127.5433 | 25031.8642 | 26592.5423 | 28165.8719 | 29415.5143 | 30259.7663 | 31016.1447 | 31661.9216 | 32073.3501 | 32591.8731 | 32878.1336 | 33131.736 | 33364.6125 | 33546.0893 | 33556.5659 |  | 132.9198 | 202.2908 | 548.6566 | 1235.5665 | 2121.7723 | 3198.8941 | 4534.8694 | 6002.834 | 7922.3211 | 9932.4489 | 12169.2039 | 14971.9713 | 17708.6204 | 20184.4648 | 22760.3624 | 25034.1834 | 27080.809 | 28997.2667 | 30736.6528 | 32112.6927 | 33477.9309 | 34485.1017 | 35037.1419 | 35479.988 | 35807.3034 | 35893.8297 | 36123.7119 | 36154.5946 | 36208.0898 | 36287.333 | 36385.0231 | 36345.0645 |  | 132.9198 | 202.2473 | 548.3457 | 1234.7347 | 2120.4818 | 3196.592 | 4505.4915 | 5934.4895 | 7824.8861 | 9799.7681 | 12017.2464 | 14738.9565 | 17394.9212 | 19797.5333 | 22304.0798 | 24514.5608 | 26571.5662 | 28492.0894 | 30243.8328 | 31631.4976 | 33020.726 | 34055.3468 | 34645.7045 | 35129.8121 | 35503.8423 | 35633.2199 | 35906.3077 | 35974.705 | 36062.1576 | 36170.4296 | 36292.9646 | 36271.6129
Peel |  | 79.6362 | 120.3475 | 319.294 | 701.2849 | 1178.5915 | 1740.3709 | 2414.2118 | 3155.004 | 4123.8018 | 5138.1757 | 6266.9469 | 7683.6261 | 9066.2846 | 10316.8062 | 11617.0194 | 12764.0344 | 13793.2976 | 14757.5242 | 15632.8518 | 16325.3056 | 17012.3478 | 17518.6924 | 17795.577 | 18017.4023 | 18181.0318 | 18223.2698 | 18337.9567 | 18352.4319 | 18378.5171 | 18417.7575 | 18466.5563 | 18446.0512 |  | 79.005 | 112.2361 | 229.951 | 442.6817 | 709.8213 | 1020.529 | 1373.0311 | 1752.5073 | 2264.7776 | 2806.5778 | 3413.8626 | 4091.9338 | 4781.6215 | 5421.2206 | 6146.7468 | 6825.669 | 7494.4698 | 8214.8531 | 8953.8723 | 9652.2244 | 10430.3395 | 11300.2955 | 11984.9415 | 12640.3635 | 13250.3007 | 13746.4327 | 14296.1971 | 14724.7468 | 15130.1283 | 15511.9912 | 15852.8723 | 16086.3716 |  | 79.005 | 112.7674 | 238.4437 | 510.2465 | 877.033 | 1316.5218 | 1837.3272 | 2403.7487 | 3143.2142 | 3933.2958 | 4825.3384 | 5846.0323 | 6834.6691 | 7741.6027 | 8716.9275 | 9623.3492 | 10727.7453 | 11770.4942 | 12732.0441 | 13520.0031 | 14314.1324 | 14944.1773 | 15369.7507 | 15751.0049 | 16076.4814 | 16283.7208 | 16544.9948 | 16689.0702 | 16816.6675 | 16933.8074 | 17025.0295 | 17029.9873 |  | 79.6362 | 120.3475 | 319.294 | 701.2849 | 1178.5915 | 1740.3709 | 2414.2118 | 3155.004 | 4123.8018 | 5138.1757 | 6266.9469 | 7683.6261 | 9066.2846 | 10316.8062 | 11617.0194 | 12764.0344 | 13793.2976 | 14757.5242 | 15632.8518 | 16325.3056 | 17012.3478 | 17518.6924 | 17795.577 | 18017.4023 | 18181.0318 | 18223.2698 | 18337.9567 | 18352.4319 | 18378.5171 | 18417.7575 | 18466.5563 | 18446.0512 |  | 79.6362 | 120.3211 | 319.1122 | 700.7913 | 1177.8343 | 1739.0135 | 2398.2718 | 3118.6725 | 4072.4986 | 5068.6161 | 6187.2948 | 7562.1077 | 8903.5499 | 10116.6651 | 11381.6496 | 12496.5757 | 13531.3946 | 14497.9435 | 15379.8031 | 16078.3647 | 16777.8314 | 17298.4086 | 17594.9935 | 17838.004 | 18025.5685 | 18089.7566 | 18226.5714 | 18260.2632 | 18303.7459 | 18357.8737 | 18419.4163 | 18408.4716
Penrith & Shap |  | 114.19 | 174.5012 | 479.2649 | 1094.225 | 1900.6444 | 2896.2175 | 4150.3315 | 5528.0293 | 7329.3593 | 9215.8946 | 11315.0945 | 13943.5888 | 16510.5812 | 18833.247 | 21250.485 | 23384.8594 | 25308.6142 | 27109.6582 | 28744.1336 | 30037.198 | 31320.0917 | 32266.9384 | 32786.4589 | 33203.4624 | 33511.9508 | 33594.3554 | 33811.2119 | 33841.1281 | 33892.0991 | 33967.099 | 34059.2017 | 34021.9863 |  | 113.2849 | 162.7217 | 344.8156 | 687.8431 | 1138.1115 | 1687.2265 | 2342.7177 | 3048.3682 | 4000.9545 | 5008.4529 | 6137.7224 | 7398.6219 | 8681.1227 | 9870.4818 | 11219.6257 | 12482.1076 | 13725.7684 | 15065.3488 | 16439.5836 | 17738.1962 | 19185.1312 | 20802.8478 | 22075.9733 | 23294.7558 | 24428.9575 | 25351.5341 | 26373.842 | 27170.7467 | 27924.5693 | 28634.658 | 29268.5394 | 29702.7403 |  | 113.2849 | 163.4957 | 357.7463 | 796.0039 | 1414.2104 | 2190.772 | 3158.4828 | 4211.786 | 5587.5589 | 7057.0863 | 8715.8157 | 10613.9678 | 12451.404 | 14136.713 | 15949.5462 | 17634.5008 | 19684.8217 | 21621.8314 | 23408.5868 | 24872.9777 | 26349.4221 | 27522.7045 | 28315.4368 | 29025.6777 | 29632.0878 | 30018.5393 | 30505.5081 | 30774.4879 | 31012.8156 | 31231.6906 | 31402.3092 | 31412.4181 |  | 114.19 | 174.5012 | 479.2649 | 1094.225 | 1900.6444 | 2896.2175 | 4150.3315 | 5528.0293 | 7329.3593 | 9215.8946 | 11315.0945 | 13943.5888 | 16510.5812 | 18833.247 | 21250.485 | 23384.8594 | 25308.6142 | 27109.6582 | 28744.1336 | 30037.198 | 31320.0917 | 32266.9384 | 32786.4589 | 33203.4624 | 33511.9508 | 33594.3554 | 33811.2119 | 33841.1281 | 33892.0991 | 33967.099 | 34059.2017 | 34021.9863 |  | 114.19 | 174.464 | 478.9941 | 1093.5064 | 1899.5222 | 2894.2214 | 4123.6971 | 5465.4358 | 7239.709 | 9093.561 | 11174.9759 | 13728.2056 | 16219.8949 | 18474.2102 | 20826.5562 | 22901.5905 | 24834.82 | 26639.4518 | 28285.276 | 29589.0475 | 30894.1888 | 31866.4779 | 32421.6539 | 32877.0767 | 33229.104 | 33351.4512 | 33608.5837 | 33673.4679 | 33756.0886 | 33858.1319 | 33973.3787 | 33953.4826
Preston East |  | 139.3952 | 213.4674 | 590.0191 | 1356.2974 | 2368.9913 | 3628.355 | 5226.0035 | 6980.9061 | 9275.3563 | 11678.4201 | 14352.359 | 17699.4117 | 20968.4395 | 23926.4988 | 27005.4092 | 29724.3756 | 32176.5518 | 34472.1056 | 36555.2644 | 38203.3019 | 39838.3653 | 41045.3755 | 41707.9557 | 42239.9292 | 42633.6259 | 42739.2806 | 43016.1481 | 43054.7904 | 43120.1562 | 43216.0519 | 43333.6126 | 43286.3721 |  | 138.2903 | 199.0534 | 424.4235 | 851.9718 | 1417.2043 | 2111.5308 | 2946.4771 | 3845.3149 | 5058.6928 | 6342.016 | 7780.4478 | 9386.5463 | 11020.1599 | 12535.1322 | 14253.6339 | 15861.748 | 17445.8884 | 19152.2084 | 20902.6701 | 22556.8065 | 24399.8717 | 26460.4738 | 28082.1455 | 29634.5965 | 31079.3109 | 32254.4631 | 33556.6503 | 34571.7252 | 35531.9233 | 36436.4144 | 37243.8348 | 37796.9078 |  | 138.2903 | 200.0011 | 440.383 | 986.6208 | 1762.6663 | 2744.559 | 3977.0684 | 5318.7402 | 7071.2877 | 8943.1915 | 11056.0241 | 13473.8608 | 15814.1618 | 17960.6523 | 20269.6418 | 22415.7877 | 25026.8311 | 27493.7786 | 29769.4683 | 31634.6166 | 33515.222 | 35010.0182 | 36020.0217 | 36924.9362 | 37697.5741 | 38190.0186 | 38810.5059 | 39153.3153 | 39457.0791 | 39736.0633 | 39953.5691 | 39966.6044 |  | 139.3952 | 213.4674 | 590.0191 | 1356.2974 | 2368.9913 | 3628.355 | 5226.0035 | 6980.9061 | 9275.3563 | 11678.4201 | 14352.359 | 17699.4117 | 20968.4395 | 23926.4988 | 27005.4092 | 29724.3756 | 32176.5518 | 34472.1056 | 36555.2644 | 38203.3019 | 39838.3653 | 41045.3755 | 41707.9557 | 42239.9292 | 42633.6259 | 42739.2806 | 43016.1481 | 43054.7904 | 43120.1562 | 43216.0519 | 43333.6126 | 43286.3721 |  | 139.3952 | 213.4221 | 589.6862 | 1355.4176 | 2367.613 | 3625.9068 | 5192.6145 | 6902.0636 | 9162.1898 | 11523.8485 | 14175.309 | 17426.954 | 20600.3024 | 23471.5145 | 26467.8776 | 29111.3173 | 31575.409 | 33875.4024 | 35972.8743 | 37634.4342 | 39297.6828 | 40536.9178 | 41244.7404 | 41825.4769 | 42274.4591 | 42430.8352 | 42758.8495 | 42841.8961 | 42947.4511 | 43077.6795 | 43224.6216 | 43199.3601
Radcliffe |  | 60.0588 | 93.7357 | 273.7288 | 665.106 | 1212.5479 | 1928.2239 | 2878.7721 | 3922.194 | 5286.1455 | 6714.9752 | 8304.8018 | 10290.7095 | 12231.4155 | 13988.1807 | 15818.2527 | 17435.6898 | 18900.1329 | 20270.269 | 21513.2876 | 22496.7127 | 23472.3522 | 24193.4871 | 24590.5235 | 24909.8238 | 25146.7166 | 25212.1283 | 25379.1467 | 25404.1384 | 25444.6577 | 25503.0357 | 25573.8419 | 25546.3724 |  | 59.5827 | 87.39 | 196.6068 | 415.4195 | 720.1691 | 1113.6668 | 1610.0521 | 2144.4216 | 2865.7888 | 3628.7394 | 4483.9039 | 5438.748 | 6409.9503 | 7310.619 | 8332.2882 | 9288.3307 | 10230.1206 | 11244.5476 | 12285.2175 | 13268.6208 | 14364.3445 | 15589.3964 | 16553.4991 | 17476.4492 | 18335.3487 | 19033.9904 | 19808.1558 | 20411.6296 | 20982.4785 | 21520.209 | 22000.2298 | 22329.0381 |  | 59.5827 | 87.8095 | 204.1689 | 483.7063 | 902.1036 | 1458.4684 | 2190.7069 | 2988.3603 | 4030.7469 | 5143.8445 | 6399.909 | 7837.4301 | 9228.112 | 10503.4389 | 11875.6076 | 13151.1318 | 14701.1753 | 16166.4433 | 17518.5034 | 18626.7843 | 19744.6447 | 20634.4556 | 21235.8311 | 21774.6775 | 22234.8098 | 22528.3019 | 22897.9426 | 23102.4642 | 23283.7657 | 23450.331 | 23580.3054 | 23588.6538 |  | 60.0588 | 93.7357 | 273.7288 | 665.106 | 1212.5479 | 1928.2239 | 2878.7721 | 3922.194 | 5286.1455 | 6714.9752 | 8304.8018 | 10290.7095 | 12231.4155 | 13988.1807 | 15818.2527 | 17435.6898 | 18900.1329 | 20270.269 | 21513.2876 | 22496.7127 | 23472.3522 | 24193.4871 | 24590.5235 | 24909.8238 | 25146.7166 | 25212.1283 | 25379.1467 | 25404.1384 | 25444.6577 | 25503.0357 | 25573.8419 | 25546.3724 |  | 60.0588 | 93.7168 | 273.5762 | 664.7171 | 1211.9208 | 1927.1238 | 2860.9454 | 3878.6635 | 5222.7366 | 6627.802 | 8204.9261 | 10135.8541 | 12020.5796 | 13726.5263 | 15507.9384 | 17080.6962 | 18551.6469 | 19923.9308 | 21174.9217 | 22165.9483 | 23157.7679 | 23897.3717 | 24320.6471 | 24668.2812 | 24937.3895 | 25032.3672 | 25229.2062 | 25280.0812 | 25344.0215 | 25422.3798 | 25510.2809 | 25495.5696
Red Bank |  | 53.1607 | 88.1828 | 300.0116 | 827.5048 | 1640.7028 | 2786.0444 | 4402.8545 | 6176.1639 | 8493.6346 | 10922.0075 | 13623.8713 | 16990.0161 | 20281.8907 | 23263.1988 | 26372.2041 | 29122.7881 | 31625.4289 | 33965.2584 | 36087.2651 | 37766.2013 | 39431.7523 | 40664.7806 | 41346.1554 | 41895.2441 | 42303.8693 | 42420.5924 | 42709.5854 | 42756.3795 | 42828.7884 | 42930.9188 | 43053.1995 | 43007.8403 |  | 52.7393 | 82.1655 | 214.6691 | 510.685 | 961.4813 | 1588.8059 | 2432.3052 | 3340.3504 | 4566.1578 | 5862.627 | 7315.7937 | 8938.3446 | 10588.6925 | 12119.1838 | 13855.2894 | 15479.8765 | 17080.2444 | 18804.0434 | 20572.4364 | 22243.5173 | 24105.4624 | 26187.1727 | 27825.4563 | 29393.8102 | 30853.3238 | 32040.5139 | 33356.0404 | 34381.5134 | 35351.5475 | 36265.304 | 37080.9953 | 37639.7338 |  | 52.7393 | 82.5698 | 223.3913 | 601.5105 | 1220.3857 | 2107.119 | 3350.3224 | 4705.7911 | 6478.1233 | 8370.0826 | 10504.4081 | 12947.355 | 15309.1154 | 17474.5712 | 19805.0906 | 21971.7434 | 24600.8796 | 27087.8684 | 29383.5501 | 31265.6085 | 33164.7812 | 34679.2595 | 35703.1316 | 36620.6368 | 37404.2253 | 37904.5123 | 38534.2519 | 38883.3298 | 39192.935 | 39477.4897 | 39699.778 | 39715.2473 |  | 53.1607 | 88.1828 | 300.0116 | 827.5048 | 1640.7028 | 2786.0444 | 4402.8545 | 6176.1639 | 8493.6346 | 10922.0075 | 13623.8713 | 16990.0161 | 20281.8907 | 23263.1988 | 26372.2041 | 29122.7881 | 31625.4289 | 33965.2584 | 36087.2651 | 37766.2013 | 39431.7523 | 40664.7806 | 41346.1554 | 41895.2441 | 42303.8693 | 42420.5924 | 42709.5854 | 42756.3795 | 42828.7884 | 42930.9188 | 43053.1995 | 43007.8403 |  | 53.1607 | 88.1676 | 299.8494 | 827.1313 | 1640.0495 | 2784.9369 | 4376.899 | 6109.357 | 8394.1794 | 10783.9953 | 13465.6908 | 16742.142 | 19940.823 | 22837.5186 | 25864.7272 | 28539.8652 | 31052.329 | 33394.7542 | 35529.1575 | 37220.0724 | 38911.8827 | 40174.8181 | 40899.3696 | 41495.1985 | 41957.1693 | 42122.8718 | 42461.2809 | 42550.9531 | 42662.1488 | 42797.3079 | 42947.8392 | 42923.4985
Ribble |  | 312.8288 | 475.7002 | 1286.907 | 2889.8688 | 4950.7189 | 7447.038 | 10532.6431 | 13923.2698 | 18356.8687 | 22999.7481 | 28166.0942 | 34640.8396 | 40962.5655 | 46681.6555 | 52631.4727 | 57883.2182 | 62608.7638 | 67033.956 | 71050.37 | 74227.771 | 77380.2409 | 79705.6643 | 80979.9517 | 82002.0488 | 82757.3483 | 82956.5412 | 83486.8992 | 83557.7165 | 83680.8552 | 83863.54 | 84088.948 | 83996.4962 |  | 310.3491 | 443.6106 | 926.2878 | 1819.8246 | 2971.6147 | 4349.9661 | 5963.2576 | 7700.0007 | 10044.5013 | 12524.1508 | 15303.5029 | 18406.822 | 21563.3062 | 24490.5505 | 27811.0563 | 30918.27 | 33979.1615 | 37276.1296 | 40658.389 | 43854.5274 | 47415.716 | 51397.2315 | 54530.6414 | 57530.3023 | 60321.7936 | 62592.4341 | 65108.533 | 67069.8705 | 68925.1746 | 70672.8412 | 72232.9467 | 73301.5998 |  | 310.3491 | 445.7161 | 960.7963 | 2102.419 | 3683.8151 | 5633.2345 | 8015.6594 | 10608.0244 | 13993.405 | 17609.879 | 21692.3895 | 26363.9871 | 30887.1868 | 35036.1563 | 39498.6614 | 43646.1985 | 48695.5751 | 53464.8292 | 57863.5857 | 61468.533 | 65102.6029 | 67988.695 | 69938.4862 | 71685.3234 | 73176.7157 | 74126.8336 | 75324.3087 | 75985.3206 | 76570.9018 | 77108.6122 | 77527.6117 | 77551.6576 |  | 312.8288 | 475.7002 | 1286.907 | 2889.8688 | 4950.7189 | 7447.038 | 10532.6431 | 13923.2698 | 18356.8687 | 22999.7481 | 28166.0942 | 34640.8396 | 40962.5655 | 46681.6555 | 52631.4727 | 57883.2182 | 62608.7638 | 67033.956 | 71050.37 | 74227.771 | 77380.2409 | 79705.6643 | 80979.9517 | 82002.0488 | 82757.3483 | 82956.5412 | 83486.8992 | 83557.7165 | 83680.8552 | 83863.54 | 84088.948 | 83996.4962 |  | 312.8288 | 475.5977 | 1286.1774 | 2887.9135 | 4947.689 | 7441.63 | 10464.2714 | 13764.5581 | 18130.8301 | 22692.0831 | 27813.7358 | 34100.8141 | 40235.9479 | 45785.6809 | 51575.2076 | 56680.5958 | 61430.2632 | 65864.9711 | 69910.0645 | 73114.4278 | 76322.4564 | 78711.4585 | 80074.418 | 81191.987 | 82055.3529 | 82353.6724 | 82983.9748 | 83141.5736 | 83343.2661 | 83593.1105 | 83875.9996 | 83826.6038
Risley |  | 37.337 | 56.1001 | 146.1105 | 313.9473 | 517.2978 | 748.8609 | 1016.5762 | 1311.0623 | 1696.2549 | 2099.4909 | 2548.2176 | 3112.4253 | 3662.8125 | 4160.4344 | 4677.4488 | 5133.2194 | 5540.7785 | 5922.7781 | 6269.6451 | 6544.0337 | 6816.2889 | 7016.7103 | 7126.0128 | 7213.4476 | 7277.7957 | 7293.9415 | 7338.9356 | 7344.1882 | 7354.1461 | 7369.4066 | 7388.5798 | 7380.2745 |  | 37.0411 | 52.3221 | 105.2843 | 198.6595 | 312.6501 | 440.9761 | 581.119 | 731.9859 | 935.6473 | 1151.0487 | 1392.4847 | 1662.0629 | 1936.2594 | 2190.5424 | 2478.9871 | 2748.9036 | 3014.7962 | 3301.1963 | 3595.0054 | 3872.6466 | 4181.9989 | 4527.864 | 4800.0561 | 5060.6298 | 5303.1202 | 5500.3655 | 5718.9333 | 5889.3102 | 6050.4762 | 6202.292 | 6337.8147 | 6430.6462 |  | 37.0411 | 52.5691 | 109.14 | 228.4479 | 384.9618 | 566.5007 | 773.6804 | 998.8671 | 1292.7349 | 1606.7877 | 1961.4434 | 2367.2147 | 2760.4261 | 3121.1879 | 3509.0816 | 3869.5399 | 4309.1709 | 4724.0713 | 5106.5659 | 5419.974 | 5735.7381 | 5985.9398 | 6154.9053 | 6306.2641 | 6435.4659 | 6517.6761 | 6621.3623 | 6678.4633 | 6729.0149 | 6775.4102 | 6811.5116 | 6813.3337 |  | 37.337 | 56.1001 | 146.1105 | 313.9473 | 517.2978 | 748.8609 | 1016.5762 | 1311.0623 | 1696.2549 | 2099.4909 | 2548.2176 | 3112.4253 | 3662.8125 | 4160.4344 | 4677.4488 | 5133.2194 | 5540.7785 | 5922.7781 | 6269.6451 | 6544.0337 | 6816.2889 | 7016.7103 | 7126.0128 | 7213.4476 | 7277.7957 | 7293.9415 | 7338.9356 | 7344.1882 | 7354.1461 | 7369.4066 | 7388.5798 | 7380.2745 |  | 37.337 | 56.0877 | 146.0269 | 313.7177 | 516.9489 | 748.2328 | 1009.7356 | 1295.7865 | 1674.8956 | 2070.6615 | 2515.2113 | 3062.3411 | 3596.1177 | 4078.6657 | 4581.571 | 5024.5288 | 5434.4401 | 5817.4854 | 6167.0828 | 6444.0086 | 6721.3468 | 6927.598 | 7044.8964 | 7140.9171 | 7214.9432 | 7239.9621 | 7293.8995 | 7306.9203 | 7323.9123 | 7345.1988 | 7369.5311 | 7365.1035
Rochdale Central |  | 74.0801 | 114.4776 | 324.9926 | 768.0879 | 1371.367 | 2142.0298 | 3144.6774 | 4245.6114 | 5684.8701 | 7192.4424 | 8869.9132 | 10967.2376 | 13016.3104 | 14870.8564 | 16802.0684 | 18508.2781 | 20050.4173 | 21493.6068 | 22803.063 | 23839.0308 | 24866.8173 | 25626.0687 | 26043.5427 | 26379.0335 | 26627.6646 | 26695.4652 | 26870.5632 | 26895.9863 | 26937.9625 | 26998.9196 | 27073.2026 | 27043.9288 |  | 73.4929 | 106.738 | 233.6058 | 481.0917 | 817.3396 | 1241.5992 | 1765.3697 | 2329.2199 | 3090.3844 | 3895.4262 | 4797.7694 | 5805.2915 | 6830.0742 | 7780.4319 | 8858.4658 | 9867.2524 | 10861 | 11931.3921 | 13029.4748 | 14067.1316 | 15223.3055 | 16515.9425 | 17533.2339 | 18507.1024 | 19413.3866 | 20150.5717 | 20967.4472 | 21604.2141 | 22206.5563 | 22773.9529 | 23280.456 | 23627.4044 |  | 73.4929 | 107.2482 | 242.4891 | 558.6673 | 1020.3165 | 1620.2277 | 2393.0991 | 3234.7518 | 4334.4222 | 5508.821 | 6834.1998 | 8350.9859 | 9818.6976 | 11164.7524 | 12612.8818 | 13958.956 | 15595.5712 | 17142.3155 | 18569.3731 | 19739.0651 | 20918.682 | 21857.0493 | 22491.1719 | 23059.3404 | 23544.4869 | 23853.829 | 24243.5086 | 24458.9768 | 24649.9471 | 24825.3703 | 24962.2033 | 24970.7312 |  | 74.0801 | 114.4776 | 324.9926 | 768.0879 | 1371.367 | 2142.0298 | 3144.6774 | 4245.6114 | 5684.8701 | 7192.4424 | 8869.9132 | 10967.2376 | 13016.3104 | 14870.8564 | 16802.0684 | 18508.2781 | 20050.4173 | 21493.6068 | 22803.063 | 23839.0308 | 24866.8173 | 25626.0687 | 26043.5427 | 26379.0335 | 26627.6646 | 26695.4652 | 26870.5632 | 26895.9863 | 26937.9625 | 26998.9196 | 27073.2026 | 27043.9288 |  | 74.0801 | 114.4538 | 324.8103 | 767.6146 | 1370.6151 | 2140.7022 | 3124.9175 | 4198.1106 | 5616.1465 | 7098.2438 | 8762.001 | 10800.4952 | 12790.0758 | 14590.6179 | 16470.2905 | 18129.2517 | 19678.5281 | 21124.2146 | 22442.335 | 23486.529 | 24531.6588 | 25310.7216 | 25756.1909 | 26121.8868 | 26404.8169 | 26504.0909 | 26710.93 | 26763.9064 | 26830.8172 | 26913.0592 | 27005.5552 | 26989.8882
Rossendale |  | 136.633 | 208.7084 | 572.4715 | 1305.1963 | 2264.4837 | 3446.9646 | 4934.2881 | 6568.2128 | 8704.5718 | 10941.9671 | 13431.5819 | 16549.1488 | 19593.7125 | 22348.4591 | 25215.2899 | 27746.5766 | 30027.7749 | 32163.5027 | 34101.7274 | 35635.0911 | 37156.3965 | 38279.1559 | 38895.1349 | 39389.535 | 39755.2482 | 39852.8417 | 40109.9028 | 40145.2763 | 40205.6396 | 40294.5162 | 40403.7004 | 40359.531 |  | 135.5499 | 194.6207 | 411.8899 | 820.5842 | 1356.2492 | 2008.5108 | 2785.9144 | 3622.8061 | 4752.5604 | 5947.4395 | 7286.7375 | 8782.1469 | 10303.1752 | 11713.7386 | 13313.8047 | 14811.0907 | 16286.0554 | 17874.7792 | 19504.6027 | 21044.7393 | 22760.7842 | 24679.3737 | 26189.2831 | 27634.7422 | 28979.8898 | 30074.0529 | 31286.496 | 32231.6139 | 33125.6371 | 33967.7925 | 34719.5671 | 35234.5234 |  | 135.5499 | 195.5462 | 427.3273 | 949.4829 | 1684.9372 | 2607.3751 | 3755.0932 | 5004.2956 | 6635.918 | 8378.7452 | 10345.9775 | 12597.1549 | 14776.3634 | 16775.1581 | 18925.1824 | 20923.5357 | 23355.3069 | 25652.6456 | 27771.7585 | 29508.536 | 31259.5883 | 32651.025 | 33591.1461 | 34433.4364 | 35152.5886 | 35610.8763 | 36188.3748 | 36507.3431 | 36789.959 | 37049.5044 | 37251.8207 | 37263.7781 |  | 136.633 | 208.7084 | 572.4715 | 1305.1963 | 2264.4837 | 3446.9646 | 4934.2881 | 6568.2128 | 8704.5718 | 10941.9671 | 13431.5819 | 16549.1488 | 19593.7125 | 22348.4591 | 25215.2899 | 27746.5766 | 30027.7749 | 32163.5027 | 34101.7274 | 35635.0911 | 37156.3965 | 38279.1559 | 38895.1349 | 39389.535 | 39755.2482 | 39852.8417 | 40109.9028 | 40145.2763 | 40205.6396 | 40294.5162 | 40403.7004 | 40359.531 |  | 136.633 | 208.6639 | 572.1479 | 1304.337 | 2263.1427 | 3444.5784 | 4902.5931 | 6493.8011 | 8598.0434 | 10796.6318 | 13265.1189 | 16293.3309 | 19248.5387 | 21922.1794 | 24712.0273 | 27172.9258 | 29465.3913 | 31605.4003 | 33557.1127 | 35103.1981 | 36650.9193 | 37803.8894 | 38462.1902 | 39002.1896 | 39419.5738 | 39564.5697 | 39869.4286 | 39946.3009 | 40044.2253 | 40165.1978 | 40301.8502 | 40278.2376
Royton |  | 94.8137 | 145.8115 | 408.1339 | 950.7196 | 1678.3356 | 2595.3661 | 3773.6119 | 5067.5907 | 6759.3103 | 8531.2206 | 10502.8405 | 12969.337 | 15378.7174 | 17559.1379 | 19829.1749 | 21834.2885 | 23644.6511 | 25339.115 | 26876.6784 | 28093.0972 | 29299.9245 | 30191.1283 | 30680.7588 | 31074.0581 | 31365.3321 | 31444.1417 | 31649.1283 | 31678.3251 | 31727.1004 | 31798.2843 | 31885.2847 | 31850.6679 |  | 94.0621 | 135.9601 | 293.4828 | 596.3752 | 1002.2116 | 1507.4231 | 2123.0528 | 2785.7915 | 3680.4496 | 4626.6803 | 5687.2771 | 6871.4992 | 8076.0091 | 9193.0413 | 10460.1416 | 11645.8499 | 12813.8818 | 14072.0001 | 15362.6654 | 16582.3073 | 17941.2518 | 19460.5924 | 20656.2972 | 21800.9635 | 22866.1926 | 23732.6658 | 24692.8055 | 25441.2491 | 26149.2305 | 26816.1376 | 27411.4716 | 27819.2681 |  | 94.0621 | 136.6086 | 304.5777 | 691.5479 | 1248.743 | 1963.1587 | 2871.7474 | 3861.0051 | 5153.3748 | 6533.6628 | 8091.5008 | 9874.2718 | 11599.614 | 13182.0079 | 14884.2987 | 16466.5789 | 18390.9892 | 20209.4646 | 21887.0938 | 23262.1212 | 24648.6818 | 25751.2347 | 26496.2592 | 27163.7802 | 27733.7441 | 28097.0916 | 28554.8579 | 28807.8715 | 29032.0933 | 29238.0428 | 29398.6481 | 29408.4685 |  | 94.8137 | 145.8115 | 408.1339 | 950.7196 | 1678.3356 | 2595.3661 | 3773.6119 | 5067.5907 | 6759.3103 | 8531.2206 | 10502.8405 | 12969.337 | 15378.7174 | 17559.1379 | 19829.1749 | 21834.2885 | 23644.6511 | 25339.115 | 26876.6784 | 28093.0972 | 29299.9245 | 30191.1283 | 30680.7588 | 31074.0581 | 31365.3321 | 31444.1417 | 31649.1283 | 31678.3251 | 31727.1004 | 31798.2843 | 31885.2847 | 31850.6679 |  | 94.8137 | 145.7809 | 407.9043 | 950.1178 | 1677.3865 | 2593.6851 | 3749.6999 | 5010.625 | 6677.2208 | 8418.8993 | 10374.176 | 12770.9338 | 15110.0821 | 17226.7516 | 19436.0692 | 21385.5724 | 23204.5194 | 24902.085 | 26450.0144 | 27676.2508 | 28903.6587 | 29818.3821 | 30341.1412 | 30770.1657 | 31101.9754 | 31217.978 | 31460.4715 | 31522.229 | 31600.472 | 31696.82 | 31805.354 | 31786.8351
Sale |  | 135.5392 | 208.6117 | 585.3164 | 1366.8442 | 2417.6742 | 3745.2328 | 5454.7725 | 7332.1704 | 9786.6153 | 12357.4333 | 15217.999 | 18796.2009 | 22291.6401 | 25454.9723 | 28748.4553 | 31657.6905 | 34284.8664 | 36743.7829 | 38974.9833 | 40740.1657 | 42491.4257 | 43784.7568 | 44495.4213 | 45066.3145 | 45489.165 | 45603.7375 | 45901.3596 | 45943.8992 | 46014.8126 | 46118.212 | 46244.5189 | 46194.3492 |  | 134.4648 | 194.5158 | 420.8639 | 857.1839 | 1443.2235 | 2174.507 | 3067.7024 | 4029.2465 | 5327.2742 | 6700.1269 | 8238.9093 | 9957.0552 | 11704.6359 | 13325.2985 | 15163.6894 | 16883.9916 | 18578.6477 | 20404.007 | 22276.5876 | 24046.1228 | 26017.7673 | 28222.1249 | 29956.9305 | 31617.6864 | 33163.1895 | 34420.3248 | 35813.3576 | 36899.2479 | 37926.433 | 38894.0249 | 39757.774 | 40349.4315 |  | 134.4648 | 195.4439 | 436.7903 | 994.2236 | 1798.8284 | 2832.9212 | 4151.116 | 5586.3961 | 7461.4919 | 9464.1231 | 11724.3317 | 14310.8989 | 16814.0787 | 19109.8483 | 21579.5928 | 23875.2331 | 26667.0921 | 29305.333 | 31739.2692 | 33734.1972 | 35745.8928 | 37345.6487 | 38426.6595 | 39395.2188 | 40222.2292 | 40749.4619 | 41413.6855 | 41780.8376 | 42106.216 | 42405.0835 | 42638.1591 | 42652.4602 |  | 135.5392 | 208.6117 | 585.3164 | 1366.8442 | 2417.6742 | 3745.2328 | 5454.7725 | 7332.1704 | 9786.6153 | 12357.4333 | 15217.999 | 18796.2009 | 22291.6401 | 25454.9723 | 28748.4553 | 31657.6905 | 34284.8664 | 36743.7829 | 38974.9833 | 40740.1657 | 42491.4257 | 43784.7568 | 44495.4213 | 45066.3145 | 45489.165 | 45603.7375 | 45901.3596 | 45943.8992 | 46014.8126 | 46118.212 | 46244.5189 | 46194.3492 |  | 135.5392 | 208.568 | 584.9872 | 1365.9829 | 2416.3142 | 3742.8254 | 5420.2588 | 7249.8172 | 9667.8576 | 12194.8889 | 15031.8016 | 18508.9764 | 21902.5982 | 24973.5084 | 28178.9326 | 31007.5044 | 33647.084 | 36110.4572 | 38356.6495 | 40136.037 | 41917.1055 | 43244.4993 | 44003.1707 | 44625.8381 | 45107.4427 | 45275.9249 | 45627.9125 | 45717.6474 | 45831.2727 | 45971.1436 | 46128.6597 | 46101.8186
Skelmersdale |  | 165.6107 | 249.6382 | 656.9674 | 1429.2891 | 2381.848 | 3487.7494 | 4794.5769 | 6231.5833 | 8111.0132 | 10078.7069 | 12268.3397 | 15018.4805 | 17702.0466 | 20128.8254 | 22651.2893 | 24875.903 | 26869.352 | 28737.2181 | 30433.0421 | 31774.5529 | 33105.601 | 34086.1249 | 34621.7289 | 35050.5669 | 35366.6088 | 35447.2789 | 35668.5808 | 35695.6769 | 35745.4709 | 35820.9265 | 35915.1451 | 35875.0673 |  | 164.298 | 232.8187 | 473.2515 | 903.1748 | 1436.6554 | 2048.8018 | 2732.6198 | 3468.7646 | 4462.5166 | 5513.5535 | 6691.6239 | 8007.0126 | 9344.9361 | 10585.6928 | 11993.1394 | 13310.1789 | 14607.584 | 16005.0537 | 17438.6755 | 18793.4071 | 20302.8707 | 21990.4962 | 23318.6393 | 24590.0909 | 25773.3066 | 26735.7519 | 27802.2385 | 28633.581 | 29419.9797 | 30160.7546 | 30822.0289 | 31274.9937 |  | 164.298 | 233.9194 | 490.6656 | 1039.98 | 1772.4625 | 2638.3781 | 3648.9322 | 4747.7253 | 6181.9801 | 7714.5457 | 9445.0362 | 11425.0344 | 13343.2077 | 15102.9494 | 16995.249 | 18753.8018 | 20897.3155 | 22920.8053 | 24786.5348 | 26315.3732 | 27855.9911 | 29077.6592 | 29902.7811 | 30641.9538 | 31272.9596 | 31674.6277 | 32181.1049 | 32460.2466 | 32707.426 | 32934.3211 | 33110.9584 | 33120.2842 |  | 165.6107 | 249.6382 | 656.9674 | 1429.2891 | 2381.848 | 3487.7494 | 4794.5769 | 6231.5833 | 8111.0132 | 10078.7069 | 12268.3397 | 15018.4805 | 17702.0466 | 20128.8254 | 22651.2893 | 24875.903 | 26869.352 | 28737.2181 | 30433.0421 | 31774.5529 | 33105.601 | 34086.1249 | 34621.7289 | 35050.5669 | 35366.6088 | 35447.2789 | 35668.5808 | 35695.6769 | 35745.4709 | 35820.9265 | 35915.1451 | 35875.0673 |  | 165.6107 | 249.5832 | 656.5926 | 1428.2663 | 2380.2854 | 3484.9428 | 4762.6683 | 6159.4742 | 8009.6031 | 9941.4659 | 12111.198 | 14779.2733 | 17382.4442 | 19736.2619 | 22190.1832 | 24352.4393 | 26356.9467 | 28229.5578 | 29938.3149 | 31291.8877 | 32647.3192 | 33655.789 | 34229.9305 | 34700.1856 | 35062.9768 | 35186.515 | 35451.029 | 35515.6548 | 35599.4281 | 35703.974 | 35823.096 | 35801.7146
Spadeadam 11/33kV |  | 7.5305 | 11.3307 | 29.6458 | 64.0515 | 106.0721 | 154.3445 | 210.7162 | 272.7149 | 353.8062 | 438.7006 | 533.1714 | 651.8948 | 767.7257 | 872.4617 | 981.3014 | 1077.2672 | 1163.1646 | 1243.6637 | 1316.7542 | 1374.573 | 1431.9416 | 1474.187 | 1497.2432 | 1515.6944 | 1529.2824 | 1532.7191 | 1542.2265 | 1543.3615 | 1545.4819 | 1548.7144 | 1552.7641 | 1551.0246 |  | 7.4708 | 10.5675 | 21.3592 | 40.5056 | 64.0511 | 90.7881 | 120.2919 | 152.0533 | 194.9294 | 240.2771 | 291.1057 | 347.859 | 405.5846 | 459.1178 | 519.843 | 576.6676 | 632.645 | 692.9397 | 754.7943 | 813.245 | 878.3718 | 951.1855 | 1008.4891 | 1063.3468 | 1114.3974 | 1155.9227 | 1201.937 | 1237.8058 | 1271.7355 | 1303.6967 | 1332.2278 | 1351.7713 |  | 7.4708 | 10.6174 | 22.1431 | 46.6067 | 78.9354 | 116.7581 | 160.3676 | 207.7755 | 269.6494 | 335.769 | 410.4328 | 495.8597 | 578.6315 | 654.57 | 736.2239 | 812.1043 | 904.6256 | 991.9533 | 1072.466 | 1138.4384 | 1204.9125 | 1257.6029 | 1293.1879 | 1325.0654 | 1352.2772 | 1369.5952 | 1391.4347 | 1403.4664 | 1414.1191 | 1423.8967 | 1431.5066 | 1431.8989 |  | 7.5305 | 11.3307 | 29.6458 | 64.0515 | 106.0721 | 154.3445 | 210.7162 | 272.7149 | 353.8062 | 438.7006 | 533.1714 | 651.8948 | 767.7257 | 872.4617 | 981.3014 | 1077.2672 | 1163.1646 | 1243.6637 | 1316.7542 | 1374.573 | 1431.9416 | 1474.187 | 1497.2432 | 1515.6944 | 1529.2824 | 1532.7191 | 1542.2265 | 1543.3615 | 1545.4819 | 1548.7144 | 1552.7641 | 1551.0246 |  | 7.5305 | 11.3282 | 29.6288 | 64.0051 | 106.0015 | 154.2174 | 209.3053 | 269.5472 | 349.3655 | 432.6995 | 526.3006 | 641.4538 | 753.8008 | 855.3751 | 961.2504 | 1054.5221 | 1140.9063 | 1221.6184 | 1295.276 | 1353.6226 | 1412.053 | 1455.5157 | 1480.2458 | 1500.4951 | 1516.1111 | 1521.4073 | 1532.789 | 1535.552 | 1539.1464 | 1543.6413 | 1548.7718 | 1547.8441
Spadeadam 132/11kV |  | 0.59465 | 0.9018 | 2.4192 | 5.3813 | 9.1446 | 13.6497 | 19.1514 | 25.198 | 33.1051 | 41.3849 | 50.5984 | 62.1518 | 73.4304 | 83.6328 | 94.2443 | 103.6086 | 112.0255 | 119.9087 | 127.0642 | 132.7249 | 138.3413 | 142.4827 | 144.7503 | 146.5682 | 147.9106 | 148.2617 | 149.2036 | 149.3266 | 149.5436 | 149.8672 | 150.2677 | 150.1018 |  | 0.58993 | 0.84099 | 1.7417 | 3.3922 | 5.4967 | 7.9859 | 10.863 | 13.9604 | 18.1415 | 22.5637 | 27.5204 | 33.0549 | 38.6841 | 43.9046 | 49.8264 | 55.3678 | 60.8266 | 66.7064 | 72.7383 | 78.4383 | 84.7893 | 91.8899 | 97.478 | 102.8276 | 107.806 | 111.8554 | 116.3426 | 119.8405 | 123.1492 | 126.266 | 129.0483 | 130.9541 |  | 0.58993 | 0.84497 | 1.8063 | 3.9151 | 6.8046 | 10.3253 | 14.5749 | 19.1981 | 25.2348 | 31.6841 | 38.9649 | 47.296 | 55.3638 | 62.7643 | 70.7236 | 78.1209 | 87.1296 | 95.6373 | 103.4834 | 109.9134 | 116.3947 | 121.5399 | 125.0157 | 128.1296 | 130.7881 | 132.4813 | 134.6157 | 135.7934 | 136.8366 | 137.7944 | 138.5405 | 138.5825 |  | 0.59465 | 0.9018 | 2.4192 | 5.3813 | 9.1446 | 13.6497 | 19.1514 | 25.198 | 33.1051 | 41.3849 | 50.5984 | 62.1518 | 73.4304 | 83.6328 | 94.2443 | 103.6086 | 112.0255 | 119.9087 | 127.0642 | 132.7249 | 138.3413 | 142.4827 | 144.7503 | 146.5682 | 147.9106 | 148.2617 | 149.2036 | 149.3266 | 149.5436 | 149.8672 | 150.2677 | 150.1018 |  | 0.59465 | 0.9016 | 2.4178 | 5.3776 | 9.1389 | 13.6395 | 19.0262 | 24.9096 | 32.6958 | 40.8286 | 49.9613 | 61.1772 | 72.1216 | 82.0206 | 92.3456 | 101.4486 | 109.9095 | 117.8104 | 125.0179 | 130.7274 | 136.4438 | 140.6997 | 143.1265 | 145.1157 | 146.6519 | 147.1807 | 148.3018 | 148.5805 | 148.9382 | 149.3823 | 149.8859 | 149.7973
Stainburn & Siddick |  | 155.3682 | 239.5505 | 675.5908 | 1586.0221 | 2817.0261 | 4379.9854 | 6402.0142 | 8622.4357 | 11525.2789 | 14565.8226 | 17949.0419 | 22180.1238 | 26313.5786 | 30054.4525 | 33949.5715 | 37390.5339 | 40499.1196 | 43408.4471 | 46048.2717 | 48136.7406 | 50208.7279 | 51739.1182 | 52580.2965 | 53256.1481 | 53756.8663 | 53892.9333 | 54245.4534 | 54296.2016 | 54380.4295 | 54503.0155 | 54652.5965 | 54593.3939 |  | 154.1367 | 223.3602 | 485.7053 | 994.0913 | 1680.4334 | 2541.1505 | 3597.5321 | 4734.7497 | 6269.9263 | 7893.5982 | 9713.5151 | 11745.5652 | 13812.4278 | 15729.1843 | 17903.4481 | 19938.0483 | 21942.3169 | 24101.1682 | 26315.8681 | 28408.6963 | 30740.5589 | 33347.6511 | 35399.4046 | 37363.5795 | 39191.4451 | 40678.2581 | 42325.7971 | 43610.0788 | 44824.9301 | 45969.3003 | 46990.8558 | 47690.6087 |  | 154.1367 | 224.4268 | 504.1249 | 1153.6239 | 2095.9362 | 3313.0352 | 4871.9545 | 6569.4625 | 8787.24 | 11155.8003 | 13828.939 | 16888.0896 | 19848.4573 | 22563.4923 | 25484.3381 | 28199.3072 | 31500.75 | 34620.7015 | 37499.1294 | 39858.4058 | 42237.5976 | 44129.8738 | 45408.5829 | 46554.2842 | 47532.5597 | 48156.275 | 48942.0148 | 49376.4005 | 49761.379 | 50115.0021 | 50390.8041 | 50407.8475 |  | 155.3682 | 239.5505 | 675.5908 | 1586.0221 | 2817.0261 | 4379.9854 | 6402.0142 | 8622.4357 | 11525.2789 | 14565.8226 | 17949.0419 | 22180.1238 | 26313.5786 | 30054.4525 | 33949.5715 | 37390.5339 | 40499.1196 | 43408.4471 | 46048.2717 | 48136.7406 | 50208.7279 | 51739.1182 | 52580.2965 | 53256.1481 | 53756.8663 | 53892.9333 | 54245.4534 | 54296.2016 | 54380.4295 | 54503.0155 | 54652.5965 | 54593.3939 |  | 155.3682 | 239.5006 | 675.2113 | 1585.0325 | 2815.4593 | 4377.215 | 6361.6324 | 8525.7595 | 11385.6612 | 14374.6025 | 17729.9904 | 21841.9642 | 25855.1947 | 29486.9372 | 33277.9988 | 36623.6088 | 39746.7397 | 42661.2317 | 45318.6712 | 47423.8458 | 49530.963 | 51101.4902 | 51999.3037 | 52736.2467 | 53306.3123 | 53506.0109 | 53922.7023 | 54029.1568 | 54163.7979 | 54329.4255 | 54515.8371 | 54484.1585
Stretford |  | 103.0839 | 157.2611 | 429.683 | 975.5205 | 1686.6072 | 2559.0278 | 3651.2891 | 4851.2939 | 6420.3347 | 8063.5438 | 9891.9976 | 12182.1349 | 14418.5136 | 16441.9274 | 18547.4852 | 20406.4437 | 22081.0542 | 23648.9685 | 25071.9302 | 26197.6552 | 27314.5327 | 28138.7052 | 28590.7296 | 28953.4724 | 29221.7265 | 29293.0913 | 29481.5972 | 29507.3349 | 29551.4692 | 29616.5798 | 29696.6593 | 29664.1457 |  | 102.2668 | 146.6479 | 309.1886 | 613.5906 | 1010.7552 | 1492.1143 | 2063.0699 | 2677.7159 | 3507.4517 | 4385.0177 | 5368.6506 | 6466.9377 | 7584.0404 | 8620.0134 | 9795.1645 | 10894.83 | 11978.1018 | 13144.9227 | 14341.9289 | 15473.0655 | 16733.396 | 18142.4833 | 19251.4198 | 20313.0216 | 21300.9506 | 22104.5468 | 22995.0124 | 23689.144 | 24345.7496 | 24964.2615 | 25516.3942 | 25894.5983 |  | 102.2668 | 147.3449 | 320.7574 | 709.6692 | 1254.9679 | 1935.7254 | 2778.7148 | 3696.1762 | 4894.4464 | 6174.4195 | 7619.2365 | 9272.5786 | 10873.1531 | 12341.2405 | 13920.3687 | 15388.0836 | 17174.3416 | 18861.7602 | 20418.2232 | 21693.8492 | 22979.9122 | 24001.7015 | 24692.0533 | 25310.5606 | 25838.6394 | 26175.1365 | 26599.1836 | 26833.3605 | 27040.8394 | 27231.3751 | 27379.8844 | 27388.5946 |  | 103.0839 | 157.2611 | 429.683 | 975.5205 | 1686.6072 | 2559.0278 | 3651.2891 | 4851.2939 | 6420.3347 | 8063.5438 | 9891.9976 | 12182.1349 | 14418.5136 | 16441.9274 | 18547.4852 | 20406.4437 | 22081.0542 | 23648.9685 | 25071.9302 | 26197.6552 | 27314.5327 | 28138.7052 | 28590.7296 | 28953.4724 | 29221.7265 | 29293.0913 | 29481.5972 | 29507.3349 | 29551.4692 | 29616.5798 | 29696.6593 | 29664.1457 |  | 103.0839 | 157.2274 | 429.44 | 974.8733 | 1685.5993 | 2557.2327 | 3627.7685 | 4796.2424 | 6341.6321 | 7956.2377 | 9769.0953 | 11993.3981 | 14164.0422 | 16127.7911 | 18176.7599 | 19983.9958 | 21666.9505 | 23238.068 | 24671 | 25806.1209 | 26942.4683 | 27788.9112 | 28272.0973 | 28668.4087 | 28974.6903 | 29080.9399 | 29304.6207 | 29360.8986 | 29432.6758 | 29521.4105 | 29621.7084 | 29604.3295
Stuart St |  | 67.0526 | 106.3449 | 324.3584 | 820.1411 | 1538.1067 | 2503.4304 | 3816.6131 | 5257.6227 | 7141.1078 | 9114.4006 | 11309.9962 | 14049.7164 | 16727.8399 | 19152.5973 | 21679.6054 | 23913.9156 | 25940.8571 | 27836.7329 | 29556.474 | 30917.0923 | 32266.9084 | 33265.2466 | 33815.717 | 34258.7745 | 34587.8902 | 34680.0314 | 34912.3619 | 34948.2802 | 35005.3911 | 35086.9611 | 35185.3792 | 35147.8734 |  | 66.5211 | 99.1301 | 232.7068 | 510.2493 | 909.3105 | 1439.2865 | 2124.7785 | 2862.7254 | 3858.91 | 4912.5199 | 6093.4742 | 7412.0829 | 8753.2816 | 9997.0757 | 11407.9677 | 12728.2312 | 14028.8124 | 15429.7031 | 16866.8343 | 18224.8822 | 19738.041 | 21429.7978 | 22761.1921 | 24035.7562 | 25221.8685 | 26186.6698 | 27255.7671 | 28089.1447 | 28877.4685 | 29620.0568 | 30282.9499 | 30737.0235 |  | 66.5211 | 99.6092 | 241.8087 | 596.3593 | 1144.2283 | 1893.4819 | 2904.3294 | 4005.8723 | 5445.7063 | 6983.0174 | 8717.5742 | 10702.8062 | 12622.837 | 14383.4742 | 16278.0098 | 18039.1993 | 20178.1906 | 22200.7303 | 24067.2798 | 25597.3816 | 27140.984 | 28370.5758 | 29201.6941 | 29946.4254 | 30582.4033 | 30988.2134 | 31499.1999 | 31782.1372 | 32033.0034 | 32263.5163 | 32443.4697 | 32455.4154 |  | 67.0526 | 106.3449 | 324.3584 | 820.1411 | 1538.1067 | 2503.4304 | 3816.6131 | 5257.6227 | 7141.1078 | 9114.4006 | 11309.9962 | 14049.7164 | 16727.8399 | 19152.5973 | 21679.6054 | 23913.9156 | 25940.8571 | 27836.7329 | 29556.474 | 30917.0923 | 32266.9084 | 33265.2466 | 33815.717 | 34258.7745 | 34587.8902 | 34680.0314 | 34912.3619 | 34948.2802 | 35005.3911 | 35086.9611 | 35185.3792 | 35147.8734 |  | 67.0526 | 106.3243 | 324.1793 | 819.6974 | 1537.3747 | 2502.1587 | 3793.4042 | 5199.8361 | 7056.2371 | 8997.3053 | 11175.8194 | 13840.8272 | 16442.2715 | 18797.4164 | 21257.516 | 23430.2805 | 25465.8074 | 27364.3067 | 29094.6836 | 30465.4943 | 31837.2533 | 32860.6167 | 33446.8638 | 33928.5923 | 34301.7425 | 34434.3034 | 34707.4066 | 34778.7099 | 34867.8356 | 34976.6976 | 35098.4639 | 35078.3618
Thornton |  | 103.5793 | 158.3243 | 435.1519 | 994.2898 | 1728.1727 | 2634.9695 | 3778.2058 | 5034.0843 | 6676.1301 | 8395.854 | 10309.4369 | 12705.4196 | 15045.3653 | 17162.6098 | 19366.0969 | 21311.7629 | 23065.5596 | 24707.4692 | 26197.52 | 27376.3282 | 28545.8635 | 29409.066 | 29882.7186 | 30262.9173 | 30544.1917 | 30619.3682 | 30817.1037 | 30844.4201 | 30890.9213 | 30959.3202 | 31043.2994 | 31009.3886 |  | 102.7583 | 147.6365 | 313.0713 | 624.9706 | 1034.7201 | 1534.8458 | 2132.3757 | 2775.6296 | 3643.9842 | 4562.3953 | 5591.81 | 6741.2154 | 7910.312 | 8994.5029 | 10224.3498 | 11375.1977 | 12508.8888 | 13730.0178 | 14982.7369 | 16166.5207 | 17485.5115 | 18960.1827 | 20120.7331 | 21231.7457 | 22265.6564 | 23106.6549 | 24038.566 | 24765.005 | 25452.1714 | 26099.471 | 26677.302 | 27073.109 |  | 102.7583 | 148.3388 | 324.8153 | 723.3026 | 1285.8774 | 1993.1557 | 2875.2861 | 3835.4521 | 5089.584 | 6429.1748 | 7941.2314 | 9671.5428 | 11346.4903 | 12882.7594 | 14535.2818 | 16071.2369 | 17940.209 | 19705.9095 | 21334.653 | 22669.5433 | 24015.4302 | 25084.9916 | 25807.6477 | 26455.1056 | 27007.9121 | 27360.2083 | 27804.1343 | 28049.3458 | 28266.6156 | 28466.1526 | 28621.6994 | 28630.9279 |  | 103.5793 | 158.3243 | 435.1519 | 994.2898 | 1728.1727 | 2634.9695 | 3778.2058 | 5034.0843 | 6676.1301 | 8395.854 | 10309.4369 | 12705.4196 | 15045.3653 | 17162.6098 | 19366.0969 | 21311.7629 | 23065.5596 | 24707.4692 | 26197.52 | 27376.3282 | 28545.8635 | 29409.066 | 29882.7186 | 30262.9173 | 30544.1917 | 30619.3682 | 30817.1037 | 30844.4201 | 30890.9213 | 30959.3202 | 31043.2994 | 31009.3886 |  | 103.5793 | 158.2906 | 434.9061 | 993.6378 | 1727.1541 | 2633.1579 | 3753.9721 | 4977.1007 | 6594.4942 | 8284.444 | 10181.8294 | 12509.2419 | 14780.5634 | 16835.5195 | 18979.862 | 20871.44 | 22633.8606 | 24279.0298 | 25779.4137 | 26967.9725 | 28157.7752 | 29044.1548 | 29550.2953 | 29965.5012 | 30286.4499 | 30398.0239 | 30632.4609 | 30691.6416 | 30766.9833 | 30860.0246 | 30965.093 | 30946.9631
Trimpell |  | 3.0129 | 4.7505 | 14.2659 | 35.5749 | 66.0783 | 106.7166 | 161.5761 | 221.7821 | 300.4774 | 382.9222 | 474.6554 | 589.1606 | 701.0813 | 802.4074 | 907.9922 | 1001.3351 | 1085.9619 | 1165.1237 | 1236.9342 | 1293.7486 | 1350.1123 | 1391.7911 | 1414.7615 | 1433.2448 | 1446.9693 | 1450.795 | 1460.4797 | 1461.9617 | 1464.3325 | 1467.7279 | 1471.8314 | 1470.2587 |  | 2.989 | 4.4285 | 10.239 | 22.1627 | 39.1258 | 61.4475 | 90.0881 | 120.9204 | 162.5421 | 206.5631 | 255.9047 | 310.9977 | 367.0345 | 419.0016 | 477.9503 | 533.1124 | 587.4522 | 645.983 | 706.0279 | 762.7687 | 825.9902 | 896.6737 | 952.3009 | 1005.5536 | 1055.1108 | 1095.4213 | 1140.0893 | 1174.9088 | 1207.8459 | 1238.8721 | 1266.5685 | 1285.5402 |  | 2.989 | 4.4499 | 10.6371 | 25.8694 | 49.1581 | 80.7165 | 122.9555 | 168.9791 | 229.1326 | 293.3611 | 365.8332 | 448.7776 | 529.0047 | 602.5734 | 681.7344 | 755.3224 | 844.7128 | 929.2294 | 1007.224 | 1071.1587 | 1135.6538 | 1187.017 | 1221.7336 | 1252.8413 | 1279.4059 | 1296.3543 | 1317.6969 | 1329.5117 | 1339.9866 | 1349.6112 | 1357.1237 | 1357.6172 |  | 3.0129 | 4.7505 | 14.2659 | 35.5749 | 66.0783 | 106.7166 | 161.5761 | 221.7821 | 300.4774 | 382.9222 | 474.6554 | 589.1606 | 701.0813 | 802.4074 | 907.9922 | 1001.3351 | 1085.9619 | 1165.1237 | 1236.9342 | 1293.7486 | 1350.1123 | 1391.7911 | 1414.7615 | 1433.2448 | 1446.9693 | 1450.795 | 1460.4797 | 1461.9617 | 1464.3325 | 1467.7279 | 1471.8314 | 1470.2587 |  | 3.0129 | 4.7496 | 14.2579 | 35.5551 | 66.0459 | 106.6602 | 160.5877 | 219.3368 | 296.8956 | 377.986 | 468.9994 | 580.367 | 689.0756 | 787.4857 | 890.2711 | 981.0405 | 1066.0313 | 1145.3073 | 1217.5672 | 1274.8115 | 1332.0973 | 1374.8281 | 1399.2993 | 1419.4044 | 1434.9748 | 1440.4948 | 1451.8884 | 1454.8536 | 1458.5663 | 1463.106 | 1468.1886 | 1467.3458
Ulverston |  | 79.7683 | 124.7436 | 366.2893 | 894.6713 | 1637.3151 | 2612.0714 | 3911.2477 | 5337.2909 | 7201.3741 | 9154.1563 | 11326.967 | 14040.6817 | 16692.74 | 19093.5034 | 21594.6023 | 23805.233 | 25807.3383 | 27680.4344 | 29379.7147 | 30724.1197 | 32057.8768 | 33043.8032 | 33586.7449 | 34023.4366 | 34347.4825 | 34437.1435 | 34665.6506 | 34700.0111 | 34755.5566 | 34835.4797 | 34932.3424 | 34894.8626 |  | 79.136 | 116.2965 | 263.0502 | 558.5122 | 971.8371 | 1507.6697 | 2186.0735 | 2916.3897 | 3902.2735 | 4944.9886 | 6113.7314 | 7418.7053 | 8746.0355 | 9976.9683 | 11373.2712 | 12679.8827 | 13967.0154 | 15353.4204 | 16775.6912 | 18119.6964 | 19617.2086 | 21291.472 | 22609.0993 | 23870.484 | 25044.3314 | 25999.1563 | 27057.1988 | 27881.959 | 28662.1312 | 29397.0409 | 30053.0794 | 30502.4577 |  | 79.136 | 116.8552 | 273.1899 | 650.6461 | 1218.1072 | 1975.7076 | 2976.398 | 4066.5424 | 5491.2078 | 7012.4879 | 8729.1318 | 10693.7834 | 12594.345 | 14337.2389 | 16212.509 | 17955.7132 | 20073.9103 | 22076.3362 | 23924.0926 | 25438.7085 | 26966.4562 | 28182.6652 | 29004.6506 | 29741.1731 | 30370.1104 | 30771.2963 | 31276.556 | 31556.146 | 31804.0005 | 32031.7149 | 32209.4168 | 32220.8871 |  | 79.7683 | 124.7436 | 366.2893 | 894.6713 | 1637.3151 | 2612.0714 | 3911.2477 | 5337.2909 | 7201.3741 | 9154.1563 | 11326.967 | 14040.6817 | 16692.74 | 19093.5034 | 21594.6023 | 23805.233 | 25807.3383 | 27680.4344 | 29379.7147 | 30724.1197 | 32057.8768 | 33043.8032 | 33586.7449 | 34023.4366 | 34347.4825 | 34437.1435 | 34665.6506 | 34700.0111 | 34755.5566 | 34835.4797 | 34932.3424 | 34894.8626 |  | 79.7683 | 124.7185 | 366.0853 | 894.1533 | 1636.4775 | 2610.604 | 3887.0894 | 5278.1373 | 7115.1063 | 9035.4966 | 11191.0139 | 13829.7652 | 16405.4071 | 18736.7998 | 21171.4379 | 23321.0287 | 25331.9693 | 27207.9509 | 28918.0724 | 30272.8218 | 31628.6336 | 32639.7315 | 33218.4669 | 33693.8155 | 34061.824 | 34191.8326 | 34461.0357 | 34530.7184 | 34618.225 | 34725.4112 | 34845.5996 | 34825.525
Vernon Park |  | 239.6557 | 366.2666 | 1006.2218 | 2298.0186 | 3992.579 | 6085.2912 | 8722.2928 | 11619.1382 | 15406.7372 | 19373.501 | 23787.4272 | 29314.2045 | 34711.6865 | 39595.449 | 44678.0943 | 49165.9973 | 53211.1476 | 56998.2538 | 60435.105 | 63154.0636 | 65851.6354 | 67842.6109 | 68935.0521 | 69811.9324 | 70460.6372 | 70633.9579 | 71089.983 | 71152.9265 | 71260.1342 | 71417.8611 | 71611.5406 | 71533.3011 |  | 237.756 | 341.5419 | 723.9384 | 1444.517 | 2390.6679 | 3544.8963 | 4923.1777 | 6406.9273 | 8409.9017 | 10528.3377 | 12902.8182 | 15554.073 | 18250.7484 | 20751.5774 | 23588.3812 | 26242.9633 | 28857.9711 | 31674.6659 | 34564.2274 | 37294.7805 | 40337.2065 | 43738.7298 | 46415.6921 | 48978.3888 | 51363.2401 | 53303.1137 | 55452.6895 | 57128.3166 | 58713.3563 | 60206.4382 | 61539.2813 | 62452.2623 |  | 237.756 | 343.1666 | 751.0897 | 1671.7123 | 2970.7519 | 4603.0664 | 6637.8324 | 8852.5813 | 11745.3862 | 14835.3213 | 18323.0802 | 22314.2684 | 26177.7765 | 29721.4088 | 33533.187 | 37076.0821 | 41387.185 | 45460.0495 | 49216.9887 | 52296.1075 | 55400.5785 | 57867.626 | 59534.4979 | 61027.9169 | 62303.0123 | 63115.6064 | 64139.5557 | 64705.1453 | 65206.2838 | 65666.5194 | 66025.2871 | 66046.5545 |  | 239.6557 | 366.2666 | 1006.2218 | 2298.0186 | 3992.579 | 6085.2912 | 8722.2928 | 11619.1382 | 15406.7372 | 19373.501 | 23787.4272 | 29314.2045 | 34711.6865 | 39595.449 | 44678.0943 | 49165.9973 | 53211.1476 | 56998.2538 | 60435.105 | 63154.0636 | 65851.6354 | 67842.6109 | 68935.0521 | 69811.9324 | 70460.6372 | 70633.9579 | 71089.983 | 71152.9265 | 71260.1342 | 71417.8611 | 71611.5406 | 71533.3011 |  | 239.6557 | 366.1886 | 1005.6533 | 2296.5103 | 3990.2232 | 6081.101 | 8666.3292 | 11487.5903 | 15218.3083 | 19116.3666 | 23492.91 | 28861.4647 | 34100.6272 | 38840.6869 | 43786.894 | 48150.0288 | 52215.0897 | 56009.7305 | 59470.4337 | 62211.8974 | 64956.2371 | 67000.6959 | 68168.096 | 69125.7464 | 69865.9864 | 70123.2816 | 70663.9822 | 70800.4417 | 70974.1891 | 71188.7709 | 71431.1074 | 71389.2786
West Didsbury |  | 243.3103 | 376.9761 | 1078.3011 | 2567.768 | 4611.181 | 7238.9151 | 10678.3026 | 14454.5182 | 19391.062 | 24562.0637 | 30315.7916 | 37507.6669 | 44534.6012 | 50894.757 | 57518.5642 | 63371.2626 | 68663.8598 | 73616.499 | 78110.038 | 81665.0926 | 85192.0516 | 87797.9349 | 89231.3315 | 90383.4875 | 91237.6226 | 91471.4044 | 92073.1265 | 92161.2806 | 92306.0415 | 92515.7679 | 92770.9883 | 92670.871 |  | 241.3817 | 351.4807 | 774.9268 | 1607.0784 | 2745.6096 | 4191.6888 | 5988.2019 | 7922.187 | 10532.9526 | 13294.2161 | 16389.2193 | 19844.9824 | 23359.9487 | 26619.6402 | 30317.256 | 33777.356 | 37185.8731 | 40857.278 | 44623.6607 | 48182.7847 | 52148.4177 | 56582.114 | 60071.3854 | 63411.7179 | 66520.2389 | 69048.7562 | 71850.6086 | 74034.6952 | 76100.7063 | 78046.8555 | 79784.1422 | 80974.1623 |  | 241.3817 | 353.1626 | 804.486 | 1867.6005 | 3430.7317 | 5475.464 | 8126.1464 | 11012.9901 | 14785.0439 | 18813.2958 | 23359.277 | 28561.8386 | 33595.7257 | 38212.2716 | 43179.04 | 47795.8423 | 53408.3068 | 58712.9389 | 63607.2847 | 67619.0144 | 71664.9705 | 74884.0725 | 77059.5225 | 79008.7275 | 80673.1354 | 81734.5112 | 83071.4539 | 83810.8406 | 84466.1974 | 85068.2261 | 85537.8724 | 85567.4058 |  | 243.3103 | 376.9761 | 1078.3011 | 2567.768 | 4611.181 | 7238.9151 | 10678.3026 | 14454.5182 | 19391.062 | 24562.0637 | 30315.7916 | 37507.6669 | 44534.6012 | 50894.757 | 57518.5642 | 63371.2626 | 68663.8598 | 73616.499 | 78110.038 | 81665.0926 | 85192.0516 | 87797.9349 | 89231.3315 | 90383.4875 | 91237.6226 | 91471.4044 | 92073.1265 | 92161.2806 | 92306.0415 | 92515.7679 | 92770.9883 | 92670.871 |  | 243.3103 | 376.8984 | 1077.6973 | 2566.2078 | 4608.6926 | 7234.5295 | 10611.4832 | 14293.1718 | 19157.1717 | 24241.1977 | 29948.2006 | 36939.1137 | 43762.418 | 49937.7268 | 56384.952 | 62075.6952 | 67392.5 | 72353.4714 | 76876.4747 | 80459.5381 | 84045.7116 | 86719.2212 | 88248.3301 | 89503.778 | 90475.2494 | 90816.7053 | 91527.021 | 91709.4383 | 91939.5007 | 92222.0298 | 92539.5439 | 92485.9518
Westhoughton |  | 151.35 | 230.3237 | 624.5533 | 1406.149 | 2414.2189 | 3639.111 | 5157.9348 | 6826.8198 | 9009.0302 | 11294.284 | 13837.1842 | 17023.6099 | 20134.8555 | 22949.59 | 25878.0568 | 28463.0876 | 30789.768 | 32968.4767 | 34945.8867 | 36510.2284 | 38062.2908 | 39207.277 | 39834.8429 | 40338.2701 | 40710.3561 | 40808.6982 | 41070.0194 | 41105.108 | 41165.9079 | 41255.983 | 41367.0344 | 41321.6003 |  | 150.1503 | 214.7849 | 449.5097 | 885.2405 | 1448.5536 | 2124.7614 | 2918.8262 | 3773.6541 | 4927.6212 | 6148.1089 | 7516.1107 | 9043.5695 | 10597.1964 | 12037.991 | 13672.3496 | 15201.7254 | 16708.3013 | 18331.0746 | 19995.8283 | 21568.9731 | 23321.7961 | 25281.5048 | 26823.7744 | 28300.2125 | 29674.1892 | 30791.8023 | 32030.2305 | 32995.6041 | 33908.7879 | 34768.9923 | 35536.8789 | 36062.8717 |  | 150.1503 | 215.8047 | 466.2733 | 1022.9805 | 1796.4022 | 2752.7593 | 3925.335 | 5201.303 | 6867.6479 | 8647.7089 | 10657.1229 | 12956.5014 | 15182.7526 | 17224.7919 | 19421.1808 | 21462.5613 | 23947.6139 | 26294.8923 | 28459.8682 | 30234.1636 | 32022.8381 | 33443.5083 | 34403.3043 | 35263.2 | 35997.3567 | 36465.0901 | 37054.576 | 37380.0098 | 37668.3155 | 37933.0587 | 38139.3675 | 38151.2718 |  | 151.35 | 230.3237 | 624.5533 | 1406.149 | 2414.2189 | 3639.111 | 5157.9348 | 6826.8198 | 9009.0302 | 11294.284 | 13837.1842 | 17023.6099 | 20134.8555 | 22949.59 | 25878.0568 | 28463.0876 | 30789.768 | 32968.4767 | 34945.8867 | 36510.2284 | 38062.2908 | 39207.277 | 39834.8429 | 40338.2701 | 40710.3561 | 40808.6982 | 41070.0194 | 41105.108 | 41165.9079 | 41255.983 | 41367.0344 | 41321.6003 |  | 151.35 | 230.2741 | 624.1994 | 1405.202 | 2412.7497 | 3636.4901 | 5124.5149 | 6749.0862 | 8898.2189 | 11143.394 | 13664.3722 | 16758.6281 | 19778.1365 | 22509.6068 | 25359.2261 | 27872.2451 | 30210.732 | 32394.0678 | 34385.5321 | 35963.0944 | 37542.4365 | 38718.6369 | 39389.7717 | 39940.1148 | 40365.3162 | 40512.3808 | 40822.8274 | 40900.5707 | 40999.9806 | 41123.0621 | 41262.363 | 41238.0857
Wigan |  | 118.4491 | 182.8211 | 517.1957 | 1218.0038 | 2168.6828 | 3379.2336 | 4949.5454 | 6673.8629 | 8928.1038 | 11289.3081 | 13916.6189 | 17201.9566 | 20411.5949 | 23316.4578 | 26341.2435 | 29013.4771 | 31428.1405 | 33687.9513 | 35738.3931 | 37360.5823 | 38969.9654 | 40158.7599 | 40812.2934 | 41337.4311 | 41726.5465 | 41832.4628 | 42106.4521 | 42146.0565 | 42211.6254 | 42306.9539 | 42423.202 | 42377.2867 |  | 117.5102 | 170.4631 | 371.798 | 763.1755 | 1293.1425 | 1959.6833 | 2780.0347 | 3663.1607 | 4855.3286 | 6116.2191 | 7529.5071 | 9107.5307 | 10712.5886 | 12201.079 | 13889.5412 | 15469.5452 | 17025.9947 | 18702.488 | 20422.3515 | 22047.5734 | 23858.4217 | 25883.0042 | 27476.3289 | 29001.6429 | 30421.1035 | 31575.7139 | 32855.1388 | 33852.47 | 34795.8837 | 35684.5642 | 36477.8708 | 37021.276 |  | 117.5102 | 171.2774 | 385.9159 | 885.9265 | 1613.5425 | 2556.0554 | 3766.6126 | 5084.8431 | 6807.1427 | 8646.5112 | 10722.3796 | 13098.0245 | 15396.886 | 17505.2174 | 19773.3973 | 21881.7164 | 24445.2912 | 26868.012 | 29103.2215 | 30935.3032 | 32782.8882 | 34252.4779 | 35245.5702 | 36135.3679 | 36895.141 | 37379.5682 | 37989.8209 | 38327.22 | 38626.2504 | 38900.9307 | 39115.1738 | 39128.467 |  | 118.4491 | 182.8211 | 517.1957 | 1218.0038 | 2168.6828 | 3379.2336 | 4949.5454 | 6673.8629 | 8928.1038 | 11289.3081 | 13916.6189 | 17201.9566 | 20411.5949 | 23316.4578 | 26341.2435 | 29013.4771 | 31428.1405 | 33687.9513 | 35738.3931 | 37360.5823 | 38969.9654 | 40158.7599 | 40812.2934 | 41337.4311 | 41726.5465 | 41832.4628 | 42106.4521 | 42146.0565 | 42211.6254 | 42306.9539 | 42423.202 | 42377.2867 |  | 118.4491 | 182.783 | 516.9054 | 1217.2482 | 2167.4846 | 3377.1166 | 4918.3818 | 6599.1103 | 8820.0553 | 11141.2692 | 13747.0309 | 16940.0415 | 20056.4046 | 22876.5982 | 25820.6165 | 28418.824 | 30844.7271 | 33108.5009 | 35172.57 | 36807.69 | 38444.2981 | 39664.195 | 40361.646 | 40934.1618 | 41377.0671 | 41532.3408 | 41856.1066 | 41938.9209 | 42043.5935 | 42172.3049 | 42317.1185 | 42292.5476
Wrightington |  | 377.358 | 565.8023 | 1463.5257 | 3118.4598 | 5098.6174 | 7322.0597 | 9850.6807 | 12632.8987 | 16272.378 | 20082.0033 | 24321.4753 | 29656.4368 | 34859.5443 | 39563.111 | 44448.328 | 48753.4446 | 52596.9997 | 56200.3514 | 59472.6784 | 62061.2016 | 64629.6455 | 66519.4192 | 67548.7529 | 68371.5748 | 68976.4858 | 69126.2314 | 69548.7349 | 69596.1864 | 69688.482 | 69831.1915 | 70011.3551 | 69932.2223 |  | 374.3668 | 527.7097 | 1054.8044 | 1975.1534 | 3085.8792 | 4319.1102 | 5643.1967 | 7068.6044 | 8992.8206 | 11027.9584 | 13309.0729 | 15856.0787 | 18446.7191 | 20849.214 | 23574.4729 | 26124.6752 | 28636.8593 | 31342.7998 | 34118.742 | 36741.9281 | 39664.724 | 42932.4973 | 45504.1998 | 47966.1297 | 50257.2072 | 52120.8037 | 54185.8569 | 55795.5973 | 57318.3123 | 58752.6852 | 60033.1201 | 60910.2022 |  | 374.3668 | 530.1987 | 1093.3091 | 2269.2798 | 3794.3646 | 5539.0842 | 7497.0835 | 9624.6579 | 12400.6413 | 15367.6007 | 18718.4713 | 22552.1485 | 26267.9604 | 29677.3281 | 33342.7873 | 36748.8536 | 40904.9654 | 44826.4589 | 48441.2439 | 51402.9756 | 54386.5468 | 56749.2546 | 58344.6723 | 59773.7955 | 60993.6579 | 61769.6043 | 62748.4307 | 63287.154 | 63764.006 | 64201.5922 | 64541.9658 | 64558.5361 |  | 377.358 | 565.8023 | 1463.5257 | 3118.4598 | 5098.6174 | 7322.0597 | 9850.6807 | 12632.8987 | 16272.378 | 20082.0033 | 24321.4753 | 29656.4368 | 34859.5443 | 39563.111 | 44448.328 | 48753.4446 | 52596.9997 | 56200.3514 | 59472.6784 | 62061.2016 | 64629.6455 | 66519.4192 | 67548.7529 | 68371.5748 | 68976.4858 | 69126.2314 | 69548.7349 | 69596.1864 | 69688.482 | 69831.1915 | 70011.3551 | 69932.2223 |  | 377.358 | 565.6762 | 1462.6872 | 3116.1462 | 5095.1139 | 7315.7421 | 9783.8679 | 12484.9681 | 16066.4007 | 19804.5302 | 24003.8257 | 29175.5558 | 34220.7519 | 38781.0227 | 43532.4874 | 47716.3077 | 51582.7075 | 55196.4685 | 58495.1722 | 61108.1387 | 63725.2286 | 65670.8265 | 66776.4162 | 67681.0655 | 68378.1188 | 68612.3329 | 69119.9662 | 69241.368 | 69400.6312 | 69600.7393 | 69830.0494 | 69787.8855
Number of electric vehicles per bulk supply point and primary substation
Click + to view
Click + to view
CLICK HERE TO
RETURN TO CONTENTS
Click + to view
Click + to view
Click + to view
Click + to view
Click + to view

## Heat Pump uptake
|  | 7 | [17 empty] | 8 | 9 | 10 | 11 | 12 | 13 | 14 | 15 | 16 | 17 | 18 | 19 | 20 | 21 | 22 | 23 | 24 | 25 | 26 | 27 | 28 | 29 | 30 | 31 | 32 | 33 | 34 | 35 | 36 | 37 | [17 empty] | 7 | 8 | 9 | 10 | 11 | 12 | 13 | 14 | 15 | 16 | 17 | 18 | 19 | 20 | 21 | 22 | 23 | 24 | 25 | 26 | 27 | 28 | 29 | 30 | 31 | 32 | 33 | 34 | 35 | 36 | 37 | [32 empty] | 38 |  | 7 | 8 | [37 empty] | 9 | 10 | 11 | 12 | 13 | 14 | 15 | 16 | 17 | 18 | 19 | 20 | 21 | 22 | 23 | 24 | 25 | 26 | 27 | 28 | 29 | 30 | 31 | 32 | 33 |  | 7 | [27 empty] | 8 | 9 | 10 | 11 | 12 | 13 | 14 | 15 | 16 | 17 | 18 | 19 | 20 | 21 | 22 | 23 | 24 | 25 | 26 | 27 | 28 | 29 | 30 | 31 | 32 | 33 | 34 | 35 | 36 | 37 | [5 empty] | 38 |  | 7 | 8 | 9 | 10 | 11 | 12 | 13 | 14 | 15 | 16 | 17 | 18 | 19 | 20 | 21 | 22 | 23 | 24 | 25 | 26 | 27 | 28 | 29 | 30 | 31 | 32 | 33 | 34 | [32 empty] | 35 | 36 | 37 | 38
| Central Outlook | [64 empty] | Steady Progression | [64 empty] | System Transformation | [64 empty] | Consumer Transformation | [64 empty] | Leading the Way
Primary | (Years as financial years, ie 2051 is FY2050/51) | 2020 |  | 2021 |  | 2022 |  | 2023 |  | 2024 |  | 2025 |  | 2026 |  | 2027 |  | 2028 |  | 2029 |  | 2030 |  | 2031 |  | 2032 |  | 2033 |  | 2034 |  | 2035 |  | 2036 |  | 2037 |  | 2038 |  | 2039 |  | 2040 |  | 2041 |  | 2042 |  | 2043 |  | 2044 |  | 2045 |  | 2046 |  | 2047 |  | 2048 |  | 2049 |  | 2050 |  | 2051 |  | (Years as financial years, ie 2051 is FY2050/51) | 7: 2020; 9: 2021; 11: 2022; 13: 2023; 15: 2024; 17: 2025; 19: 2026; 21: 2027; 23: 2028; 25: 2029; 27: 2030; 29: 2031; 31: 2032; 33: 2033; 35: 2034; 37: 2035 |  | 2036 |  | 2037 |  | 2038 |  | 2039 |  | 2040 |  | 2041 |  | 2042 |  | 2043 |  | 2044 |  | 2045 |  | 2046 |  | 2047 |  | 2048 |  | 2049 |  | 2050 |  | 2051 |  | (Years as financial years, ie 2051 is FY2050/51) | 2020 |  | 2021 |  | 2022 |  | 2023 |  | 2024 |  | 2025 |  | 2026 |  | 2027 |  | 2028 |  | 2029 |  | 2030 |  | 2031 |  | 2032 |  | 2033 |  | 2034 |  | 2035 |  | 2036 |  | 2037 |  | 2038 |  | 2039 |  | 2040 |  | 2041 |  | 2042 |  | 2043 |  | 2044 |  | 2045 |  | 2046 |  | 2047 |  | 2048 |  | 2049 |  | 2050 |  | 2051 |  | (Years as financial years, ie 2051 is FY2050/51) | 2020 |  | 2021 |  | 2022 |  | 2023 |  | 2024 |  | 2025 |  | 2026 |  | 2027 |  | 2028 |  | 2029 |  | 2030 |  | 2031 |  | 2032 |  | 2033 |  | 2034 |  | 2035 |  | 2036 |  | 2037 |  | 2038 |  | 2039 |  | 2040 |  | 2041 |  | 2042 |  | 2043 |  | 2044 |  | 2045 |  | 2046 |  | 2047 |  | 2048 |  | 2049 |  | 2050 |  | 2051 |  | (Years as financial years, ie 2051 is FY2050/51) | 2020 |  | 2021 |  | 2022 |  | 2023 |  | 2024 |  | 2025 |  | 2026 |  | 2027 |  | 2028 |  | 2029 |  | 2030 |  | 2031 |  | 2032 |  | 2033 |  | 2034 |  | 2035 |  | 2036 |  | 2037 |  | 2038 |  | 2039 |  | 2040 |  | 2041 |  | 2042 |  | 2043 |  | 2044 |  | 2045 |  | 2046 |  | 2047 |  | 2048 |  | 2049 |  | 2050 |  | 2051
|  | dom | non-dom | dom | non-dom | dom | non-dom | dom | non-dom | dom | non-dom | dom | non-dom | dom | non-dom | dom | non-dom | dom | non-dom | dom | non-dom | dom | non-dom | dom | non-dom | dom | non-dom | dom | non-dom | dom | non-dom | dom | non-dom | dom | non-dom | dom | non-dom | dom | non-dom | dom | non-dom | dom | non-dom | dom | non-dom | dom | non-dom | dom | non-dom | dom | non-dom | dom | non-dom | dom | non-dom | dom | non-dom | dom | non-dom | dom | non-dom | dom | non-dom | dom | non-dom |  | dom | non-dom | dom | non-dom | dom | non-dom | dom | non-dom | dom | non-dom | dom | non-dom | dom | non-dom | dom | non-dom | dom | non-dom | dom | non-dom | dom | non-dom | dom | non-dom | dom | non-dom | dom | non-dom | dom | non-dom | dom | non-dom | dom | non-dom | dom | non-dom | dom | non-dom | dom | non-dom | dom | non-dom | dom | non-dom | dom | non-dom | dom | non-dom | dom | non-dom | dom | non-dom | dom | non-dom | dom | non-dom | dom | non-dom | dom | non-dom | dom | non-dom | dom | non-dom |  | dom | non-dom | dom | non-dom | dom | non-dom | dom | non-dom | dom | non-dom | dom | non-dom | dom | non-dom | dom | non-dom | dom | non-dom | dom | non-dom | dom | non-dom | dom | non-dom | dom | non-dom | dom | non-dom | dom | non-dom | dom | non-dom | dom | non-dom | dom | non-dom | dom | non-dom | dom | non-dom | dom | non-dom | dom | non-dom | dom | non-dom | dom | non-dom | dom | non-dom | dom | non-dom | dom | non-dom | dom | non-dom | dom | non-dom | dom | non-dom | dom | non-dom | dom | non-dom |  | dom | non-dom | dom | non-dom | dom | non-dom | dom | non-dom | dom | non-dom | dom | non-dom | dom | non-dom | dom | non-dom | dom | non-dom | dom | non-dom | dom | non-dom | dom | non-dom | dom | non-dom | dom | non-dom | dom | non-dom | dom | non-dom | dom | non-dom | dom | non-dom | dom | non-dom | dom | non-dom | dom | non-dom | dom | non-dom | dom | non-dom | dom | non-dom | dom | non-dom | dom | non-dom | dom | non-dom | dom | non-dom | dom | non-dom | dom | non-dom | dom | non-dom | dom | non-dom |  | dom | non-dom | dom | non-dom | dom | non-dom | dom | non-dom | dom | non-dom | dom | non-dom | dom | non-dom | dom | non-dom | dom | non-dom | dom | non-dom | dom | non-dom | dom | non-dom | dom | non-dom | dom | non-dom | dom | non-dom | dom | non-dom | dom | non-dom | dom | non-dom | dom | non-dom | dom | non-dom | dom | non-dom | dom | non-dom | dom | non-dom | dom | non-dom | dom | non-dom | dom | non-dom | dom | non-dom | dom | non-dom | dom | non-dom | dom | non-dom | dom | non-dom | dom | non-dom
Albion St |  | 34.395 | 7.8351 | 56.0152 | 8.7964 | 64.5308 | 11.2342 | 73.4111 | 13.777 | 83.3707 | 16.3417 | 100.9208 | 18.9578 | 133.7462 | 21.6175 | 168.4229 | 24.3049 | 202.3703 | 27.0335 | 247.3377 | 29.828 | 314.0176 | 32.6464 | 390.064 | 35.406 | 465.5091 | 37.7065 | 540.1223 | 40.0115 | 608.5227 | 42.2711 | 668.0692 | 44.5328 | 729.0644 | 64.4579 | 792.2456 | 84.3724 | 838.7732 | 104.2744 | 881.5537 | 124.1662 | 921.3602 | 144.0375 | 954.0008 | 163.9974 | 993.0578 | 183.8028 | 1037.2242 | 203.627 | 1081.7523 | 223.4222 | 1123.1864 | 243.1847 | 1152.1953 | 262.912 | 1180.7395 | 282.6017 | 1208.7697 | 302.2514 | 1237.0302 | 321.8594 | 1266.4221 | 341.4234 | 1294.5817 | 343.2745 |  | 34.395 | 7.8351 | 35.6895 | 8.7964 | 37.2797 | 10.0176 | 38.6591 | 11.3273 | 40.284 | 12.6805 | 49.8019 | 13.9202 | 83.0775 | 14.8374 | 117.9059 | 16.3235 | 151.7888 | 17.8542 | 196.5762 | 19.4236 | 261.5231 | 21.0214 | 331.4635 | 22.816 | 400.7568 | 24.0265 | 469.2223 | 25.2426 | 531.441 | 26.4327 | 586.0391 | 27.6269 | 642.8969 | 28.8166 | 698.4268 | 29.9924 | 755.298 | 31.1573 | 810.7166 | 32.3131 | 854.7548 | 33.4587 | 870.0595 | 34.6178 | 885.6267 | 35.7386 | 900.7199 | 36.8596 | 915.767 | 37.9714 | 952.254 | 39.0744 | 989.039 | 40.1684 | 1025.2029 | 41.2538 | 1060.6994 | 42.3308 | 1096.2455 | 43.3997 | 1128.5605 | 44.4605 | 1147.3273 | 45.5136 |  | 34.395 | 7.8351 | 56.0152 | 8.7964 | 64.5308 | 10.173 | 73.4111 | 11.6698 | 83.3707 | 13.2164 | 100.9208 | 14.6878 | 133.7462 | 15.9141 | 168.4229 | 17.606 | 202.3703 | 19.346 | 247.3377 | 21.1287 | 314.0176 | 22.9419 | 390.064 | 24.9251 | 465.5091 | 26.5919 | 540.1223 | 28.2673 | 608.5227 | 29.9158 | 668.0692 | 31.5707 | 729.0644 | 33.2229 | 792.2456 | 34.8612 | 838.7732 | 36.4886 | 881.5537 | 38.1076 | 921.3602 | 39.7159 | 954.0008 | 41.3423 | 993.0578 | 42.9246 | 1037.2242 | 44.5085 | 1081.7523 | 46.0829 | 1123.1864 | 47.6477 | 1152.1953 | 49.203 | 1180.7395 | 50.749 | 1208.7697 | 52.2858 | 1237.0302 | 53.8136 | 1266.4221 | 55.3324 | 1294.5817 | 56.8424 |  | 34.395 | 7.8351 | 67.228 | 8.7964 | 83.8986 | 11.2342 | 100.1597 | 13.777 | 117.4235 | 16.3417 | 143.2622 | 18.9578 | 177.0569 | 21.6175 | 213.6844 | 24.3049 | 254.0226 | 27.0335 | 305.4113 | 29.828 | 377.2889 | 32.6464 | 454.3067 | 35.406 | 530.9788 | 37.7065 | 606.7154 | 40.0115 | 677.1138 | 42.2711 | 879.6452 | 44.5328 | 1504.8107 | 64.4579 | 2133.1039 | 84.3724 | 2766.4417 | 104.2744 | 3398.3333 | 124.1662 | 4017.8608 | 144.0375 | 4608.2164 | 163.9974 | 5210.5217 | 183.8028 | 5790.6487 | 203.627 | 6369.5102 | 223.4222 | 6948.4116 | 243.1847 | 7527.7281 | 262.912 | 8103.2244 | 282.6017 | 8675.9957 | 302.2514 | 9245.7914 | 321.8594 | 9624.0362 | 341.4234 | 9647.8597 | 343.2745 |  | 34.395 | 7.8351 | 67.228 | 8.7964 | 83.8986 | 11.2342 | 100.1597 | 13.777 | 117.4235 | 16.3417 | 144.7298 | 18.9605 | 184.3918 | 21.626 | 225.4165 | 24.3227 | 265.7548 | 27.0646 | 317.1435 | 29.8765 | 530.4723 | 32.7163 | 1173.0577 | 53.1868 | 1814.7077 | 73.2182 | 2455.1317 | 93.3051 | 3089.0288 | 113.3364 | 3713.6649 | 133.424 | 4339.6367 | 153.5398 | 4972.4407 | 173.6312 | 5606.5707 | 193.7039 | 6243.2506 | 213.7653 | 6878.3986 | 233.7992 | 7467.5279 | 253.9766 | 8057.4311 | 273.917 | 8644.9137 | 293.8936 | 9232.3033 | 313.834 | 9545.0152 | 333.7342 | 9567.6337 | 335.7817 | 9590.6562 | 337.7908 | 9611.9625 | 339.763 | 9635.7208 | 341.7001 | 9660.2834 | 343.6034 | 9684.2055 | 345.4742
Alderley & Chelford |  | 48.5032 | 12.8856 | 77.9977 | 14.5159 | 89.2194 | 18.602 | 101.3861 | 22.807 | 115.02 | 27.0525 | 140.8168 | 31.3929 | 191.0989 | 35.8178 | 244.2069 | 40.3204 | 296.2128 | 44.9006 | 365.0806 | 49.5775 | 476.9245 | 54.3606 | 632.1061 | 59.0415 | 786.3421 | 62.9598 | 939.3146 | 66.8563 | 1082.9176 | 70.7545 | 1213.0821 | 74.6056 | 1345.6326 | 108.0615 | 1481.7488 | 141.5559 | 1629.2499 | 175.0917 | 1781.7547 | 208.6784 | 1920.0989 | 242.304 | 2009.2391 | 275.9677 | 2087.637 | 309.6966 | 2152.5483 | 343.4139 | 2217.7086 | 377.1805 | 2278.6406 | 410.9767 | 2321.5735 | 444.801 | 2363.7405 | 478.6522 | 2405.1208 | 512.5287 | 2446.7308 | 546.4299 | 2489.8193 | 580.3541 | 2531.1784 | 584.2316 |  | 48.5032 | 12.8856 | 49.9914 | 14.5159 | 51.7648 | 16.5874 | 53.5879 | 18.7791 | 55.7074 | 21.0484 | 69.8436 | 23.1362 | 120.3877 | 24.6944 | 173.4708 | 27.2181 | 225.1509 | 29.8198 | 293.556 | 32.4748 | 392.7845 | 35.2179 | 499.635 | 38.2851 | 605.7628 | 40.373 | 710.5542 | 42.4506 | 806.0617 | 44.5324 | 899.9075 | 46.588 | 1033.2944 | 48.6303 | 1173.0843 | 50.6551 | 1312.7767 | 52.6676 | 1454.2245 | 54.671 | 1584.965 | 56.6631 | 1686.1173 | 58.6446 | 1789.1149 | 60.6217 | 1889.5567 | 62.5799 | 1990.498 | 64.5319 | 2051.234 | 66.4752 | 2113.9411 | 68.4095 | 2176.8597 | 70.3354 | 2239.8956 | 72.2533 | 2303.9341 | 74.1638 | 2363.5806 | 76.0669 | 2401.8244 | 77.9633 |  | 48.5032 | 12.8856 | 77.9977 | 14.5159 | 89.2194 | 16.8447 | 101.3861 | 19.3187 | 115.02 | 21.8789 | 140.8168 | 24.322 | 191.0989 | 26.368 | 244.2069 | 29.2073 | 296.2128 | 32.1323 | 365.0806 | 35.1182 | 476.9245 | 38.2013 | 632.1061 | 41.5641 | 786.3421 | 44.4013 | 939.3146 | 47.2327 | 1082.9176 | 50.0739 | 1213.0821 | 52.8904 | 1345.6326 | 55.6971 | 1481.7488 | 58.4884 | 1629.2499 | 61.2696 | 1781.7547 | 64.0451 | 1920.0989 | 66.8112 | 2009.2391 | 69.5689 | 2087.637 | 72.3253 | 2152.5483 | 75.0629 | 2217.7086 | 77.797 | 2278.6406 | 80.5235 | 2321.5735 | 83.2428 | 2363.7405 | 85.9554 | 2405.1208 | 88.6613 | 2446.7308 | 91.3608 | 2489.8193 | 94.0544 | 2531.1784 | 96.7421 |  | 48.5032 | 12.8856 | 93.29 | 14.5159 | 115.0566 | 18.602 | 137.4314 | 22.807 | 161.133 | 27.0525 | 197.7099 | 31.3929 | 249.222 | 35.8178 | 315.1813 | 40.3204 | 415.77 | 44.9006 | 533.4139 | 49.5775 | 682.4079 | 54.3606 | 839.2735 | 59.0415 | 995.5891 | 62.9598 | 1150.8992 | 66.8563 | 1297.3665 | 70.7545 | 1511.1895 | 74.6056 | 1968.0719 | 108.0615 | 2420.4108 | 141.5559 | 2865.2891 | 175.0917 | 3304.3663 | 208.6784 | 3732.5058 | 242.304 | 4138.1852 | 275.9677 | 4516.3826 | 309.6966 | 4876.7916 | 343.4139 | 5237.3912 | 377.1805 | 5599.4965 | 410.9767 | 5962.7399 | 444.801 | 6324.2193 | 478.6522 | 6684.4966 | 512.5287 | 7043.4856 | 546.4299 | 7402.0172 | 580.3541 | 7446.7496 | 584.2316 |  | 48.5032 | 12.8856 | 93.29 | 14.5159 | 115.0566 | 18.602 | 137.4314 | 22.807 | 161.133 | 27.0525 | 209.6454 | 31.3948 | 308.8515 | 35.8239 | 410.5271 | 40.3332 | 511.1158 | 44.9229 | 628.7598 | 49.6123 | 858.7832 | 54.411 | 1339.5958 | 88.5573 | 1819.393 | 122.0355 | 2297.8313 | 155.5888 | 2766.7501 | 189.2793 | 3222.0402 | 222.981 | 3678.0184 | 256.7357 | 4125.702 | 290.5113 | 4570.0981 | 324.324 | 5011.1727 | 358.1922 | 5415.9007 | 392.0942 | 5779.7612 | 426.0305 | 6145.3157 | 460.042 | 6510.1534 | 494.0146 | 6875.8359 | 528.04 | 7341.3991 | 562.0898 | 7379.8166 | 566.1349 | 7419.5939 | 570.1473 | 7452.5309 | 574.1283 | 7494.9783 | 578.0799 | 7540.2301 | 582.003 | 7583.3946 | 585.8988
Alston |  | 9.5934 | 3.6149 | 12.6269 | 4.0584 | 13.9926 | 5.193 | 15.2159 | 6.3306 | 16.6172 | 7.4732 | 19.2527 | 8.6323 | 24.144 | 9.8053 | 29.3278 | 10.9932 | 34.4154 | 12.197 | 41.1071 | 13.4194 | 59.7008 | 14.6315 | 105.6016 | 15.8418 | 151.4158 | 16.8456 | 197.0787 | 17.8049 | 241.7323 | 18.7872 | 285.0956 | 19.7571 | 328.6509 | 28.4947 | 372.4612 | 37.2401 | 443.7052 | 45.8695 | 526.5045 | 54.5451 | 604.4492 | 63.073 | 645.4334 | 71.5414 | 669.5661 | 80.092 | 678.9229 | 88.4827 | 688.3524 | 96.858 | 696.9828 | 105.1865 | 701.5686 | 113.4684 | 705.9469 | 121.7042 | 710.1214 | 129.8939 | 714.3043 | 138.038 | 718.7701 | 146.1367 | 722.8284 | 146.6428 |  | 9.5934 | 3.6149 | 9.8886 | 4.0584 | 10.2619 | 4.6306 | 10.4865 | 5.2167 | 10.7617 | 5.8231 | 12.1579 | 6.3748 | 16.931 | 6.7769 | 21.9972 | 7.4417 | 26.9583 | 8.1253 | 33.5332 | 8.8189 | 43.0752 | 9.5114 | 53.3856 | 10.3083 | 63.6248 | 10.8407 | 73.7847 | 11.3461 | 83.0019 | 11.8679 | 100.0868 | 12.3832 | 147.3909 | 12.8713 | 199.3556 | 13.3764 | 256.7006 | 13.8499 | 318.343 | 14.3445 | 382.5949 | 14.8061 | 451.6343 | 15.2612 | 521.9096 | 15.7378 | 590.2798 | 16.1859 | 656.9291 | 16.635 | 669.1926 | 17.079 | 682.1544 | 17.5179 | 695.3516 | 17.952 | 708.7109 | 18.3813 | 722.3424 | 18.806 | 734.9902 | 19.2263 | 742.8174 | 19.6423 |  | 9.5934 | 3.6149 | 12.6269 | 4.0584 | 13.9926 | 4.7024 | 15.2159 | 5.3624 | 16.6172 | 6.044 | 19.2527 | 6.688 | 24.144 | 7.2184 | 29.3278 | 7.9632 | 34.4154 | 8.7285 | 41.1071 | 9.5056 | 59.7008 | 10.2821 | 105.6016 | 11.1523 | 151.4158 | 11.8801 | 197.0787 | 12.5788 | 241.7323 | 13.296 | 285.0956 | 14.0064 | 328.6509 | 14.6868 | 372.4612 | 15.3869 | 443.7052 | 16.051 | 526.5045 | 16.7403 | 604.4492 | 17.3913 | 645.4334 | 18.0349 | 669.5661 | 18.7044 | 678.9229 | 19.3404 | 688.3524 | 19.9779 | 696.9828 | 20.6094 | 701.5686 | 21.2352 | 705.9469 | 21.8554 | 710.1214 | 22.4701 | 714.3043 | 23.0794 | 718.7701 | 23.6835 | 722.8284 | 24.2824 |  | 9.5934 | 3.6149 | 14.2021 | 4.0584 | 16.824 | 5.193 | 19.0427 | 6.3306 | 21.4541 | 7.4732 | 25.1143 | 8.6323 | 30.2697 | 9.8053 | 44.6361 | 10.9932 | 85.4265 | 12.197 | 127.8708 | 13.4194 | 173.3703 | 14.6315 | 219.6478 | 15.8418 | 265.9173 | 16.8456 | 312.1071 | 17.8049 | 357.3285 | 18.7872 | 410.0396 | 19.7571 | 490.189 | 28.4947 | 575.4579 | 37.2401 | 659.186 | 45.8695 | 741.0422 | 54.5451 | 819.5403 | 63.073 | 891.7393 | 71.5414 | 935.2705 | 80.092 | 974.213 | 88.4827 | 1013.332 | 96.858 | 1052.9572 | 105.1865 | 1092.8173 | 113.4684 | 1132.4458 | 121.7042 | 1171.9003 | 129.8939 | 1211.1467 | 138.038 | 1267.7936 | 146.1367 | 1271.5419 | 146.6428 |  | 9.5934 | 3.6149 | 14.2021 | 4.0584 | 16.824 | 5.193 | 19.0427 | 6.3306 | 21.4541 | 7.4732 | 33.9969 | 8.6325 | 74.6348 | 9.8057 | 115.5571 | 10.9941 | 156.3475 | 12.1986 | 198.7918 | 13.4219 | 253.1372 | 14.6351 | 334.7827 | 23.741 | 416.3576 | 32.6189 | 497.798 | 41.3881 | 578.2048 | 50.1948 | 657.261 | 58.9682 | 736.6779 | 67.5985 | 818.0948 | 76.3071 | 899.6902 | 84.8249 | 981.3062 | 93.4656 | 1033.8994 | 101.8837 | 1073.3494 | 110.2424 | 1112.9464 | 118.7516 | 1152.4115 | 127.0435 | 1192.1195 | 135.3351 | 1292.3203 | 143.5797 | 1293.8938 | 144.1328 | 1295.7161 | 144.6762 | 1295.7644 | 145.2099 | 1298.1578 | 145.7346 | 1301.1072 | 146.2504 | 1303.6935 | 146.7575
Ambleside |  | 19.4491 | 14.373 | 27.1466 | 16.1365 | 30.3618 | 20.6085 | 33.3771 | 25.024 | 36.7898 | 29.4146 | 43.7788 | 33.8739 | 57.8769 | 38.332 | 72.7497 | 42.865 | 87.3585 | 47.3994 | 106.6546 | 51.984 | 139.0274 | 56.6153 | 186.8062 | 61.1217 | 234.3405 | 64.8131 | 281.51 | 68.4482 | 325.9839 | 72.0342 | 366.7348 | 75.5587 | 408.1357 | 108.9103 | 450.4701 | 141.8509 | 502.5838 | 174.6396 | 557.2563 | 207.1895 | 605.8499 | 239.2626 | 635.9942 | 271.3053 | 662.7289 | 303.0729 | 686.7551 | 334.5376 | 710.912 | 365.79 | 732.9279 | 396.8109 | 745.9855 | 427.6052 | 758.6587 | 458.1773 | 770.9304 | 488.5311 | 783.3048 | 518.6711 | 796.4063 | 548.6005 | 808.6233 | 550.0151 |  | 19.4491 | 14.373 | 20.0841 | 16.1365 | 20.8441 | 18.3766 | 21.2836 | 20.6487 | 21.818 | 22.9777 | 25.6717 | 25.1023 | 39.6143 | 26.6059 | 54.3536 | 29.1589 | 68.7738 | 31.7456 | 87.862 | 34.3582 | 115.5161 | 37.0237 | 145.2788 | 40.0162 | 174.8221 | 41.9711 | 203.9921 | 43.8976 | 230.4912 | 45.8 | 257.8004 | 47.6703 | 301.014 | 49.524 | 347.2947 | 51.2954 | 392.7914 | 53.0891 | 439.0727 | 54.8603 | 483.4188 | 56.5519 | 522.0903 | 58.2741 | 561.2643 | 59.965 | 599.2463 | 61.6207 | 635.8569 | 63.2593 | 663.2699 | 64.8772 | 691.2497 | 66.4745 | 719.0681 | 68.0522 | 746.6528 | 69.6107 | 774.4244 | 71.151 | 800.0436 | 72.6734 | 816.0918 | 74.1787 |  | 19.4491 | 14.373 | 27.1466 | 16.1365 | 30.3618 | 18.6617 | 33.3771 | 21.1966 | 36.7898 | 23.7892 | 43.7788 | 26.2442 | 57.8769 | 28.2189 | 72.7497 | 31.0505 | 87.3585 | 33.9205 | 106.6546 | 36.8229 | 139.0274 | 39.7858 | 186.8062 | 43.0285 | 234.3405 | 45.7083 | 281.51 | 48.3573 | 325.9839 | 50.9796 | 366.7348 | 53.566 | 408.1357 | 56.1346 | 450.4701 | 58.6103 | 502.5838 | 61.1114 | 557.2563 | 63.5881 | 605.8499 | 65.9726 | 635.9942 | 68.3936 | 662.7289 | 70.7784 | 686.7551 | 73.1227 | 710.912 | 75.4476 | 732.9279 | 77.748 | 745.9855 | 80.0247 | 758.6587 | 82.2786 | 770.9304 | 84.51 | 783.3048 | 86.7197 | 796.4063 | 88.9083 | 808.6233 | 91.0762 |  | 19.4491 | 14.373 | 31.1242 | 16.1365 | 37.3141 | 20.6085 | 42.8926 | 25.024 | 48.8691 | 29.4146 | 58.3888 | 33.8739 | 72.8599 | 38.332 | 92.6574 | 42.865 | 125.4757 | 47.3994 | 163.1061 | 51.984 | 209.5273 | 56.6153 | 258.1509 | 61.1217 | 306.7723 | 64.8131 | 355.217 | 68.4482 | 401.1616 | 72.0342 | 481.3199 | 75.5587 | 675.8338 | 108.9103 | 874.1362 | 141.8509 | 1070.5045 | 174.6396 | 1264.4967 | 207.1895 | 1453.8 | 239.2626 | 1632.522 | 271.3053 | 1800.8191 | 303.0729 | 1961.6338 | 334.5376 | 2122.2369 | 365.79 | 2283.229 | 396.8109 | 2444.4948 | 427.6052 | 2604.5776 | 458.1773 | 2763.7356 | 488.5311 | 2922.0623 | 518.6711 | 3051.5256 | 548.6005 | 3061.6986 | 550.0151 |  | 19.4491 | 14.373 | 31.1242 | 16.1365 | 37.3141 | 20.6085 | 42.8926 | 25.024 | 48.8691 | 29.4146 | 62.8263 | 33.8718 | 95.0234 | 38.3256 | 128.0875 | 42.8513 | 160.9058 | 47.3756 | 198.5362 | 51.947 | 283.069 | 56.5619 | 484.0786 | 91.4608 | 684.7741 | 125.2757 | 885.03 | 158.785 | 1082.4713 | 192.0206 | 1276.0405 | 224.9597 | 1470.2528 | 257.6843 | 1666.9829 | 289.8436 | 1863.3015 | 322.001 | 2058.3018 | 353.9342 | 2239.404 | 385.253 | 2402.8727 | 416.6927 | 2566.4961 | 447.8423 | 2729.4029 | 478.6659 | 2892.399 | 509.2963 | 3048.4674 | 539.7027 | 3056.1406 | 541.1855 | 3064.131 | 542.6517 | 3070.2099 | 544.101 | 3078.9251 | 545.5343 | 3088.3326 | 546.9512 | 3097.3406 | 548.3521
Ancoats North T11 & T12 |  | 42.7764 | 15.8086 | 50.5954 | 17.8911 | 54.8988 | 23.0036 | 58.2629 | 28.2367 | 62.0805 | 33.5479 | 69.7919 | 39.0053 | 86.1459 | 44.6083 | 103.4766 | 50.3513 | 120.4578 | 56.2401 | 142.9343 | 62.2675 | 179.6246 | 68.4468 | 231.3848 | 74.5691 | 282.9259 | 79.7834 | 334.0107 | 84.9629 | 381.6751 | 90.1222 | 424.9943 | 95.239 | 469.0095 | 138.2916 | 513.9234 | 181.5512 | 575.1481 | 225.0189 | 637.2219 | 268.7747 | 689.0968 | 312.7258 | 721.5004 | 356.9094 | 764.3746 | 401.1983 | 813.1684 | 445.898 | 861.7991 | 490.7539 | 904.1734 | 535.8347 | 921.8808 | 581.1395 | 938.5682 | 626.6676 | 954.1979 | 672.4176 | 970.1355 | 718.3894 | 988.0333 | 764.5812 | 1003.5648 | 771.2958 |  | 42.7764 | 15.8086 | 44.3698 | 17.8911 | 46.3161 | 20.5124 | 47.2719 | 23.2652 | 48.3513 | 26.1343 | 53.1012 | 28.7952 | 69.1383 | 30.8185 | 86.1251 | 34.0695 | 102.6129 | 37.4469 | 124.4719 | 40.899 | 156.1618 | 44.4703 | 190.3846 | 48.495 | 224.3708 | 51.3135 | 257.9318 | 54.1107 | 288.1038 | 56.8963 | 318.6205 | 59.6571 | 367.6795 | 62.4294 | 421.6202 | 65.1722 | 470.3841 | 67.9005 | 518.9079 | 70.6398 | 566.2437 | 73.3652 | 610.4262 | 76.0881 | 654.8316 | 78.7846 | 697.708 | 81.5161 | 741.3137 | 84.2323 | 823.4481 | 86.9483 | 907.3837 | 89.6635 | 990.6887 | 92.3788 | 1073.1506 | 95.0945 | 1156.0232 | 97.8113 | 1231.8877 | 100.5292 | 1277.4799 | 103.249 |  | 42.7764 | 15.8086 | 50.5954 | 17.8911 | 54.8988 | 20.8305 | 58.2629 | 23.9179 | 62.0805 | 27.132 | 69.7919 | 30.2198 | 86.1459 | 32.8393 | 103.4766 | 36.4735 | 120.4578 | 40.2472 | 142.9343 | 44.1071 | 179.6246 | 48.1003 | 231.3848 | 52.4953 | 282.9259 | 56.2659 | 334.0107 | 60.0247 | 381.6751 | 63.7808 | 424.9943 | 67.518 | 469.0095 | 71.2783 | 513.9234 | 75.0138 | 575.1481 | 78.7406 | 637.2219 | 82.4891 | 689.0968 | 86.2288 | 721.5004 | 89.9736 | 764.3746 | 93.6943 | 813.1684 | 97.4637 | 861.7991 | 101.2226 | 904.1734 | 104.9872 | 921.8808 | 108.7581 | 938.5682 | 112.5357 | 954.1979 | 116.3201 | 970.1355 | 120.1117 | 988.0333 | 123.911 | 1003.5648 | 127.7178 |  | 42.7764 | 15.8086 | 54.4744 | 17.8911 | 62.3465 | 23.0036 | 68.2466 | 28.2367 | 74.6952 | 33.5479 | 85.2121 | 39.0053 | 102.3106 | 44.6083 | 124.6933 | 50.3513 | 159.477 | 56.2401 | 199.9644 | 62.2675 | 250.8604 | 68.4468 | 304.5158 | 74.5691 | 358.4672 | 79.7834 | 412.1161 | 84.9629 | 463.0781 | 90.1222 | 593.6457 | 95.239 | 977.3869 | 138.2916 | 1376.2795 | 181.5512 | 1773.7083 | 225.0189 | 2167.5238 | 268.7747 | 2553.0574 | 312.7258 | 2918.6722 | 356.9094 | 3281.9558 | 401.1983 | 3629.2999 | 445.898 | 3976.8376 | 490.7539 | 4325.9929 | 535.8347 | 4676.2771 | 581.1395 | 5024.5155 | 626.6676 | 5371.5197 | 672.4176 | 5716.8752 | 718.3894 | 6064.2107 | 764.5812 | 6081.2139 | 771.2958 |  | 42.7764 | 15.8086 | 54.4744 | 17.8911 | 62.3465 | 23.0036 | 68.2466 | 28.2367 | 74.6952 | 33.5479 | 89.4184 | 39.0062 | 123.3342 | 44.6112 | 158.3223 | 50.3575 | 193.106 | 56.2509 | 233.5934 | 62.2844 | 368.68 | 68.4715 | 758.9518 | 111.7674 | 1148.9992 | 154.514 | 1538.4801 | 197.5365 | 1924.4071 | 240.8342 | 2305.7435 | 284.3207 | 2689.0373 | 328.1505 | 3086.7022 | 372.1046 | 3484.8935 | 416.2323 | 3880.9978 | 460.6868 | 4266.9224 | 505.3021 | 4619.5326 | 550.1476 | 4972.6857 | 595.035 | 5324.5408 | 640.4209 | 5677.2578 | 685.9256 | 6176.6444 | 731.6518 | 6181.8946 | 738.4322 | 6189.5016 | 745.1998 | 6189.9989 | 751.9552 | 6201.9421 | 758.7004 | 6217.5313 | 765.4356 | 6231.3138 | 772.1619
Ancoats North T14 |  | 9.5396 | 13.5082 | 10.0482 | 15.2877 | 10.5171 | 19.6562 | 10.8706 | 24.1278 | 11.298 | 28.6662 | 12.1287 | 33.3295 | 13.9873 | 38.1172 | 15.9766 | 43.0245 | 17.9364 | 48.0563 | 20.499 | 53.2067 | 24.3867 | 58.4868 | 29.3123 | 63.7182 | 34.2428 | 68.1738 | 39.1354 | 72.5996 | 43.6395 | 77.0081 | 47.7361 | 81.3804 | 51.9547 | 118.1682 | 56.2968 | 155.1329 | 63.7991 | 192.2755 | 71.0652 | 229.6641 | 76.4298 | 267.2197 | 79.8024 | 304.974 | 87.8661 | 342.8183 | 100.1775 | 381.0135 | 112.4705 | 419.3422 | 122.8546 | 457.8631 | 125.8561 | 496.5754 | 128.5119 | 535.4785 | 130.8048 | 574.5713 | 133.1467 | 613.8535 | 136.0293 | 653.3238 | 138.1524 | 659.0613 |  | 9.5396 | 13.5082 | 9.8583 | 15.2877 | 10.2279 | 17.5275 | 10.4593 | 19.8798 | 10.7271 | 22.3314 | 11.3494 | 24.6051 | 13.0899 | 26.3339 | 14.9619 | 29.1119 | 16.7637 | 31.9979 | 19.1382 | 34.9476 | 22.5429 | 37.9992 | 26.2605 | 41.4383 | 29.9565 | 43.8467 | 33.6316 | 46.2368 | 36.9171 | 48.6171 | 40.203 | 50.9762 | 45.6548 | 53.345 | 52.016 | 55.6887 | 56.8222 | 58.02 | 61.3709 | 60.3607 | 66.0686 | 62.6895 | 71.3051 | 65.0162 | 76.4416 | 67.3203 | 81.3132 | 69.6543 | 85.7517 | 71.9753 | 109.6932 | 74.2961 | 134.226 | 76.6162 | 158.6196 | 78.9364 | 182.7709 | 81.2569 | 207.0365 | 83.5784 | 229.1798 | 85.9008 | 242.2259 | 88.2248 |  | 9.5396 | 13.5082 | 10.0482 | 15.2877 | 10.5171 | 17.7994 | 10.8706 | 20.4375 | 11.298 | 23.1839 | 12.1287 | 25.8224 | 13.9873 | 28.0607 | 15.9766 | 31.1661 | 17.9364 | 34.3906 | 20.499 | 37.6889 | 24.3867 | 41.101 | 29.3123 | 44.8565 | 34.2428 | 48.0784 | 39.1354 | 51.2902 | 43.6395 | 54.4997 | 47.7361 | 57.6932 | 51.9547 | 60.9063 | 56.2968 | 64.0982 | 63.7991 | 67.2827 | 71.0652 | 70.4858 | 76.4298 | 73.6813 | 79.8024 | 76.8812 | 87.8661 | 80.0604 | 100.1775 | 83.2813 | 112.4705 | 86.4933 | 122.8546 | 89.7101 | 125.8561 | 92.9322 | 128.5119 | 96.1602 | 130.8048 | 99.3939 | 133.1467 | 102.6338 | 136.0293 | 105.8802 | 138.1524 | 109.1331 |  | 9.5396 | 13.5082 | 10.2183 | 15.2877 | 10.8998 | 19.6562 | 11.4355 | 24.1278 | 12.0982 | 28.6662 | 13.2121 | 33.3295 | 15.3005 | 38.1172 | 17.8224 | 43.0245 | 21.1294 | 48.0563 | 25.1288 | 53.2067 | 30.2263 | 58.4868 | 35.6522 | 63.7182 | 41.3797 | 68.1738 | 47.1644 | 72.5996 | 52.697 | 77.0081 | 76.8908 | 81.3804 | 158.645 | 118.1682 | 244.8731 | 155.1329 | 330.7428 | 192.2755 | 415.8864 | 229.6641 | 499.2653 | 267.2197 | 578.3152 | 304.974 | 658.816 | 342.8183 | 736.055 | 381.0135 | 813.1953 | 419.3422 | 890.6536 | 457.8631 | 968.2774 | 496.5754 | 1045.1387 | 535.4785 | 1121.544 | 574.5713 | 1197.4948 | 613.8535 | 1264.682 | 653.3238 | 1265.8453 | 659.0613 |  | 9.5396 | 13.5082 | 10.2183 | 15.2877 | 10.8998 | 19.6562 | 11.4355 | 24.1278 | 12.0982 | 28.6662 | 13.4628 | 33.3302 | 16.5532 | 38.1197 | 19.8261 | 43.0297 | 23.133 | 48.0656 | 27.1324 | 53.2212 | 51.4139 | 58.5079 | 133.5876 | 95.5036 | 215.796 | 132.0301 | 297.9103 | 168.7922 | 379.5612 | 205.7894 | 460.7095 | 242.948 | 542.4313 | 280.3999 | 628.6809 | 317.9581 | 714.8208 | 355.6646 | 800.5304 | 393.6503 | 885.9332 | 431.7735 | 964.7053 | 470.0933 | 1043.4459 | 508.449 | 1121.746 | 547.2305 | 1200.0933 | 586.1137 | 1295.733 | 625.186 | 1294.0798 | 630.9798 | 1292.933 | 636.7626 | 1290.6158 | 642.535 | 1290.3914 | 648.2987 | 1290.8432 | 654.0538 | 1291.088 | 659.8014
Annie Pit |  | 71.5353 | 17.6593 | 117.1919 | 19.8259 | 135.4496 | 25.3465 | 153.0051 | 30.8031 | 172.5865 | 36.2683 | 210.2027 | 41.7937 | 283.1699 | 47.3684 | 360.1971 | 52.9449 | 435.58 | 58.6325 | 535.5085 | 64.3306 | 681.8085 | 70.0889 | 842.8036 | 75.6945 | 1002.37 | 80.2929 | 1159.9958 | 84.8233 | 1303.6473 | 89.2942 | 1427.3273 | 93.6898 | 1554.0396 | 134.9412 | 1685.4195 | 175.972 | 1777.2463 | 216.7008 | 1854.7449 | 256.8818 | 1921.0388 | 297.0039 | 1982.7026 | 336.8498 | 2056.091 | 375.9733 | 2139.1135 | 415.1899 | 2222.2716 | 453.9961 | 2300.615 | 492.5137 | 2360.9798 | 530.7477 | 2420.7683 | 568.7031 | 2479.9207 | 606.3838 | 2539.5047 | 643.7946 | 2600.7848 | 680.9389 | 2660.406 | 682.6847 |  | 71.5353 | 17.6593 | 74.3532 | 19.8259 | 77.8816 | 22.6015 | 79.9148 | 25.41 | 82.2536 | 28.3163 | 102.2004 | 30.9483 | 175.6952 | 32.848 | 252.9124 | 35.978 | 328.1983 | 39.2238 | 427.8964 | 42.4663 | 572.5915 | 45.7757 | 728.2574 | 49.4915 | 882.6218 | 51.925 | 1034.9294 | 54.3242 | 1173.245 | 56.6942 | 1292.1444 | 59.025 | 1411.4486 | 61.272 | 1529.1095 | 63.5412 | 1641.8705 | 65.7782 | 1749.2539 | 67.9169 | 1832.0587 | 70.0946 | 1852.3924 | 72.2438 | 1872.8159 | 74.2765 | 1892.5827 | 76.3609 | 1911.7225 | 78.3946 | 1971.3848 | 80.4021 | 2030.2961 | 82.3836 | 2087.1092 | 84.3401 | 2141.8141 | 86.2725 | 2195.5232 | 88.1816 | 2243.4977 | 90.068 | 2271.1578 | 91.9326 |  | 71.5353 | 17.6593 | 117.1919 | 19.8259 | 135.4496 | 22.9521 | 153.0051 | 26.0918 | 172.5865 | 29.3321 | 210.2027 | 32.3802 | 283.1699 | 34.8712 | 360.1971 | 38.3522 | 435.58 | 41.9593 | 535.5085 | 45.5685 | 681.8085 | 49.2542 | 842.8036 | 53.2875 | 1002.37 | 56.6253 | 1159.9958 | 59.926 | 1303.6473 | 63.1947 | 1427.3273 | 66.4198 | 1554.0396 | 69.5514 | 1685.4195 | 72.7086 | 1777.2463 | 75.8298 | 1854.7449 | 78.8391 | 1921.0388 | 81.8937 | 1982.7026 | 84.9168 | 2056.091 | 87.8033 | 2139.1135 | 90.7516 | 2222.2716 | 93.641 | 2300.615 | 96.4992 | 2360.9798 | 99.3275 | 2420.7683 | 102.1266 | 2479.9207 | 104.8971 | 2539.5047 | 107.6398 | 2600.7848 | 110.3556 | 2660.406 | 113.0448 |  | 71.5353 | 17.6593 | 141.1417 | 19.8259 | 177.3593 | 25.3465 | 210.0414 | 30.8031 | 244.2834 | 36.2683 | 297.1847 | 41.7937 | 371.1957 | 47.3684 | 450.011 | 52.9449 | 530.9373 | 58.6325 | 636.5646 | 64.3306 | 787.4762 | 70.0889 | 949.5328 | 75.6945 | 1110.5999 | 80.2929 | 1269.9578 | 84.8233 | 1415.8707 | 89.2942 | 1689.9608 | 93.6898 | 2406.3319 | 134.9412 | 3103.5102 | 175.972 | 3801.0884 | 216.7008 | 4493.888 | 256.8818 | 5172.678 | 297.0039 | 5819.643 | 336.8498 | 6480.8007 | 375.9733 | 7118.8684 | 415.1899 | 7755.2518 | 453.9961 | 8391.5187 | 492.5137 | 9027.9996 | 530.7477 | 9660.0378 | 568.7031 | 10288.6156 | 606.3838 | 10914.2251 | 643.7946 | 11297.3723 | 680.9389 | 11348.7456 | 682.6847 |  | 71.5353 | 17.6593 | 141.1417 | 19.8259 | 177.3593 | 25.3465 | 210.0414 | 30.8031 | 244.2834 | 36.2683 | 298.4182 | 41.7919 | 377.3611 | 47.3626 | 459.8734 | 52.9326 | 540.7996 | 58.6111 | 646.4269 | 64.2973 | 946.0648 | 70.0408 | 1702.8064 | 113.3042 | 2457.7731 | 155.257 | 3210.387 | 196.8593 | 3948.6178 | 238.148 | 4666.3302 | 279.092 | 5383.0817 | 319.4591 | 6082.9377 | 359.7846 | 6783.5323 | 399.8123 | 7481.2989 | 439.1187 | 8177.4302 | 478.5621 | 8824.2814 | 517.7366 | 9472.4899 | 555.9792 | 10118.2879 | 594.5191 | 10763.6191 | 632.5998 | 11054.7293 | 670.3992 | 11105.5658 | 672.2655 | 11156.5224 | 674.1044 | 11206.8795 | 675.916 | 11258.0689 | 677.7015 | 11309.5043 | 679.4609 | 11360.7526 | 681.1947
Ansdell |  | 47.1979 | 5.1369 | 69.0207 | 5.7891 | 77.7126 | 7.4307 | 87.1504 | 9.1033 | 97.7763 | 10.7994 | 118.0325 | 12.5202 | 159.2668 | 14.2735 | 202.8372 | 16.0414 | 245.4768 | 17.8628 | 301.9068 | 19.7005 | 386.0665 | 21.5725 | 483.7408 | 23.4131 | 580.6723 | 24.9565 | 676.5752 | 26.4912 | 764.7866 | 27.9858 | 842.0899 | 29.5008 | 921.3642 | 42.7305 | 1003.5587 | 55.9107 | 1077.226 | 69.0795 | 1142.2212 | 82.3403 | 1194.5446 | 95.5081 | 1237.5825 | 108.6668 | 1290.6675 | 121.7975 | 1350.8612 | 135.0147 | 1411.0945 | 148.187 | 1466.3154 | 161.3564 | 1502.27 | 174.5231 | 1537.5164 | 187.6874 | 1572.0272 | 200.8492 | 1606.9261 | 214.0088 | 1643.5458 | 227.1663 | 1678.4383 | 228.5583 |  | 47.1979 | 5.1369 | 48.7323 | 5.7891 | 50.5492 | 6.6259 | 52.3166 | 7.5017 | 54.361 | 8.4152 | 66.149 | 9.2464 | 107.7228 | 9.8657 | 151.3408 | 10.86 | 193.6139 | 11.9008 | 249.5233 | 12.9479 | 330.5607 | 14.0249 | 417.912 | 15.2366 | 504.7296 | 16.0619 | 590.3917 | 16.8832 | 668.3686 | 17.6805 | 737.7759 | 18.4923 | 818.2034 | 19.3039 | 902.544 | 20.0851 | 975.1443 | 20.8603 | 1044.0888 | 21.6567 | 1102.6977 | 22.4226 | 1134.8956 | 23.1834 | 1167.5515 | 23.9355 | 1199.7001 | 24.7008 | 1232.0507 | 25.4534 | 1303.5181 | 26.2022 | 1376.7986 | 26.9469 | 1450.0253 | 27.6879 | 1523.2978 | 28.4253 | 1597.871 | 29.1594 | 1667.6946 | 29.8902 | 1713.2275 | 30.618 |  | 47.1979 | 5.1369 | 69.0207 | 5.7891 | 77.7126 | 6.7287 | 87.1504 | 7.711 | 97.7763 | 8.734 | 118.0325 | 9.7002 | 159.2668 | 10.5077 | 202.8372 | 11.62 | 245.4768 | 12.7832 | 301.9068 | 13.9548 | 386.0665 | 15.1599 | 483.7408 | 16.4824 | 580.6723 | 17.6001 | 676.5752 | 18.7155 | 764.7866 | 19.8059 | 842.0899 | 20.9141 | 921.3642 | 22.0242 | 1003.5587 | 23.1013 | 1077.226 | 24.1729 | 1142.2212 | 25.2709 | 1194.5446 | 26.3347 | 1237.5825 | 27.3939 | 1290.6675 | 28.4441 | 1350.8612 | 29.5113 | 1411.0945 | 30.565 | 1466.3154 | 31.6149 | 1502.27 | 32.6613 | 1537.5164 | 33.7045 | 1572.0272 | 34.7445 | 1606.9261 | 35.7814 | 1643.5458 | 36.8154 | 1678.4383 | 37.8467 |  | 47.1979 | 5.1369 | 80.2547 | 5.7891 | 96.8457 | 7.4307 | 114.0254 | 9.1033 | 132.4043 | 10.7994 | 161.3373 | 12.5202 | 203.7972 | 14.2735 | 250.6764 | 16.0414 | 304.0413 | 17.8628 | 371.4142 | 19.7005 | 464.412 | 21.5725 | 563.9489 | 23.4131 | 663.2016 | 24.9565 | 761.7461 | 26.4912 | 853.2574 | 27.9858 | 1013.5521 | 29.5008 | 1412.9851 | 42.7305 | 1812.0031 | 55.9107 | 2202.8426 | 69.0795 | 2588.6736 | 82.3403 | 2966.9113 | 95.5081 | 3328.2288 | 108.6668 | 3693.5959 | 121.7975 | 4046.1409 | 135.0147 | 4399.3901 | 148.187 | 4754.4649 | 161.3564 | 5111.328 | 174.5231 | 5467.2729 | 187.6874 | 5822.8423 | 200.8492 | 6177.9667 | 214.0088 | 6590.1334 | 227.1663 | 6639.3656 | 228.5583 |  | 47.1979 | 5.1369 | 80.2547 | 5.7891 | 96.8457 | 7.4307 | 114.0254 | 9.1033 | 132.4043 | 10.7994 | 163.7669 | 12.5204 | 215.9413 | 14.2741 | 270.1023 | 16.0426 | 323.4673 | 17.865 | 390.8402 | 19.7039 | 563.5614 | 21.5775 | 981.8018 | 35.0868 | 1399.2873 | 48.323 | 1815.7037 | 61.5776 | 2224.3902 | 74.7682 | 2622.1821 | 88.0463 | 3021.3003 | 101.3658 | 3418.8398 | 114.5591 | 3812.4702 | 127.7403 | 4200.7455 | 141.0867 | 4583.723 | 154.2692 | 4938.6384 | 167.4423 | 5295.6558 | 180.5779 | 5652.5956 | 193.8432 | 6010.8916 | 207.0427 | 6561.7658 | 220.2388 | 6604.5843 | 221.6741 | 6649.7207 | 223.1005 | 6685.5699 | 224.5181 | 6734.8633 | 225.9275 | 6788.674 | 227.329 | 6838.9021 | 228.7229
Ardwick |  | 28.2794 | 9.9971 | 37.1742 | 11.3141 | 41.3736 | 14.5471 | 44.8856 | 17.8564 | 48.8305 | 21.2152 | 57.2447 | 24.6664 | 75.3792 | 28.2096 | 94.547 | 31.8414 | 113.2994 | 35.5654 | 138.1662 | 39.377 | 180.6053 | 43.2847 | 244.8338 | 47.1564 | 308.7303 | 50.4539 | 372.1119 | 53.7293 | 431.8492 | 56.9919 | 486.6051 | 60.2277 | 542.0719 | 87.4535 | 598.5883 | 114.8103 | 672.6779 | 142.2986 | 749.1925 | 169.9691 | 815.2787 | 197.7631 | 856.4976 | 225.7042 | 895.1768 | 253.7119 | 925.5439 | 281.9793 | 955.8886 | 310.3455 | 983.4628 | 338.8539 | 999.7997 | 367.504 | 1015.6975 | 396.2953 | 1031.1466 | 425.2269 | 1046.7737 | 454.2988 | 1063.3387 | 483.5098 | 1078.8638 | 487.756 |  | 28.2794 | 9.9971 | 29.3836 | 11.3141 | 30.7617 | 12.9717 | 31.3814 | 14.7125 | 32.0736 | 16.527 | 37.0407 | 18.2096 | 55.118 | 19.4891 | 74.1824 | 21.545 | 92.7362 | 23.6809 | 117.3419 | 25.8639 | 153.0653 | 28.1224 | 191.5149 | 30.6675 | 229.7353 | 32.4499 | 267.3924 | 34.2188 | 301.4409 | 35.9804 | 337.0848 | 37.7263 | 397.1763 | 39.4794 | 462.8701 | 41.2139 | 524.1036 | 42.9392 | 585.9704 | 44.6715 | 646.5941 | 46.395 | 702.9683 | 48.117 | 760.2202 | 49.8222 | 816.0172 | 51.5495 | 875.0345 | 53.2673 | 915.7567 | 54.9848 | 957.1522 | 56.7019 | 998.0833 | 58.419 | 1038.4909 | 60.1364 | 1078.9455 | 61.8544 | 1116.023 | 63.5732 | 1139.1603 | 65.2931 |  | 28.2794 | 9.9971 | 37.1742 | 11.3141 | 41.3736 | 13.1729 | 44.8856 | 15.1253 | 48.8305 | 17.1579 | 57.2447 | 19.1106 | 75.3792 | 20.7671 | 94.547 | 23.0653 | 113.2994 | 25.4517 | 138.1662 | 27.8927 | 180.6053 | 30.4179 | 244.8338 | 33.1972 | 308.7303 | 35.5817 | 372.1119 | 37.9587 | 431.8492 | 40.334 | 486.6051 | 42.6974 | 542.0719 | 45.0753 | 598.5883 | 47.4376 | 672.6779 | 49.7944 | 749.1925 | 52.1649 | 815.2787 | 54.5298 | 856.4976 | 56.898 | 895.1768 | 59.2509 | 925.5439 | 61.6346 | 955.8886 | 64.0117 | 983.4628 | 66.3923 | 999.7997 | 68.777 | 1015.6975 | 71.1659 | 1031.1466 | 73.5591 | 1046.7737 | 75.9569 | 1063.3387 | 78.3594 | 1078.8638 | 80.7669 |  | 28.2794 | 9.9971 | 41.8257 | 11.3141 | 49.965 | 14.5471 | 56.4133 | 17.8564 | 63.2647 | 21.2152 | 74.6489 | 24.6664 | 93.1378 | 28.2096 | 119.0232 | 31.8414 | 163.6309 | 35.5654 | 214.4564 | 39.377 | 276.6742 | 43.2847 | 341.7621 | 47.1564 | 406.7178 | 50.4539 | 471.3116 | 53.7293 | 532.5018 | 56.9919 | 636.2638 | 60.2277 | 883.8017 | 87.4535 | 1139.0049 | 114.8103 | 1389.9579 | 142.2986 | 1636.9112 | 169.9691 | 1877.9421 | 197.7631 | 2105.7518 | 225.7042 | 2320.4829 | 253.7119 | 2523.3074 | 281.9793 | 2726.1454 | 310.3455 | 2929.798 | 338.8539 | 3134.0039 | 367.504 | 3337.0713 | 396.2953 | 3539.2996 | 425.2269 | 3740.7119 | 454.2988 | 3925.8624 | 483.5098 | 3941.6131 | 487.756 |  | 28.2794 | 9.9971 | 41.8257 | 11.3141 | 49.965 | 14.5471 | 56.4133 | 17.8564 | 63.2647 | 21.2152 | 81.0183 | 24.6669 | 124.9737 | 28.2115 | 169.9482 | 31.8453 | 214.5559 | 35.5722 | 265.3815 | 39.3877 | 375.2217 | 43.3004 | 630.7053 | 70.68 | 885.8299 | 97.7124 | 1140.4006 | 124.9192 | 1391.2612 | 152.3 | 1637.009 | 179.8002 | 1883.669 | 207.5175 | 2135.5732 | 235.3134 | 2386.8549 | 263.2191 | 2634.7472 | 291.3315 | 2865.1153 | 319.5455 | 3070.484 | 347.9052 | 3276.3417 | 376.2913 | 3481.5512 | 404.9926 | 3687.1608 | 433.7691 | 3933.8577 | 462.6857 | 3945.3782 | 466.9735 | 3957.6948 | 471.2532 | 3966.5805 | 475.5253 | 3980.4422 | 479.7908 | 3995.7593 | 484.0501 | 4010.1593 | 488.3037
Arnside |  | 18.0878 | 3.6149 | 25.3081 | 4.0601 | 28.3641 | 5.1865 | 31.1294 | 6.3058 | 34.2882 | 7.4228 | 40.5323 | 8.5611 | 52.6108 | 9.705 | 65.3588 | 10.8682 | 77.8874 | 12.0408 | 94.39 | 13.2244 | 126.9816 | 14.4229 | 187.4741 | 15.589 | 247.7445 | 16.5531 | 307.6777 | 17.4975 | 365.2604 | 18.4268 | 419.6679 | 19.3371 | 474.5909 | 27.8846 | 530.2474 | 36.3531 | 609.5098 | 44.7744 | 698.3544 | 53.1407 | 780.7491 | 61.4234 | 827.0035 | 69.6755 | 859.0856 | 77.8795 | 878.9136 | 86.0076 | 898.8356 | 94.091 | 916.9534 | 102.1223 | 927.7531 | 110.1026 | 938.2419 | 118.0327 | 948.4028 | 125.9134 | 958.6509 | 133.7458 | 969.4966 | 141.5304 | 979.6193 | 141.9616 |  | 18.0878 | 3.6149 | 18.6876 | 4.0601 | 19.4182 | 4.6248 | 19.793 | 5.2017 | 20.2704 | 5.7953 | 23.5754 | 6.3394 | 35.49 | 6.7299 | 48.1018 | 7.3852 | 60.4485 | 8.0548 | 76.7802 | 8.7295 | 100.4261 | 9.4194 | 125.9026 | 10.1922 | 151.1567 | 10.7044 | 176.1267 | 11.2056 | 198.7878 | 11.6989 | 227.2316 | 12.1819 | 285.395 | 12.6608 | 348.1781 | 13.126 | 415.0286 | 13.5903 | 485.3677 | 14.0491 | 555.9848 | 14.4955 | 625.5345 | 14.9424 | 696.2062 | 15.3849 | 764.8852 | 15.8175 | 831.5835 | 16.2464 | 852.3762 | 16.6704 | 873.4405 | 17.0893 | 894.2347 | 17.5035 | 914.7201 | 17.9131 | 935.2583 | 18.3183 | 954.0694 | 18.7191 | 965.4418 | 19.1158 |  | 18.0878 | 3.6149 | 25.3081 | 4.0601 | 28.3641 | 4.6965 | 31.1294 | 5.3413 | 34.2882 | 6.0032 | 40.5323 | 6.6328 | 52.6108 | 7.1445 | 65.3588 | 7.8727 | 77.8874 | 8.6167 | 94.39 | 9.3675 | 126.9816 | 10.1355 | 187.4741 | 10.9744 | 247.7445 | 11.6738 | 307.6777 | 12.3616 | 365.2604 | 13.0409 | 419.6679 | 13.7087 | 474.5909 | 14.3723 | 530.2474 | 15.0204 | 609.5098 | 15.6678 | 698.3544 | 16.3093 | 780.7491 | 16.9364 | 827.0035 | 17.5646 | 859.0856 | 18.1877 | 878.9136 | 18.7994 | 898.8356 | 19.4072 | 916.9534 | 20.009 | 927.7531 | 20.6053 | 938.2419 | 21.1961 | 948.4028 | 21.7815 | 958.6509 | 22.3617 | 969.4966 | 22.937 | 979.6193 | 23.5072 |  | 18.0878 | 3.6149 | 29.0568 | 4.0601 | 34.9971 | 5.1865 | 40.1215 | 6.3058 | 45.6393 | 7.4228 | 54.2191 | 8.5611 | 66.693 | 9.705 | 88.6585 | 10.8682 | 136.4774 | 12.0408 | 188.3669 | 13.2244 | 247.7024 | 14.4229 | 308.872 | 15.589 | 370.037 | 16.5531 | 431.018 | 17.4975 | 489.8148 | 18.4268 | 573.539 | 19.3371 | 742.355 | 27.8846 | 915.7695 | 36.3531 | 1087.5776 | 44.7744 | 1256.8274 | 53.1407 | 1420.999 | 61.4234 | 1574.6185 | 69.6755 | 1702.2483 | 77.8795 | 1822.3429 | 86.0076 | 1942.2371 | 94.091 | 2062.3529 | 102.1223 | 2182.656 | 110.1026 | 2302.0229 | 118.0327 | 2420.6677 | 125.9134 | 2538.6587 | 133.7458 | 2630.6773 | 141.5304 | 2639.0253 | 141.9616 |  | 18.0878 | 3.6149 | 29.0568 | 4.0601 | 34.9971 | 5.1865 | 40.1215 | 6.3058 | 45.6393 | 7.4228 | 62.943 | 8.5607 | 110.2653 | 9.7038 | 158.3123 | 10.8657 | 206.1312 | 12.0364 | 258.0207 | 13.2176 | 345.616 | 14.4131 | 519.7934 | 23.3349 | 693.6865 | 32.0079 | 867.1747 | 40.609 | 1038.2128 | 49.1451 | 1205.9399 | 57.604 | 1374.1014 | 66.0151 | 1544.0854 | 74.3274 | 1714.2713 | 82.6104 | 1883.951 | 90.8418 | 2025.4236 | 98.9738 | 2147.5082 | 107.0937 | 2269.7092 | 115.1692 | 2391.3658 | 123.1595 | 2513.0428 | 131.1105 | 2619.6999 | 139.0109 | 2626.4396 | 139.4644 | 2633.3805 | 139.9128 | 2639.0884 | 140.3561 | 2646.4859 | 140.7945 | 2654.3185 | 141.228 | 2661.8958 | 141.6567
Ashton (Golborne) |  | 45.42 | 8.9594 | 79.1704 | 10.0848 | 92.1931 | 12.9119 | 106.7416 | 15.7591 | 123.0912 | 18.6239 | 150.2794 | 21.5303 | 200.4846 | 24.4715 | 253.4997 | 27.462 | 305.3905 | 30.4845 | 374.1792 | 33.5548 | 477.8633 | 36.6695 | 600.6136 | 39.7237 | 722.4016 | 42.2538 | 842.9044 | 44.7664 | 953.9243 | 47.2481 | 1051.2853 | 49.7178 | 1150.8299 | 71.8633 | 1253.7208 | 93.9799 | 1332.3074 | 116.0444 | 1407.3791 | 138.0529 | 1479.6679 | 160.0377 | 1535.1437 | 182.0018 | 1594.0655 | 203.9011 | 1652.8254 | 225.7607 | 1711.998 | 247.5888 | 1767.8797 | 269.3805 | 1810.4933 | 291.1364 | 1852.6374 | 312.8578 | 1894.2544 | 334.545 | 1936.1419 | 356.1992 | 1979.2704 | 377.8209 | 2021.097 | 379.8603 |  | 45.42 | 8.9594 | 47.145 | 10.0848 | 49.2824 | 11.5136 | 51.8503 | 12.9909 | 54.9045 | 14.5216 | 70.1289 | 15.9145 | 121.5435 | 16.9325 | 175.0807 | 18.6144 | 227.0597 | 20.3368 | 295.7014 | 22.0848 | 395.256 | 23.8752 | 502.4241 | 25.8903 | 608.5914 | 27.2366 | 713.4728 | 28.5753 | 808.8303 | 29.8977 | 893.9001 | 31.2156 | 986.4601 | 32.518 | 1076.9783 | 33.8166 | 1171.6272 | 35.1007 | 1264.9252 | 36.3706 | 1340.7303 | 37.6354 | 1372.5004 | 38.8942 | 1405.2784 | 40.1378 | 1437.3758 | 41.3722 | 1471.2437 | 42.599 | 1507.2499 | 43.8176 | 1543.0821 | 45.028 | 1577.8214 | 46.2307 | 1611.4685 | 47.426 | 1644.7602 | 48.6143 | 1674.5153 | 49.7958 | 1690.842 | 50.9709 |  | 45.42 | 8.9594 | 79.1704 | 10.0848 | 92.1931 | 11.6922 | 106.7416 | 13.3488 | 123.0912 | 15.0622 | 150.2794 | 16.6809 | 200.4846 | 18.0152 | 253.4997 | 19.893 | 305.3905 | 21.8156 | 374.1792 | 23.7685 | 477.8633 | 25.7691 | 600.6136 | 27.9648 | 722.4016 | 29.7988 | 842.9044 | 31.6266 | 953.9243 | 33.4382 | 1051.2853 | 35.2465 | 1150.8299 | 37.0398 | 1253.7208 | 38.8309 | 1332.3074 | 40.6073 | 1407.3791 | 42.3695 | 1479.6679 | 44.1276 | 1535.1437 | 45.881 | 1594.0655 | 47.6183 | 1652.8254 | 49.3464 | 1711.998 | 51.0675 | 1767.8797 | 52.7803 | 1810.4933 | 54.4851 | 1852.6374 | 56.1824 | 1894.2544 | 57.8722 | 1936.1419 | 59.555 | 1979.2704 | 61.2311 | 2021.097 | 62.9005 |  | 45.42 | 8.9594 | 96.7683 | 10.0848 | 122.4966 | 12.9119 | 148.9076 | 15.7591 | 177.1477 | 18.6239 | 218.7374 | 21.5303 | 270.7693 | 24.4715 | 328.1672 | 27.462 | 395.8421 | 30.4845 | 480.4902 | 33.5548 | 596.4238 | 36.6695 | 720.1339 | 39.7237 | 843.1001 | 42.2538 | 964.853 | 44.7664 | 1077.7447 | 47.2481 | 1333.9299 | 49.7178 | 2059.9698 | 71.8633 | 2779.5021 | 93.9799 | 3503.0655 | 116.0444 | 4224.0652 | 138.0529 | 4929.9425 | 160.0377 | 5603.8422 | 182.0018 | 6285.4465 | 203.9011 | 6940.743 | 225.7607 | 7594.3912 | 247.5888 | 8247.9145 | 269.3805 | 8901.6976 | 291.1364 | 9551.095 | 312.8578 | 10197.0714 | 334.545 | 10839.9041 | 356.1992 | 11246.8802 | 377.8209 | 11281.3929 | 379.8603 |  | 45.42 | 8.9594 | 96.7683 | 10.0848 | 122.4966 | 12.9119 | 148.9076 | 15.7591 | 177.1477 | 18.6239 | 222.5684 | 21.5302 | 289.9182 | 24.4712 | 358.7982 | 27.4614 | 426.473 | 30.4834 | 511.1211 | 33.5531 | 784.5665 | 36.6671 | 1538.0084 | 59.5077 | 2290.0863 | 81.7795 | 3040.4438 | 104.0052 | 3780.9124 | 126.16 | 4507.2161 | 148.2947 | 5233.9836 | 170.3641 | 5957.6591 | 192.4289 | 6681.4447 | 214.4315 | 7407.7132 | 236.3699 | 8125.2245 | 258.2986 | 8789.5478 | 280.2173 | 9455.607 | 302.0564 | 10119.0746 | 323.856 | 10782.1984 | 345.6276 | 11096.1182 | 367.363 | 11129.8872 | 369.4667 | 11163.8557 | 371.5564 | 11196.8983 | 373.6326 | 11231.2425 | 375.6959 | 11265.9911 | 377.7467 | 11300.4253 | 379.7855
Ashton (Ribble) |  | 26.8936 | 3.2863 | 42.6957 | 3.6914 | 49.029 | 4.7161 | 55.4266 | 5.7361 | 62.605 | 6.7595 | 75.5354 | 7.7932 | 99.9661 | 8.8462 | 125.768 | 9.9046 | 151.0273 | 10.9854 | 184.4726 | 12.0737 | 238.3391 | 13.177 | 311.8964 | 14.2554 | 384.9868 | 15.1552 | 457.4243 | 16.0298 | 525.1694 | 16.898 | 586.2888 | 17.7516 | 648.4349 | 25.6256 | 712.1396 | 33.447 | 778.226 | 41.2455 | 847.0442 | 49.005 | 911.0572 | 56.7096 | 952.521 | 64.4076 | 989.369 | 72.0642 | 1020.4826 | 79.6822 | 1051.6502 | 87.2719 | 1080.6503 | 94.8308 | 1101.2522 | 102.3598 | 1121.5549 | 109.8597 | 1141.5389 | 117.3311 | 1161.6914 | 124.7747 | 1182.5967 | 132.1912 | 1202.727 | 132.7488 |  | 26.8936 | 3.2863 | 27.9024 | 3.6914 | 29.1536 | 4.2053 | 30.1124 | 4.7319 | 31.2429 | 5.2776 | 38.226 | 5.771 | 62.9068 | 6.1347 | 88.779 | 6.7307 | 113.9489 | 7.3493 | 147.2403 | 7.9704 | 195.5356 | 8.6063 | 247.5531 | 9.3209 | 299.1124 | 9.801 | 350.0442 | 10.2664 | 396.2972 | 10.729 | 441.2359 | 11.1838 | 502.703 | 11.6359 | 565.7551 | 12.0774 | 631.6498 | 12.5199 | 698.5375 | 12.9565 | 759.1995 | 13.3838 | 803.1507 | 13.8134 | 847.8992 | 14.2368 | 891.4739 | 14.6549 | 935.1219 | 15.0697 | 961.3066 | 15.4808 | 987.6326 | 15.8882 | 1013.4042 | 16.2922 | 1038.6223 | 16.6928 | 1063.7745 | 17.0902 | 1086.5655 | 17.4845 | 1099.8079 | 17.8759 |  | 26.8936 | 3.2863 | 42.6957 | 3.6914 | 49.029 | 4.2706 | 55.4266 | 4.8588 | 62.605 | 5.4668 | 75.5354 | 6.0379 | 99.9661 | 6.5123 | 125.768 | 7.1747 | 151.0273 | 7.8615 | 184.4726 | 8.5524 | 238.3391 | 9.26 | 311.8964 | 10.0355 | 384.9868 | 10.6879 | 457.4243 | 11.3248 | 525.1694 | 11.9589 | 586.2888 | 12.5847 | 648.4349 | 13.208 | 712.1396 | 13.8197 | 778.226 | 14.433 | 847.0442 | 15.04 | 911.0572 | 15.6367 | 952.521 | 16.2366 | 989.369 | 16.8296 | 1020.4826 | 17.4168 | 1051.6502 | 18.0006 | 1080.6503 | 18.5804 | 1101.2522 | 19.1563 | 1121.5549 | 19.7284 | 1141.5389 | 20.2969 | 1161.6914 | 20.8618 | 1182.5967 | 21.4234 | 1202.727 | 21.9817 |  | 26.8936 | 3.2863 | 50.9269 | 3.6914 | 63.3668 | 4.7161 | 75.1076 | 5.7361 | 87.5647 | 6.7595 | 106.3623 | 7.7932 | 131.4624 | 8.8462 | 162.9883 | 9.9046 | 209.9761 | 10.9854 | 265.1788 | 12.0737 | 335.6196 | 13.177 | 409.8474 | 14.2554 | 483.7055 | 15.1552 | 556.8895 | 16.0298 | 625.8203 | 16.898 | 748.2101 | 17.7516 | 1050.7263 | 25.6256 | 1351.3657 | 33.447 | 1652.2751 | 41.2455 | 1951.0481 | 49.005 | 2242.9073 | 56.7096 | 2520.0535 | 64.4076 | 2787.39 | 72.0642 | 3043.121 | 79.6822 | 3298.4697 | 87.2719 | 3554.0249 | 94.8308 | 3809.887 | 102.3598 | 4064.2342 | 109.8597 | 4317.4985 | 117.3311 | 4569.4893 | 124.7747 | 4753.0783 | 132.1912 | 4772.1097 | 132.7488 |  | 26.8936 | 3.2863 | 50.9269 | 3.6914 | 63.3668 | 4.7161 | 75.1076 | 5.7361 | 87.5647 | 6.7595 | 111.7132 | 7.7929 | 158.1951 | 8.8451 | 205.7326 | 9.9022 | 252.7204 | 10.9814 | 307.9231 | 12.0674 | 438.6553 | 13.1679 | 753.9043 | 21.3382 | 1068.5511 | 29.3043 | 1382.3938 | 37.202 | 1691.4201 | 45.0667 | 1993.63 | 52.8797 | 2295.9785 | 60.6656 | 2595.9571 | 68.3838 | 2896.3064 | 76.0976 | 3196.8105 | 83.77 | 3481.4213 | 91.376 | 3740.4788 | 98.9942 | 4000.2544 | 106.5667 | 4259.1571 | 114.0988 | 4518.1713 | 121.6054 | 4697.0909 | 129.0824 | 4714.7275 | 129.6538 | 4732.7059 | 130.2218 | 4749.024 | 130.7865 | 4767.6573 | 131.3479 | 4786.992 | 131.9061 | 4805.7852 | 132.4611
Ashton On Mersey |  | 50.1707 | 7.5411 | 72.4098 | 8.5266 | 81.8365 | 10.9621 | 91.7177 | 13.4029 | 102.8928 | 15.8644 | 121.7461 | 18.3781 | 158.0821 | 20.9398 | 196.4812 | 23.5341 | 234.0634 | 26.1792 | 283.7941 | 28.882 | 362.9851 | 31.6285 | 469.1697 | 34.3331 | 574.7088 | 36.591 | 679.2819 | 38.8381 | 776.8107 | 41.0781 | 864.58 | 43.3034 | 953.8706 | 62.7043 | 1045.4321 | 82.1554 | 1142.5988 | 101.6459 | 1241.2492 | 121.139 | 1331.0275 | 140.6631 | 1390.7767 | 160.2822 | 1452.9126 | 179.8557 | 1510.7995 | 199.5324 | 1568.8514 | 219.2344 | 1621.6558 | 238.9808 | 1654.3762 | 258.7728 | 1686.4109 | 278.612 | 1717.7124 | 298.4992 | 1749.4703 | 318.4359 | 1783.0977 | 338.4228 | 1814.9119 | 340.9149 |  | 50.1707 | 7.5411 | 52.109 | 8.5266 | 54.4927 | 9.7749 | 56.6254 | 11.0583 | 59.1521 | 12.3903 | 70.2709 | 13.6155 | 107.3195 | 14.5293 | 145.9721 | 16.003 | 183.3342 | 17.5262 | 232.6504 | 19.0808 | 304.1208 | 20.6739 | 381.2186 | 22.4672 | 457.6396 | 23.6837 | 533.1358 | 24.8955 | 601.5566 | 26.1046 | 667.5936 | 27.3063 | 758.2474 | 28.4982 | 852.4269 | 29.693 | 945.859 | 30.8832 | 1039.4695 | 32.0584 | 1124.644 | 33.2291 | 1187.8683 | 34.4087 | 1252.3485 | 35.5663 | 1315.4235 | 36.7332 | 1381.7827 | 37.8935 | 1448.2107 | 39.0512 | 1515.5067 | 40.2062 | 1581.9215 | 41.3591 | 1647.5601 | 42.5099 | 1713.7251 | 43.659 | 1774.574 | 44.8066 | 1811.4554 | 45.9531 |  | 50.1707 | 7.5411 | 72.4098 | 8.5266 | 81.8365 | 9.9266 | 91.7177 | 11.3529 | 102.8928 | 12.8304 | 121.7461 | 14.2387 | 158.0821 | 15.4152 | 196.4812 | 17.0476 | 234.0634 | 18.7346 | 283.7941 | 20.4585 | 362.9851 | 22.2266 | 469.1697 | 24.1699 | 574.7088 | 25.8052 | 679.2819 | 27.4383 | 776.8107 | 29.0715 | 864.58 | 30.6992 | 953.8706 | 32.3191 | 1045.4321 | 33.9452 | 1142.5988 | 35.5688 | 1241.2492 | 37.1785 | 1331.0275 | 38.7854 | 1390.7767 | 40.4057 | 1452.9126 | 42.0028 | 1510.7995 | 43.6135 | 1568.8514 | 45.2192 | 1621.6558 | 46.824 | 1654.3762 | 48.4284 | 1686.4109 | 50.0326 | 1717.7124 | 51.6368 | 1749.4703 | 53.2412 | 1783.0977 | 54.8461 | 1814.9119 | 56.4516 |  | 50.1707 | 7.5411 | 83.887 | 8.5266 | 102.1285 | 10.9621 | 119.8573 | 13.4029 | 139.0551 | 15.8644 | 167.8573 | 18.3781 | 205.8617 | 20.9398 | 252.3055 | 23.5341 | 319.544 | 26.1792 | 399.1338 | 28.882 | 501.2831 | 31.6285 | 609.1882 | 34.3331 | 716.8947 | 36.591 | 823.9846 | 38.8381 | 924.6825 | 41.0781 | 1144.2281 | 43.3034 | 1749.7813 | 62.7043 | 2362.9542 | 82.1554 | 2975.8391 | 101.6459 | 3584.6136 | 121.139 | 4180.4234 | 140.6631 | 4748.1535 | 160.2822 | 5310.9252 | 179.8557 | 5849.584 | 199.5324 | 6387.9292 | 219.2344 | 6927.4657 | 238.9808 | 7468.379 | 258.7728 | 8006.6247 | 278.612 | 8542.9624 | 298.4992 | 9077.6843 | 318.4359 | 9537.2458 | 338.4228 | 9576.0163 | 340.9149 |  | 50.1707 | 7.5411 | 83.887 | 8.5266 | 102.1285 | 10.9621 | 119.8573 | 13.4029 | 139.0551 | 15.8644 | 175.0494 | 18.3771 | 241.81 | 20.9366 | 309.8092 | 23.5273 | 377.0477 | 26.1673 | 456.6375 | 28.8634 | 687.647 | 31.6015 | 1310.7175 | 51.3812 | 1932.9516 | 70.7358 | 2554.0045 | 90.1103 | 3167.8026 | 109.5207 | 3771.618 | 128.9516 | 4377.0314 | 148.3908 | 4990.1251 | 167.905 | 5603.1724 | 187.4587 | 6215.8093 | 206.9877 | 6810.2982 | 226.5485 | 7355.1759 | 246.2388 | 7902.0187 | 265.839 | 8447.4881 | 285.5751 | 8993.7059 | 305.3298 | 9501.5354 | 325.1306 | 9535.9179 | 327.6029 | 9571.9974 | 330.0767 | 9601.2875 | 332.5519 | 9640.3951 | 335.0289 | 9682.8315 | 337.5073 | 9722.5889 | 339.9875
Ashton Under Lyne T11 & T12 |  | 43.4768 | 21.8622 | 63.3626 | 24.6222 | 71.769 | 31.5452 | 80.2249 | 38.5537 | 89.7624 | 45.612 | 106.8073 | 52.8039 | 140.3747 | 60.088 | 175.8421 | 67.5204 | 210.5583 | 75.0217 | 256.513 | 82.6958 | 324.8951 | 90.4701 | 403.7334 | 98.1002 | 481.967 | 104.4724 | 559.3144 | 110.7997 | 630.1741 | 117.0897 | 691.9839 | 123.373 | 755.2085 | 178.5494 | 820.5481 | 233.8031 | 876.162 | 288.979 | 925.7654 | 344.3095 | 967.8629 | 399.5256 | 1002.8084 | 454.9301 | 1046.4122 | 510.3122 | 1096.6729 | 565.6594 | 1147.173 | 621.077 | 1193.4504 | 676.5261 | 1223.5082 | 732.0079 | 1252.976 | 787.5237 | 1281.8009 | 843.0738 | 1310.9463 | 898.6598 | 1341.5587 | 954.2817 | 1370.6171 | 960.5058 |  | 43.4768 | 21.8622 | 45.1668 | 24.6222 | 47.2491 | 28.1289 | 48.8632 | 31.7762 | 50.7656 | 35.5542 | 60.6552 | 39.0146 | 94.7106 | 41.5555 | 130.3444 | 45.7403 | 164.9069 | 50.0167 | 210.5728 | 54.3912 | 276.761 | 58.8628 | 348.0718 | 63.8914 | 418.7781 | 67.2928 | 488.5746 | 70.6727 | 551.8448 | 74.0356 | 607.8562 | 77.4007 | 670.6355 | 80.7303 | 734.6977 | 84.0628 | 793.4852 | 87.3403 | 849.6797 | 90.6376 | 896.173 | 93.8798 | 918.4546 | 97.142 | 941.0576 | 100.3744 | 963.1498 | 103.5781 | 985.2451 | 106.7741 | 1038.4584 | 109.9562 | 1091.9249 | 113.1241 | 1144.3076 | 116.279 | 1195.611 | 119.4216 | 1246.8132 | 122.5527 | 1293.4029 | 125.6728 | 1321.2579 | 128.7828 |  | 43.4768 | 21.8622 | 63.3626 | 24.6222 | 71.769 | 28.5653 | 80.2249 | 32.657 | 89.7624 | 36.8889 | 106.8073 | 40.9105 | 140.3747 | 44.235 | 175.8421 | 48.9104 | 210.5583 | 53.6879 | 256.513 | 58.5775 | 324.8951 | 63.5769 | 403.7334 | 69.0607 | 481.967 | 73.6774 | 559.3144 | 78.2779 | 630.1741 | 82.866 | 691.9839 | 87.4631 | 755.2085 | 92.028 | 820.5481 | 96.6033 | 876.162 | 101.1221 | 925.7654 | 105.6714 | 967.8629 | 110.1623 | 1002.8084 | 114.6837 | 1046.4122 | 119.1763 | 1096.6729 | 123.641 | 1147.173 | 128.103 | 1193.4504 | 132.5531 | 1223.5082 | 136.9925 | 1252.976 | 141.4219 | 1281.8009 | 145.8416 | 1310.9463 | 150.2522 | 1341.5587 | 154.6546 | 1370.6171 | 159.0488 |  | 43.4768 | 21.8622 | 73.6834 | 24.6222 | 90.0479 | 31.5452 | 105.3908 | 38.5537 | 121.8717 | 45.612 | 147.0987 | 52.8039 | 181.8405 | 60.088 | 219.7404 | 67.5204 | 262.3664 | 75.0217 | 316.3804 | 82.6958 | 391.1943 | 90.4701 | 471.2472 | 98.1002 | 551.1292 | 104.4724 | 630.3118 | 110.7997 | 703.61 | 117.0897 | 903.6478 | 123.373 | 1511.1874 | 178.5494 | 2126.158 | 233.8031 | 2741.9401 | 288.979 | 3354.2202 | 344.3095 | 3954.3186 | 399.5256 | 4526.2748 | 454.9301 | 5108.9572 | 510.3122 | 5669.8944 | 565.6594 | 6229.6205 | 621.077 | 6789.6029 | 676.5261 | 7350.1073 | 732.0079 | 7906.8601 | 787.5237 | 8460.8157 | 843.0738 | 9012.2538 | 898.6598 | 9386.6544 | 954.2817 | 9412.5419 | 960.5058 |  | 43.4768 | 21.8622 | 73.6834 | 24.6222 | 90.0479 | 31.5452 | 105.3908 | 38.5537 | 121.8717 | 45.612 | 148.9019 | 52.8042 | 190.854 | 60.0888 | 234.1586 | 67.5221 | 276.7845 | 75.0247 | 330.7985 | 82.7005 | 541.8136 | 90.4769 | 1166.4485 | 146.9839 | 1790.2056 | 202.2421 | 2412.729 | 257.4814 | 3028.4409 | 312.7314 | 3634.7082 | 368.0947 | 4242.5504 | 423.4125 | 4860.0995 | 478.8815 | 5477.7121 | 534.1713 | 6094.3963 | 589.7275 | 6708.4885 | 645.0685 | 7277.7588 | 700.6965 | 7847.9788 | 756.2661 | 8415.9424 | 811.7695 | 8983.8175 | 867.361 | 9312.165 | 922.983 | 9336.3671 | 929.3444 | 9361.1483 | 935.6763 | 9383.5974 | 941.9796 | 9409.4227 | 948.2567 | 9436.3738 | 954.5079 | 9462.4425 | 960.7346
Ashton Under Lyne T13 |  | 12.2681 | 4.9294 | 17.563 | 5.5514 | 19.7788 | 7.1118 | 21.9345 | 8.6915 | 24.36 | 10.2821 | 29.1769 | 11.9028 | 39.1052 | 13.544 | 49.5962 | 15.2187 | 59.8657 | 16.9087 | 73.4573 | 18.6376 | 93.4899 | 20.3887 | 116.0503 | 22.1072 | 138.43 | 23.5423 | 160.5525 | 24.967 | 180.7823 | 26.3834 | 198.3562 | 27.7985 | 216.3753 | 40.2291 | 235.0545 | 52.6771 | 251.2303 | 65.1056 | 264.8914 | 77.5696 | 275.384 | 90.0051 | 284.95 | 102.4844 | 297.2888 | 114.9569 | 311.9855 | 127.4204 | 326.77 | 139.8992 | 340.3491 | 152.3844 | 349.2479 | 164.8763 | 357.961 | 177.375 | 366.4721 | 189.8806 | 375.0582 | 202.3937 | 384.0499 | 214.9141 | 392.5724 | 216.3092 |  | 12.2681 | 4.9294 | 12.7142 | 5.5514 | 13.2547 | 6.3417 | 13.6085 | 7.1636 | 14.0179 | 8.0149 | 16.7846 | 8.7945 | 26.7625 | 9.3668 | 37.2546 | 10.3097 | 47.456 | 11.2731 | 60.9536 | 12.2586 | 80.5166 | 13.2658 | 101.581 | 14.3983 | 122.4974 | 15.1643 | 143.1253 | 15.9252 | 161.8535 | 16.6824 | 178.2545 | 17.4403 | 196.5753 | 18.1897 | 215.7255 | 18.9401 | 231.8308 | 19.6777 | 246.8856 | 20.4201 | 259.3617 | 21.1496 | 265.3264 | 21.884 | 271.3233 | 22.6115 | 277.1846 | 23.3324 | 282.9144 | 24.0515 | 299.0292 | 24.7675 | 315.2599 | 25.4803 | 331.2111 | 26.1901 | 346.8702 | 26.8971 | 362.5054 | 27.6014 | 376.7985 | 28.3033 | 385.6458 | 29.0028 |  | 12.2681 | 4.9294 | 17.563 | 5.5514 | 19.7788 | 6.44 | 21.9345 | 7.3621 | 24.36 | 8.3157 | 29.1769 | 9.2218 | 39.1052 | 9.9707 | 49.5962 | 11.0242 | 59.8657 | 12.1004 | 73.4573 | 13.2019 | 93.4899 | 14.328 | 116.0503 | 15.5631 | 138.43 | 16.6028 | 160.5525 | 17.6387 | 180.7823 | 18.6719 | 198.3562 | 19.7073 | 216.3753 | 20.7349 | 235.0545 | 21.7653 | 251.2303 | 22.7823 | 264.8914 | 23.8067 | 275.384 | 24.8174 | 284.95 | 25.8354 | 297.2888 | 26.8466 | 311.9855 | 27.8513 | 326.77 | 28.8555 | 340.3491 | 29.857 | 349.2479 | 30.856 | 357.961 | 31.8526 | 366.4721 | 32.8471 | 375.0582 | 33.8394 | 384.0499 | 34.8298 | 392.5724 | 35.8183 |  | 12.2681 | 4.9294 | 20.3087 | 5.5514 | 24.5883 | 7.1118 | 28.5549 | 8.6915 | 32.7764 | 10.2821 | 39.5218 | 11.9028 | 49.6801 | 13.544 | 60.6934 | 15.2187 | 72.5578 | 16.9087 | 87.7883 | 18.6376 | 109.1603 | 20.3887 | 132.076 | 22.1072 | 154.9609 | 23.5423 | 177.6294 | 24.967 | 198.6004 | 26.3834 | 257.9819 | 27.7985 | 440.8026 | 40.2291 | 627.0211 | 52.6771 | 812.6952 | 65.1056 | 997.0685 | 77.5696 | 1177.8426 | 90.0051 | 1349.8603 | 102.4844 | 1525.5387 | 114.9569 | 1694.7187 | 127.4204 | 1863.4701 | 139.8992 | 2032.2385 | 152.3844 | 2201.0992 | 164.8763 | 2368.7339 | 177.375 | 2535.466 | 189.8806 | 2701.3537 | 202.3937 | 2807.8106 | 214.9141 | 2814.5982 | 216.3092 |  | 12.2681 | 4.9294 | 20.3087 | 5.5514 | 24.5883 | 7.1118 | 28.5549 | 8.6915 | 32.7764 | 10.2821 | 39.8662 | 11.9028 | 51.402 | 13.5442 | 63.4477 | 15.2191 | 75.3122 | 16.9093 | 90.5427 | 18.6386 | 153.0966 | 20.3902 | 340.6856 | 33.1232 | 528.012 | 45.5741 | 714.9681 | 58.0191 | 899.9311 | 70.4662 | 1082.1128 | 82.9391 | 1264.9401 | 95.3987 | 1451.76 | 107.8939 | 1638.2481 | 120.3454 | 1823.8999 | 132.8589 | 2009.374 | 145.3199 | 2181.27 | 157.8482 | 2353.2817 | 170.3609 | 2524.5322 | 182.8576 | 2695.6944 | 195.3737 | 2783.4794 | 207.896 | 2789.8874 | 209.3222 | 2796.3916 | 210.7417 | 2802.5025 | 212.1547 | 2809.1858 | 213.5618 | 2816.05 | 214.963 | 2822.7852 | 216.3587
Ashwood Dale |  | 53.9139 | 15.3935 | 76.1059 | 17.3009 | 85.5529 | 22.1436 | 94.9907 | 26.9811 | 105.6347 | 31.8488 | 125.2333 | 36.7533 | 164.3435 | 41.7588 | 205.6809 | 46.787 | 246.141 | 51.9386 | 299.6727 | 57.1815 | 381.8831 | 62.4456 | 484.1143 | 67.5965 | 585.6626 | 71.8687 | 686.192 | 76.1795 | 779.2005 | 80.3786 | 861.769 | 84.528 | 946.0411 | 122.1491 | 1032.8319 | 159.4829 | 1119.5707 | 196.8397 | 1202.4869 | 234.1086 | 1273.713 | 271.2832 | 1325.4074 | 308.3695 | 1385.396 | 345.3175 | 1448.9091 | 382.2426 | 1512.5526 | 419.0653 | 1570.3429 | 455.8097 | 1605.6613 | 492.4788 | 1640.1618 | 529.0755 | 1673.799 | 565.6022 | 1707.8923 | 602.0617 | 1744.0057 | 638.4558 | 1778.0632 | 641.7573 |  | 53.9139 | 15.3935 | 55.9193 | 17.3009 | 58.3683 | 19.7455 | 60.2024 | 22.2537 | 62.343 | 24.8587 | 73.7044 | 27.205 | 113.1762 | 28.9438 | 154.5717 | 31.7757 | 194.7016 | 34.7243 | 247.7466 | 37.7222 | 324.6221 | 40.7558 | 407.5093 | 44.1656 | 489.7592 | 46.4436 | 570.9662 | 48.7525 | 644.6343 | 50.9954 | 712.7176 | 53.2126 | 798.8686 | 55.421 | 888.9093 | 57.5424 | 972.3907 | 59.7026 | 1054.005 | 61.847 | 1126.3446 | 63.9735 | 1174.8122 | 66.0829 | 1223.9766 | 68.1656 | 1272.0071 | 70.2449 | 1321.444 | 72.3047 | 1399.7327 | 74.3503 | 1479.4403 | 76.3819 | 1558.5181 | 78.4001 | 1636.9893 | 80.4057 | 1716.2786 | 82.3993 | 1789.5697 | 84.3812 | 1835.1504 | 86.3523 |  | 53.9139 | 15.3935 | 76.1059 | 17.3009 | 85.5529 | 20.0518 | 94.9907 | 22.8544 | 105.6347 | 25.7579 | 125.2333 | 28.4751 | 164.3435 | 30.7416 | 205.6809 | 33.8916 | 246.141 | 37.1689 | 299.6727 | 40.5045 | 381.8831 | 43.8829 | 484.1143 | 47.5867 | 585.6626 | 50.6842 | 686.192 | 53.8193 | 779.2005 | 56.8851 | 861.769 | 59.9246 | 946.0411 | 62.9581 | 1032.8319 | 65.8955 | 1119.5707 | 68.8799 | 1202.4869 | 71.8498 | 1273.713 | 74.8017 | 1325.4074 | 77.7372 | 1385.396 | 80.6441 | 1448.9091 | 83.55 | 1512.5526 | 86.4362 | 1570.3429 | 89.3077 | 1605.6613 | 92.1656 | 1640.1618 | 95.0103 | 1673.799 | 97.8423 | 1707.8923 | 100.6622 | 1744.0057 | 103.4706 | 1778.0632 | 106.2677 |  | 53.9139 | 15.3935 | 87.5451 | 17.3009 | 105.7127 | 22.1436 | 122.8295 | 26.9811 | 141.2037 | 31.8488 | 169.6727 | 36.7533 | 210.1406 | 41.7588 | 257.123 | 46.787 | 317.5068 | 51.9386 | 391.2026 | 57.1815 | 489.1262 | 62.4456 | 593.2343 | 67.5965 | 697.2894 | 71.8687 | 800.6996 | 76.1795 | 897.3034 | 80.3786 | 1103.8866 | 84.528 | 1671.9289 | 122.1491 | 2246.6025 | 159.4829 | 2818.4603 | 196.8397 | 3385.6358 | 234.1086 | 3941.2777 | 271.2832 | 4470.6187 | 308.3695 | 5001.3583 | 345.3175 | 5511.0932 | 382.2426 | 6020.7946 | 419.0653 | 6532.0346 | 455.8097 | 7044.8604 | 492.4788 | 7555.2153 | 529.0755 | 8063.9771 | 565.6022 | 8571.3179 | 602.0617 | 9039.3571 | 638.4558 | 9082.4365 | 641.7573 |  | 53.9139 | 15.3935 | 87.5451 | 17.3009 | 105.7127 | 22.1436 | 122.8295 | 26.9811 | 141.2037 | 31.8488 | 174.3909 | 36.7521 | 233.7237 | 41.7547 | 294.8471 | 46.7783 | 355.2309 | 51.9234 | 428.9267 | 57.1579 | 647.5059 | 62.4113 | 1234.0316 | 101.2003 | 1819.772 | 138.9964 | 2404.3108 | 176.8405 | 2981.145 | 214.4265 | 3547.3522 | 251.8719 | 4115.2449 | 289.2643 | 4689.6538 | 326.1782 | 5263.2014 | 363.2936 | 5834.0678 | 400.3334 | 6393.9282 | 437.2812 | 6909.4866 | 474.1446 | 7426.8295 | 510.8477 | 7943.0222 | 547.5622 | 8460.1698 | 584.1677 | 9011.4384 | 620.6986 | 9048.898 | 624.058 | 9088.3541 | 627.4027 | 9119.8363 | 630.7327 | 9162.8764 | 634.0491 | 9209.7944 | 637.352 | 9253.6548 | 640.6418
Askam & Dalton |  | 55.9085 | 13.612 | 77.3787 | 15.2249 | 86.5852 | 19.3713 | 94.6451 | 23.5339 | 103.8205 | 27.6786 | 121.1309 | 31.8232 | 152.9766 | 35.994 | 186.5504 | 40.1896 | 219.6085 | 44.4016 | 263.0656 | 48.6446 | 348.1532 | 52.9137 | 504.9185 | 57.0473 | 661.1282 | 60.404 | 816.4368 | 63.6925 | 965.4756 | 66.9192 | 1106.2343 | 70.072 | 1248.3226 | 100.8192 | 1392.2756 | 131.3487 | 1594.2607 | 161.3945 | 1823.4316 | 191.089 | 2039.21 | 220.69 | 2159.727 | 249.709 | 2248.3028 | 278.7137 | 2309.7319 | 307.0841 | 2371.5297 | 335.2506 | 2426.9187 | 363.0987 | 2457.08 | 390.6306 | 2486.2559 | 417.8485 | 2514.3697 | 444.7539 | 2542.8825 | 471.3492 | 2573.5784 | 497.6357 | 2601.8039 | 497.9855 |  | 55.9085 | 13.612 | 57.8589 | 15.2249 | 60.217 | 17.2735 | 61.2774 | 19.3955 | 62.6592 | 21.5724 | 71.4164 | 23.5087 | 102.7128 | 24.8873 | 135.8871 | 27.2191 | 168.3759 | 29.5947 | 211.2972 | 31.9861 | 273.383 | 34.4177 | 340.3548 | 37.1436 | 406.5554 | 38.8963 | 472.1168 | 40.614 | 531.4652 | 42.3006 | 605.6403 | 43.9484 | 754.0364 | 45.5718 | 912.0179 | 47.2121 | 1087.0028 | 48.7655 | 1271.8973 | 50.2888 | 1455.8729 | 51.8426 | 1633.045 | 53.3057 | 1812.8177 | 54.8054 | 1987.1835 | 56.2147 | 2155.9343 | 57.6197 | 2222.9848 | 58.9987 | 2290.3613 | 60.3518 | 2356.3925 | 61.6798 | 2421.0114 | 62.9832 | 2485.604 | 64.2629 | 2544.2304 | 65.5191 | 2577.6446 | 66.7526 |  | 55.9085 | 13.612 | 77.3787 | 15.2249 | 86.5852 | 17.5414 | 94.6451 | 19.9345 | 103.8205 | 22.3852 | 121.1309 | 24.6554 | 152.9766 | 26.4977 | 186.5504 | 29.1126 | 219.6085 | 31.7752 | 263.0656 | 34.4573 | 348.1532 | 37.1845 | 504.9185 | 40.1603 | 661.1282 | 42.5989 | 816.4368 | 44.9976 | 965.4756 | 47.3596 | 1106.2343 | 49.6763 | 1248.3226 | 51.9643 | 1392.2756 | 54.271 | 1594.2607 | 56.4766 | 1823.4316 | 58.6468 | 2039.21 | 60.8515 | 2159.727 | 62.9494 | 2248.3028 | 65.0897 | 2309.7319 | 67.122 | 2371.5297 | 69.1486 | 2426.9187 | 71.1427 | 2457.08 | 73.1051 | 2486.2559 | 75.0364 | 2514.3697 | 76.9371 | 2542.8825 | 78.8076 | 2573.5784 | 80.6488 | 2601.8039 | 82.4607 |  | 55.9085 | 13.612 | 88.3912 | 15.2249 | 106.1461 | 19.3713 | 121.0471 | 23.5339 | 137.1197 | 27.6786 | 161.3292 | 31.8232 | 194.4334 | 35.994 | 252.0029 | 40.1896 | 375.982 | 44.4016 | 510.7066 | 48.6446 | 664.9999 | 52.9137 | 824.1639 | 57.0473 | 983.5279 | 60.404 | 1142.5491 | 63.6925 | 1295.9652 | 66.9192 | 1580.6086 | 70.072 | 2285.4278 | 100.8192 | 3008.8469 | 131.3487 | 3736.1003 | 161.3945 | 4458.2068 | 191.089 | 5161.8673 | 220.69 | 5824.3026 | 249.709 | 6427.1629 | 278.7137 | 7000.2057 | 307.0841 | 7571.7735 | 335.2506 | 8143.5361 | 363.0987 | 8715.7268 | 390.6306 | 9283.4097 | 417.8485 | 9847.5132 | 444.7539 | 10408.5328 | 471.3492 | 10779.6283 | 497.6357 | 10798.8354 | 497.9855 |  | 55.9085 | 13.612 | 88.3912 | 15.2249 | 106.1461 | 19.3713 | 121.0471 | 23.5339 | 137.1197 | 27.6786 | 183.7088 | 31.8235 | 306.2101 | 35.9949 | 430.6866 | 40.1915 | 554.6658 | 44.4047 | 689.3904 | 48.6494 | 983.861 | 52.9207 | 1703.5077 | 85.4803 | 2422.2336 | 116.9424 | 3139.6671 | 148.0253 | 3850.3571 | 178.7505 | 4552.1906 | 209.089 | 5256.0153 | 239.1105 | 5974.3428 | 269.0645 | 6696.4987 | 298.3717 | 7422.0352 | 327.3363 | 8076.8665 | 356.3704 | 8660.4668 | 384.6609 | 9243.9811 | 413.1013 | 9824.5702 | 440.7528 | 10404.8047 | 468.2572 | 10744.9409 | 495.4439 | 10761.1382 | 496.0071 | 10777.6792 | 496.5254 | 10791.689 | 496.9996 | 10809.0357 | 497.4316 | 10827.1842 | 497.8219 | 10844.8031 | 498.1718
Askerton Castle |  | 2.1069 | 1.3491 | 3.3531 | 1.5174 | 3.8347 | 1.9397 | 4.3091 | 2.3652 | 4.8403 | 2.7931 | 5.8608 | 3.2275 | 7.7425 | 3.6644 | 9.73 | 4.1102 | 11.6788 | 4.5585 | 14.2548 | 5.018 | 19.0693 | 5.4797 | 27.3886 | 5.9311 | 35.6728 | 6.305 | 43.9071 | 6.6747 | 51.7831 | 7.0346 | 59.1566 | 7.3958 | 66.6154 | 10.6745 | 74.1996 | 13.9344 | 84.1156 | 17.1921 | 95.2714 | 20.4205 | 105.8054 | 23.6317 | 111.7721 | 26.8258 | 115.9345 | 30.0261 | 118.5241 | 33.1902 | 121.1297 | 36.3453 | 123.5631 | 39.4854 | 125.1958 | 42.6108 | 126.791 | 45.7215 | 128.3482 | 48.8177 | 129.9111 | 51.8996 | 131.5353 | 54.9673 | 133.0793 | 55.1808 |  | 2.1069 | 1.3491 | 2.1714 | 1.5174 | 2.25 | 1.7296 | 2.3006 | 1.9495 | 2.3607 | 2.1773 | 2.8674 | 2.3849 | 4.7325 | 2.5344 | 6.703 | 2.7847 | 8.6308 | 3.0395 | 11.1854 | 3.3009 | 14.8932 | 3.5658 | 18.8888 | 3.8634 | 22.8524 | 4.0617 | 26.7739 | 4.2581 | 30.3451 | 4.4486 | 34.5028 | 4.6406 | 42.1265 | 4.8271 | 50.1857 | 5.0108 | 59.0716 | 5.1969 | 68.4289 | 5.3764 | 77.5958 | 5.5538 | 86.033 | 5.7291 | 94.6121 | 5.9068 | 102.9482 | 6.0784 | 111.0535 | 6.2494 | 113.3659 | 6.4186 | 115.7742 | 6.5861 | 118.2005 | 6.7519 | 120.6342 | 6.9161 | 123.105 | 7.0788 | 125.3838 | 7.24 | 126.7597 | 7.3997 |  | 2.1069 | 1.3491 | 3.3531 | 1.5174 | 3.8347 | 1.7565 | 4.3091 | 2.0034 | 4.8403 | 2.2589 | 5.8608 | 2.5006 | 7.7425 | 2.6976 | 9.73 | 2.9774 | 11.6788 | 3.2622 | 14.2548 | 3.5545 | 19.0693 | 3.8508 | 27.3886 | 4.1754 | 35.6728 | 4.4465 | 43.9071 | 4.7156 | 51.7831 | 4.9785 | 59.1566 | 5.2431 | 66.6154 | 5.5018 | 74.1996 | 5.7575 | 84.1156 | 6.016 | 95.2714 | 6.2672 | 105.8054 | 6.516 | 111.7721 | 6.7625 | 115.9345 | 7.0122 | 118.5241 | 7.2547 | 121.1297 | 7.4966 | 123.5631 | 7.7365 | 125.1958 | 7.9744 | 126.791 | 8.2106 | 128.3482 | 8.4449 | 129.9111 | 8.6774 | 131.5353 | 8.9082 | 133.0793 | 9.1373 |  | 2.1069 | 1.3491 | 3.9993 | 1.5174 | 4.9379 | 1.9397 | 5.8207 | 2.3652 | 6.7489 | 2.7931 | 8.1552 | 3.2275 | 10.0796 | 3.6644 | 13.195 | 4.1102 | 19.4873 | 4.5585 | 26.4174 | 5.018 | 34.5203 | 5.4797 | 42.9164 | 5.9311 | 51.2956 | 6.305 | 59.6412 | 6.6747 | 67.6419 | 7.0346 | 78.5759 | 7.3958 | 99.8908 | 10.6745 | 121.2513 | 13.9344 | 142.5467 | 17.1921 | 163.6148 | 20.4205 | 184.0575 | 23.6317 | 203.2053 | 26.8258 | 219.1589 | 30.0261 | 234.1986 | 33.1902 | 249.2358 | 36.3453 | 264.3388 | 39.4854 | 279.477 | 42.6108 | 294.5149 | 45.7215 | 309.4735 | 48.8177 | 324.3579 | 51.8996 | 338.1804 | 54.9673 | 339.5537 | 55.1808 |  | 2.1069 | 1.3491 | 3.9993 | 1.5174 | 4.9379 | 1.9397 | 5.8207 | 2.3652 | 6.7489 | 2.7931 | 9.2316 | 3.2276 | 15.4558 | 3.6644 | 21.7894 | 4.1103 | 28.0816 | 4.5586 | 35.0118 | 5.0182 | 46.5676 | 5.48 | 68.7688 | 8.8863 | 90.9311 | 12.2049 | 113.0396 | 15.5104 | 134.7796 | 18.7876 | 156.002 | 22.0647 | 177.2459 | 25.3119 | 198.2353 | 28.539 | 219.274 | 31.7771 | 240.3941 | 34.9735 | 258.0297 | 38.1526 | 273.2832 | 41.3148 | 288.5689 | 44.4943 | 303.7982 | 47.6271 | 319.0523 | 50.7537 | 337.459 | 53.8655 | 338.5334 | 54.0934 | 339.6408 | 54.3183 | 340.4931 | 54.5402 | 341.6782 | 54.7593 | 342.9414 | 54.9756 | 344.1515 | 55.1892
Aspatria |  | 28.2204 | 8.0946 | 38.7145 | 9.0877 | 43.241 | 11.6182 | 47.3654 | 14.1193 | 52.0702 | 16.6244 | 60.7885 | 19.1572 | 76.5113 | 21.7125 | 93.1575 | 24.2686 | 109.5 | 26.8756 | 131.0123 | 29.4875 | 185.5546 | 32.1269 | 312.2971 | 34.6964 | 438.7685 | 36.8042 | 564.7775 | 38.8808 | 687.6024 | 40.9301 | 806.2763 | 42.945 | 925.5867 | 61.8535 | 1045.7675 | 80.661 | 1235.1405 | 99.33 | 1455.1863 | 117.748 | 1663.2465 | 136.1389 | 1773.3537 | 154.4033 | 1840.4429 | 172.3365 | 1869.8926 | 190.3123 | 1899.5692 | 208.1001 | 1926.7204 | 225.7556 | 1941.4748 | 243.281 | 1955.6044 | 260.6788 | 1969.1165 | 277.9506 | 1982.6694 | 295.0988 | 1997.1081 | 312.1248 | 2010.3018 | 312.925 |  | 28.2204 | 8.0946 | 29.105 | 9.0877 | 30.2139 | 10.3599 | 30.8631 | 11.6473 | 31.6644 | 12.9795 | 36.0895 | 14.1859 | 51.4682 | 15.0567 | 67.7788 | 16.4914 | 83.7506 | 17.9792 | 104.9124 | 19.4654 | 135.6224 | 20.9824 | 168.8029 | 22.6856 | 201.7208 | 23.8011 | 234.3863 | 24.9008 | 264.0382 | 25.9872 | 313.5673 | 27.0556 | 441.5067 | 28.0855 | 580.8618 | 29.1256 | 736.3718 | 30.151 | 903.3339 | 31.1313 | 1075.6877 | 32.1295 | 1256.8324 | 33.1147 | 1441.1637 | 34.0464 | 1620.4132 | 35.0019 | 1795.017 | 35.934 | 1831.1945 | 36.8542 | 1869.2925 | 37.7625 | 1907.9632 | 38.6593 | 1947.0048 | 39.5451 | 1986.7913 | 40.4202 | 2023.5895 | 41.2849 | 2045.9378 | 42.1395 |  | 28.2204 | 8.0946 | 38.7145 | 9.0877 | 43.241 | 10.5206 | 47.3654 | 11.9598 | 52.0702 | 13.4451 | 60.7885 | 14.8422 | 76.5113 | 15.9841 | 93.1575 | 17.5797 | 109.5 | 19.233 | 131.0123 | 20.8874 | 185.5546 | 22.5768 | 312.2971 | 24.4256 | 438.7685 | 25.9556 | 564.7775 | 27.4685 | 687.6024 | 28.9668 | 806.2763 | 30.4451 | 925.5867 | 31.8806 | 1045.7675 | 33.3277 | 1235.1405 | 34.7584 | 1455.1863 | 36.1378 | 1663.2465 | 37.538 | 1773.3537 | 38.9237 | 1840.4429 | 40.2468 | 1869.8926 | 41.5982 | 1899.5692 | 42.9226 | 1926.7204 | 44.2327 | 1941.4748 | 45.5291 | 1955.6044 | 46.8122 | 1969.1165 | 48.0821 | 1982.6694 | 49.3393 | 1997.1081 | 50.5841 | 2010.3018 | 51.8168 |  | 28.2204 | 8.0946 | 44.1472 | 9.0877 | 52.8814 | 11.6182 | 60.4152 | 14.1193 | 68.534 | 16.6244 | 80.6775 | 19.1572 | 97.1599 | 21.7125 | 138.0285 | 24.2686 | 248.2954 | 26.8756 | 363.8887 | 29.4875 | 489.2992 | 32.1269 | 617.2 | 34.6964 | 745.0975 | 36.8042 | 872.7613 | 38.8808 | 997.3923 | 40.9301 | 1146.1342 | 42.945 | 1382.1866 | 61.8535 | 1629.2766 | 80.661 | 1873.6447 | 99.33 | 2113.4498 | 117.748 | 2343.9227 | 136.1389 | 2556.6415 | 154.4033 | 2694.6683 | 172.3365 | 2819.8239 | 190.3123 | 2945.4189 | 208.1001 | 3072.4085 | 225.7556 | 3200.069 | 243.281 | 3326.9344 | 260.6788 | 3453.2047 | 277.9506 | 3578.7977 | 295.0988 | 3746.4799 | 312.1248 | 3758.5777 | 312.925 |  | 28.2204 | 8.0946 | 44.1472 | 9.0877 | 52.8814 | 11.6182 | 60.4152 | 14.1193 | 68.534 | 16.6244 | 104.02 | 19.1563 | 213.7463 | 21.7098 | 324.4009 | 24.2629 | 434.6679 | 26.8658 | 550.2612 | 29.4722 | 704.1357 | 32.1049 | 945.8516 | 51.9357 | 1187.3276 | 71.1658 | 1428.3741 | 90.2352 | 1666.1533 | 109.1609 | 1899.5989 | 127.9286 | 2133.8037 | 146.4318 | 2371.1872 | 164.9159 | 2609.6251 | 183.2636 | 2848.9684 | 201.2807 | 3012.1117 | 219.3605 | 3138.9568 | 237.3171 | 3266.2246 | 254.8465 | 3393.0499 | 272.5122 | 3520.5291 | 289.9674 | 3806.837 | 307.2937 | 3813.0378 | 308.1491 | 3819.8935 | 308.992 | 3821.7417 | 309.8224 | 3830.1413 | 310.6408 | 3840.0849 | 311.4473 | 3848.9872 | 312.242
Atherton Town Centre |  | 95.8547 | 17.3998 | 146.6586 | 19.5863 | 167.7602 | 25.0783 | 188.7177 | 30.5801 | 212.2632 | 36.1079 | 253.8795 | 41.7127 | 333.491 | 47.3766 | 417.5774 | 53.1318 | 499.8735 | 58.9414 | 608.888 | 64.8426 | 771.2479 | 70.8327 | 958.3915 | 76.6963 | 1144.0582 | 81.5397 | 1327.5948 | 86.3565 | 1495.6812 | 91.11 | 1642.0805 | 95.8309 | 1791.71 | 138.4697 | 1946.2479 | 181.0127 | 2069.3557 | 223.4549 | 2181.5006 | 265.7301 | 2281.821 | 307.9789 | 2363.3607 | 350.1259 | 2460.9522 | 392.138 | 2569.8461 | 434.0708 | 2679.0954 | 475.9168 | 2780.0121 | 517.6759 | 2849.243 | 559.351 | 2917.4066 | 600.9447 | 2984.4014 | 642.4591 | 3052.1079 | 683.8971 | 3122.7628 | 725.2601 | 3190.4716 | 729.0292 |  | 95.8547 | 17.3998 | 99.7227 | 19.5863 | 104.5471 | 22.3624 | 108.0868 | 25.2166 | 112.2558 | 28.1716 | 135.4989 | 30.8587 | 216.3049 | 32.8152 | 300.8437 | 36.0566 | 382.9606 | 39.3722 | 491.5032 | 42.7369 | 648.925 | 46.1855 | 818.4666 | 50.0618 | 986.4424 | 52.6402 | 1152.3069 | 55.2087 | 1302.6421 | 57.7435 | 1435.2963 | 60.2643 | 1579.2129 | 62.7587 | 1722.4394 | 65.2399 | 1863.0032 | 67.7013 | 1999.0352 | 70.1239 | 2109.433 | 72.547 | 2155.4692 | 74.9482 | 2202.2365 | 77.3221 | 2247.7573 | 79.6807 | 2293.7325 | 82.0223 | 2393.8485 | 84.3477 | 2493.7621 | 86.657 | 2590.9892 | 88.9509 | 2685.5595 | 91.2302 | 2779.4243 | 93.4958 | 2864.0237 | 95.7478 | 2912.6507 | 97.9872 |  | 95.8547 | 17.3998 | 146.6586 | 19.5863 | 167.7602 | 22.7093 | 188.7177 | 25.9029 | 212.2632 | 29.2025 | 253.8795 | 32.3174 | 333.491 | 34.8773 | 417.5774 | 38.4876 | 499.8735 | 42.1803 | 608.888 | 45.9312 | 771.2479 | 49.7769 | 958.3915 | 53.9927 | 1144.0582 | 57.5045 | 1327.5948 | 61.0092 | 1495.6812 | 64.4798 | 1642.0805 | 67.9377 | 1791.71 | 71.3701 | 1946.2479 | 74.7913 | 2069.3557 | 78.1933 | 2181.5006 | 81.5547 | 2281.821 | 84.9199 | 2363.3607 | 88.2636 | 2460.9522 | 91.5784 | 2569.8461 | 94.8785 | 2679.0954 | 98.1623 | 2780.0121 | 101.4293 | 2849.243 | 104.6804 | 2917.4066 | 107.9164 | 2984.4014 | 111.1377 | 3052.1079 | 114.3448 | 3122.7628 | 117.5384 | 3190.4716 | 120.7189 |  | 95.8547 | 17.3998 | 173.1292 | 19.5863 | 214.5973 | 25.0783 | 252.835 | 30.5801 | 293.6082 | 36.1079 | 355.1736 | 41.7127 | 437.2464 | 47.3766 | 526.744 | 53.1318 | 627.3198 | 58.9414 | 754.7836 | 64.8426 | 931.8293 | 70.8327 | 1121.2567 | 76.6963 | 1309.77 | 81.5397 | 1496.2361 | 86.3565 | 1668.7725 | 91.11 | 2097.3861 | 95.8309 | 3358.0067 | 138.4697 | 4619.9117 | 181.0127 | 5888.1115 | 223.4549 | 7150.4914 | 265.7301 | 8387.4819 | 307.9789 | 9566.8725 | 350.1259 | 10766.769 | 392.138 | 11921.915 | 434.0708 | 13074.6194 | 475.9168 | 14227.5768 | 517.6759 | 15381.4757 | 559.351 | 16527.9303 | 600.9447 | 17668.8678 | 642.4591 | 18804.2771 | 683.8971 | 19561.2224 | 725.2601 | 19621.2222 | 729.0292 |  | 95.8547 | 17.3998 | 173.1292 | 19.5863 | 214.5973 | 25.0783 | 252.835 | 30.5801 | 293.6082 | 36.1079 | 359.4449 | 41.7117 | 458.5958 | 47.3736 | 560.8948 | 53.1254 | 661.4706 | 58.9302 | 788.9344 | 64.8252 | 1244.6494 | 70.8075 | 2548.208 | 114.8517 | 3849.6563 | 157.7459 | 5148.2386 | 200.5311 | 6430.7411 | 243.1437 | 7690.7083 | 285.6658 | 8952.2778 | 328.0537 | 10220.4944 | 370.3794 | 11491.286 | 412.612 | 12762.845 | 454.6333 | 14027.039 | 496.6868 | 15198.8679 | 538.635 | 16372.9951 | 580.429 | 17542.6139 | 622.1536 | 18712.0874 | 663.7956 | 19358.7078 | 705.3535 | 19415.8081 | 709.2137 | 19473.903 | 713.0526 | 19527.8253 | 716.8705 | 19587.7243 | 720.669 | 19649.5956 | 724.4481 | 19709.8942 | 728.2086
Athletic St |  | 45.748 | 6.9011 | 66.9312 | 7.7567 | 75.9117 | 9.9063 | 84.5325 | 12.0655 | 94.2395 | 14.2188 | 111.8789 | 16.3798 | 145.9844 | 18.5786 | 182.0088 | 20.7779 | 217.2813 | 23.0248 | 263.9552 | 25.2746 | 336.5877 | 27.5491 | 429.3467 | 29.7986 | 521.4835 | 31.6209 | 612.6961 | 33.417 | 697.2561 | 35.1903 | 772.5952 | 36.9343 | 849.3215 | 53.2675 | 928.1279 | 69.5639 | 1006.3128 | 85.6874 | 1083.9063 | 101.7072 | 1153.618 | 117.6208 | 1202.1344 | 133.5849 | 1252.95 | 149.4605 | 1303.9962 | 165.0685 | 1355.1794 | 180.6792 | 1402.0024 | 196.2044 | 1432.1783 | 211.6455 | 1461.779 | 227.004 | 1490.7604 | 242.2808 | 1520.1038 | 257.4773 | 1550.9777 | 272.5945 | 1580.3171 | 273.5542 |  | 45.748 | 6.9011 | 47.5425 | 7.7567 | 49.7662 | 8.8335 | 51.2065 | 9.9495 | 52.9078 | 11.0938 | 62.6984 | 12.1179 | 97.1121 | 12.8687 | 133.2105 | 14.1008 | 168.2635 | 15.3808 | 214.6119 | 16.6588 | 281.8183 | 17.9637 | 354.2563 | 19.4512 | 426.0494 | 20.4146 | 496.9508 | 21.3648 | 561.1843 | 22.3037 | 621.2775 | 23.2275 | 697.9935 | 24.1434 | 776.7584 | 25.073 | 855.0741 | 25.9623 | 932.9262 | 26.8408 | 1001.8662 | 27.7077 | 1047.6216 | 28.5965 | 1094.0379 | 29.472 | 1139.2258 | 30.3022 | 1184.3655 | 31.1406 | 1238.1044 | 31.97 | 1292.0997 | 32.7903 | 1344.977 | 33.6022 | 1396.7815 | 34.4056 | 1448.5475 | 35.2012 | 1495.6476 | 35.989 | 1523.471 | 36.7693 |  | 45.748 | 6.9011 | 66.9312 | 7.7567 | 75.9117 | 8.9705 | 84.5325 | 10.2201 | 94.2395 | 11.4996 | 111.8789 | 12.6904 | 145.9844 | 13.677 | 182.0088 | 15.0511 | 217.2813 | 16.4772 | 263.9552 | 17.9033 | 336.5877 | 19.3599 | 429.3467 | 20.9777 | 521.4835 | 22.3001 | 612.6961 | 23.6085 | 697.2561 | 24.9046 | 772.5952 | 26.1839 | 849.3215 | 27.4552 | 928.1279 | 28.7426 | 1006.3128 | 29.9845 | 1083.9063 | 31.2148 | 1153.618 | 32.4319 | 1202.1344 | 33.6755 | 1252.95 | 34.9044 | 1303.9962 | 36.0804 | 1355.1794 | 37.2668 | 1402.0024 | 38.4427 | 1432.1783 | 39.6087 | 1461.779 | 40.7649 | 1490.7604 | 41.9116 | 1520.1038 | 43.0491 | 1550.9777 | 44.1777 | 1580.3171 | 45.2975 |  | 45.748 | 6.9011 | 77.9322 | 7.7567 | 95.4743 | 9.9063 | 111.2275 | 12.0655 | 128.0499 | 14.2188 | 153.7087 | 16.3798 | 188.8835 | 18.5786 | 230.6106 | 20.7779 | 286.653 | 23.0248 | 354.2701 | 25.2746 | 443.0381 | 27.5491 | 537.1206 | 29.7986 | 630.9766 | 31.6209 | 724.1819 | 33.417 | 811.2436 | 35.1903 | 1002.198 | 36.9343 | 1532.3305 | 53.2675 | 2065.9181 | 69.5639 | 2600.7414 | 85.6874 | 3132.2285 | 101.7072 | 3652.5203 | 117.6208 | 4147.4564 | 133.5849 | 4640.2446 | 149.4605 | 5113.4144 | 165.0685 | 5585.8375 | 180.6792 | 6058.8089 | 196.2044 | 6532.5072 | 211.6455 | 7003.3184 | 227.004 | 7471.9526 | 242.2808 | 7938.7166 | 257.4773 | 8286.1493 | 272.5945 | 8315.4068 | 273.5542 |  | 45.748 | 6.9011 | 77.9322 | 7.7567 | 95.4743 | 9.9063 | 111.2275 | 12.0655 | 128.0499 | 14.2188 | 158.7211 | 16.3794 | 213.9278 | 18.5774 | 270.6589 | 20.7753 | 326.7013 | 23.0203 | 394.3183 | 25.2677 | 596.5253 | 27.5391 | 1144.1591 | 44.6226 | 1690.9539 | 61.1729 | 2236.5789 | 77.5977 | 2775.3021 | 93.9103 | 3304.4966 | 110.097 | 3834.6062 | 126.1959 | 4368.7817 | 142.3359 | 4904.0614 | 158.2199 | 5439.0079 | 174.0059 | 5960.657 | 189.6868 | 6440.3672 | 205.5033 | 6921.1293 | 221.2216 | 7400.2375 | 236.5877 | 7879.5289 | 252.0009 | 8222.7599 | 267.3303 | 8249.4805 | 268.3443 | 8277.0395 | 269.3463 | 8301.0606 | 270.3365 | 8330.1462 | 271.3154 | 8360.892 | 272.2833 | 8390.3228 | 273.2403
Avenham |  | 18.4978 | 18.2474 | 23.1006 | 20.4716 | 25.2426 | 26.1079 | 27.3385 | 31.667 | 29.7267 | 37.2207 | 34.5665 | 42.8201 | 45.1122 | 48.5238 | 56.2725 | 54.2481 | 67.2001 | 60.0734 | 81.6305 | 65.9333 | 103.8152 | 71.8625 | 131.6422 | 77.643 | 159.3066 | 82.4558 | 186.7066 | 87.0881 | 212.0918 | 91.7248 | 234.7526 | 96.2226 | 257.9214 | 138.7108 | 281.8036 | 180.8628 | 309.5902 | 222.8558 | 335.3841 | 264.4271 | 355.5044 | 305.7026 | 370.1847 | 346.9406 | 389.3773 | 387.8993 | 411.749 | 428.4465 | 434.1318 | 468.838 | 454.0106 | 508.9982 | 464.2476 | 548.9332 | 474.1036 | 588.6488 | 483.5634 | 628.1498 | 493.1848 | 667.4418 | 503.6288 | 706.5288 | 513.1774 | 708.9287 |  | 18.4978 | 18.2474 | 19.1263 | 20.4716 | 19.8732 | 23.2805 | 20.4134 | 26.1336 | 21.0362 | 29.0827 | 24.0794 | 31.7427 | 34.6045 | 33.694 | 45.694 | 36.92 | 56.423 | 40.2552 | 70.6065 | 43.6025 | 91.1321 | 47.0223 | 113.2903 | 50.8636 | 135.3315 | 53.4293 | 157.0809 | 55.8874 | 176.8163 | 58.3572 | 195.3264 | 60.7473 | 220.8599 | 63.1169 | 248.9285 | 65.4468 | 271.7588 | 67.7925 | 293.5859 | 70.0639 | 313.9977 | 72.3055 | 330.7516 | 74.5717 | 347.6498 | 76.8019 | 364.1582 | 78.9736 | 380.6918 | 81.1372 | 415.8758 | 83.2779 | 452.0038 | 85.3959 | 488.1317 | 87.4923 | 524.2446 | 89.5678 | 560.938 | 91.6235 | 595.1495 | 93.6598 | 617.0642 | 95.6777 |  | 18.4978 | 18.2474 | 23.1006 | 20.4716 | 25.2426 | 23.6416 | 27.3385 | 26.8236 | 29.7267 | 30.1024 | 34.5665 | 33.1754 | 45.1122 | 35.7218 | 56.2725 | 39.2963 | 67.2001 | 42.9904 | 81.6305 | 46.7038 | 103.8152 | 50.5006 | 131.6422 | 54.6592 | 159.3066 | 58.1506 | 186.7066 | 61.5261 | 212.0918 | 64.9149 | 234.7526 | 68.2153 | 257.9214 | 71.4944 | 281.8036 | 74.7294 | 309.5902 | 77.9837 | 335.3841 | 81.1548 | 355.5044 | 84.2923 | 370.1847 | 87.4606 | 389.3773 | 90.5885 | 411.749 | 93.6492 | 434.1318 | 96.7023 | 454.0106 | 99.7291 | 464.2476 | 102.7308 | 474.1036 | 105.7084 | 483.5634 | 108.6623 | 493.1848 | 111.5935 | 503.6288 | 114.5028 | 513.1774 | 117.3905 |  | 18.4978 | 18.2474 | 25.4137 | 20.4716 | 29.3364 | 26.1079 | 33.0814 | 31.667 | 37.1728 | 37.2207 | 43.9243 | 42.8201 | 54.899 | 48.5238 | 67.8301 | 54.2481 | 84.6678 | 60.0734 | 105.1326 | 65.9333 | 132.0932 | 71.8625 | 160.7621 | 77.643 | 189.5936 | 82.4558 | 218.3552 | 87.0881 | 245.3483 | 91.7248 | 301.5974 | 96.2226 | 454.2215 | 138.7108 | 612.039 | 180.8628 | 766.7846 | 222.8558 | 919.4382 | 264.4271 | 1069.0883 | 305.7026 | 1211.5526 | 346.9406 | 1354.2809 | 387.8993 | 1491.5183 | 428.4465 | 1629.0652 | 468.838 | 1767.4862 | 508.9982 | 1906.6896 | 548.9332 | 2045.4115 | 588.6488 | 2183.9473 | 628.1498 | 2322.3388 | 667.4418 | 2490.7011 | 706.5288 | 2506.1422 | 708.9287 |  | 18.4978 | 18.2474 | 25.4137 | 20.4716 | 29.3364 | 26.1079 | 33.0814 | 31.667 | 37.1728 | 37.2207 | 45.277 | 42.8172 | 61.6597 | 48.5146 | 78.6439 | 54.2287 | 95.4816 | 60.0395 | 115.9463 | 65.8805 | 174.9093 | 71.7861 | 331.5507 | 116.1653 | 488.0659 | 159.3485 | 644.305 | 201.9843 | 798.505 | 244.4537 | 949.9779 | 286.411 | 1102.3864 | 328.1052 | 1259.2791 | 369.4515 | 1415.049 | 410.7793 | 1568.6093 | 451.57 | 1719.0825 | 492.0731 | 1857.5788 | 532.6811 | 1996.6978 | 572.9904 | 2135.7063 | 612.8172 | 2275.2824 | 652.5368 | 2512.6467 | 692.0348 | 2524.6458 | 694.482 | 2537.7461 | 696.9153 | 2546.7461 | 699.3342 | 2561.8229 | 701.7397 | 2578.9454 | 704.1312 | 2594.5515 | 706.5089
Baguley |  | 103.0872 | 7.714 | 146.6346 | 8.7302 | 165.9482 | 11.2248 | 183.1754 | 13.7777 | 202.4919 | 16.3686 | 239.5593 | 19.0306 | 314.2794 | 21.7634 | 393.1925 | 24.5641 | 470.3842 | 27.4357 | 572.6573 | 30.3749 | 724.1209 | 33.3879 | 896.1594 | 36.3729 | 1066.7936 | 38.9147 | 1235.3204 | 41.4395 | 1388.9935 | 43.9546 | 1522.1392 | 46.4489 | 1658.0922 | 67.444 | 1798.3247 | 88.5396 | 1918.4446 | 109.7361 | 2022.358 | 131.0715 | 2106.0467 | 152.5016 | 2177.9551 | 174.0449 | 2268.5305 | 195.6386 | 2373.2391 | 217.4316 | 2477.6299 | 239.3002 | 2573.3031 | 261.2779 | 2637.0542 | 283.3642 | 2699.8564 | 305.5588 | 2761.6585 | 327.861 | 2824.3231 | 350.2707 | 2890.0314 | 372.7872 | 2953.0516 | 376.0556 |  | 103.0872 | 7.714 | 107.3704 | 8.7302 | 112.7629 | 10.0092 | 115.5095 | 11.3521 | 118.672 | 12.7518 | 139.6031 | 14.0496 | 214.9009 | 15.0364 | 293.9818 | 16.6218 | 370.7925 | 18.2689 | 472.4766 | 19.9524 | 620.0417 | 21.6938 | 778.9669 | 23.6562 | 936.5893 | 25.0301 | 1092.045 | 26.3936 | 1232.6263 | 27.7515 | 1355.8367 | 29.0974 | 1492.6544 | 30.4487 | 1632.9968 | 31.7858 | 1758.3714 | 33.1158 | 1876.9885 | 34.4509 | 1974.6203 | 35.7794 | 2019.4451 | 37.1067 | 2064.5273 | 38.421 | 2108.4648 | 39.7523 | 2151.8426 | 41.0762 | 2267.6829 | 42.3999 | 2383.4698 | 43.7232 | 2496.3564 | 45.0466 | 2606.532 | 46.3701 | 2716.1431 | 47.6941 | 2815.7554 | 49.0186 | 2875.8071 | 50.344 |  | 103.0872 | 7.714 | 146.6346 | 8.7302 | 165.9482 | 10.1645 | 183.1754 | 11.6704 | 202.4919 | 13.2382 | 239.5593 | 14.7442 | 314.2794 | 16.0216 | 393.1925 | 17.7938 | 470.3842 | 19.6339 | 572.6573 | 21.5161 | 724.1209 | 23.463 | 896.1594 | 25.6059 | 1066.7936 | 27.4439 | 1235.3204 | 29.2762 | 1388.9935 | 31.1073 | 1522.1392 | 32.9291 | 1658.0922 | 34.762 | 1798.3247 | 36.583 | 1918.4446 | 38.3998 | 2022.358 | 40.2269 | 2106.0467 | 42.0497 | 2177.9551 | 43.8751 | 2268.5305 | 45.6887 | 2373.2391 | 47.5259 | 2477.6299 | 49.3579 | 2573.3031 | 51.1927 | 2637.0542 | 53.0305 | 2699.8564 | 54.8716 | 2761.6585 | 56.716 | 2824.3231 | 58.5638 | 2890.0314 | 60.4153 | 2953.0516 | 62.2705 |  | 103.0872 | 7.714 | 169.4503 | 8.7302 | 207.4258 | 11.2248 | 239.0756 | 13.7777 | 272.6571 | 16.3686 | 325.3609 | 19.0306 | 401.7749 | 21.7634 | 484.8421 | 24.5641 | 575.698 | 27.4357 | 691.9093 | 30.3749 | 854.6756 | 33.3879 | 1029.0689 | 36.3729 | 1202.5012 | 38.9147 | 1374.2657 | 41.4395 | 1532.0871 | 43.9546 | 1827.4623 | 46.4489 | 2595.4211 | 67.444 | 3356.0959 | 88.5396 | 4112.5005 | 109.7361 | 4860.7357 | 131.0715 | 5593.9453 | 152.5016 | 6293.4739 | 174.0449 | 7004.3672 | 195.6386 | 7690.0482 | 217.4316 | 8375.4945 | 239.3002 | 9062.5517 | 261.2779 | 9751.3706 | 283.3642 | 10437.0551 | 305.5588 | 11120.4247 | 327.861 | 11801.6965 | 350.2707 | 12381.5621 | 372.7872 | 12452.3867 | 376.0556 |  | 103.0872 | 7.714 | 169.4503 | 8.7302 | 207.4258 | 11.2248 | 239.0756 | 13.7777 | 272.6571 | 16.3686 | 328.4888 | 19.031 | 417.4091 | 21.7648 | 509.8509 | 24.567 | 600.7068 | 27.4408 | 716.9181 | 30.3829 | 1038.0366 | 33.3995 | 1845.4255 | 54.5164 | 2651.1844 | 75.3634 | 3454.618 | 96.3437 | 4242.9951 | 117.4571 | 5010.4984 | 138.662 | 5777.8701 | 160.0325 | 6537.6369 | 181.464 | 7298.4318 | 202.9795 | 8051.4087 | 224.6526 | 8798.1472 | 246.4035 | 9490.8043 | 268.2671 | 10186.1788 | 290.1498 | 10880.1037 | 312.2745 | 11575.0861 | 334.4568 | 12240.0677 | 356.7465 | 12304.3982 | 360.0464 | 12370.9427 | 363.3401 | 12428.4414 | 366.6279 | 12498.9861 | 369.9109 | 12573.8589 | 373.189 | 12645.3211 | 376.4628
Bamber Bridge |  | 34.6671 | 10.8446 | 60.9614 | 12.2082 | 70.7609 | 15.6197 | 81.8178 | 19.1262 | 94.2167 | 22.6481 | 116.2234 | 26.2604 | 157.8289 | 29.9102 | 201.7639 | 33.6203 | 244.7737 | 37.3933 | 301.7613 | 41.2001 | 386.8188 | 45.1069 | 485.3067 | 48.8983 | 583.0018 | 52.0578 | 679.6705 | 55.1886 | 768.651 | 58.3474 | 846.4609 | 61.4216 | 926.2278 | 88.8406 | 1008.9638 | 116.2139 | 1071.3523 | 143.6717 | 1128.8126 | 170.99 | 1181.6313 | 198.2623 | 1224.1548 | 225.4881 | 1271.0644 | 252.8512 | 1319.9384 | 280.006 | 1369.0829 | 307.1694 | 1415.4135 | 334.2909 | 1450.5002 | 361.3695 | 1485.1529 | 388.4043 | 1519.3333 | 415.394 | 1553.7084 | 442.338 | 1589.0857 | 469.2353 | 1623.3632 | 471.8027 |  | 34.6671 | 10.8446 | 35.8051 | 12.2082 | 37.1647 | 13.9281 | 38.8878 | 15.7466 | 40.9155 | 17.618 | 52.9809 | 19.3483 | 95.2217 | 20.6145 | 139.3926 | 22.6866 | 182.3397 | 24.8236 | 239.1143 | 26.9754 | 321.4475 | 29.2094 | 410.0809 | 31.6929 | 497.9995 | 33.3662 | 584.8232 | 35.0251 | 663.9456 | 36.7054 | 733.8325 | 38.3361 | 808.5671 | 39.9604 | 882.6415 | 41.5656 | 956.3907 | 43.1945 | 1028.2897 | 44.7743 | 1086.3471 | 46.3402 | 1109.1468 | 47.8929 | 1132.5262 | 49.4692 | 1155.4427 | 50.9991 | 1179.2294 | 52.5268 | 1213.4878 | 54.0437 | 1248.2281 | 55.5496 | 1282.5825 | 57.045 | 1316.5531 | 58.5303 | 1350.7888 | 60.0058 | 1382.3298 | 61.4718 | 1401.724 | 62.9288 |  | 34.6671 | 10.8446 | 60.9614 | 12.2082 | 70.7609 | 14.1441 | 81.8178 | 16.2009 | 94.2167 | 18.3168 | 116.2234 | 20.3456 | 157.8289 | 22.019 | 201.7639 | 24.3539 | 244.7737 | 26.7598 | 301.7613 | 29.184 | 386.8188 | 31.6984 | 485.3067 | 34.4235 | 583.0018 | 36.7129 | 679.6705 | 38.9897 | 768.651 | 41.2933 | 846.4609 | 43.5438 | 926.2278 | 45.7903 | 1008.9638 | 48.0175 | 1071.3523 | 50.2749 | 1128.8126 | 52.4782 | 1181.6313 | 54.6674 | 1224.1548 | 56.8435 | 1271.0644 | 59.0499 | 1319.9384 | 61.2033 | 1369.0829 | 63.3566 | 1415.4135 | 65.4983 | 1450.5002 | 67.629 | 1485.1529 | 69.7489 | 1519.3333 | 71.8581 | 1553.7084 | 73.9571 | 1589.0857 | 76.0461 | 1623.3632 | 78.1252 |  | 34.6671 | 10.8446 | 74.6127 | 12.2082 | 93.7892 | 15.6197 | 114.0393 | 19.1262 | 135.5364 | 22.6481 | 167.8799 | 26.2604 | 210.639 | 29.9102 | 257.4691 | 33.6203 | 310.5104 | 37.3933 | 377.5742 | 41.2001 | 470.5895 | 45.1069 | 570.0799 | 48.8983 | 668.9722 | 52.0578 | 766.7962 | 55.1886 | 857.6509 | 58.3474 | 1045.371 | 61.4216 | 1556.5747 | 88.8406 | 2061.4207 | 116.2139 | 2566.1899 | 143.6717 | 3068.5345 | 170.99 | 3560.6009 | 198.2623 | 4030.1355 | 225.4881 | 4505.9604 | 252.8512 | 4964.0735 | 280.006 | 5421.4286 | 307.1694 | 5879.0386 | 334.2909 | 6337.1826 | 361.3695 | 6792.6181 | 388.4043 | 7246.1422 | 415.394 | 7697.526 | 442.338 | 8027.8134 | 469.2353 | 8061.1835 | 471.8027 |  | 34.6671 | 10.8446 | 74.6127 | 12.2082 | 93.7892 | 15.6197 | 114.0393 | 19.1262 | 135.5364 | 22.6481 | 170.2587 | 26.2621 | 222.5292 | 29.9157 | 276.4889 | 33.632 | 329.5302 | 37.4137 | 396.594 | 41.2319 | 597.9713 | 45.1529 | 1130.683 | 73.3518 | 1662.3571 | 100.9178 | 2192.722 | 128.4555 | 2715.1734 | 156.1152 | 3226.1771 | 183.6108 | 3737.7792 | 211.112 | 4244.8763 | 238.5526 | 4750.5327 | 266.1829 | 5256.4746 | 293.5677 | 5757.2562 | 320.9021 | 6221.2171 | 348.1862 | 6686.5258 | 375.6939 | 7150.3178 | 402.902 | 7614.2485 | 430.1377 | 7920.6309 | 457.3269 | 7952.2151 | 460.0667 | 7984.4065 | 462.7722 | 8014.0452 | 465.4447 | 8047.3389 | 468.086 | 8081.8364 | 470.6969 | 8115.3745 | 473.2787
Barbara St |  | 49.5203 | 9.2707 | 67.7823 | 10.4516 | 76.3705 | 13.3945 | 83.5929 | 16.3344 | 91.7231 | 19.2855 | 106.3645 | 22.2848 | 134.8588 | 25.3179 | 164.9673 | 28.3954 | 194.4278 | 31.5209 | 233.4257 | 34.6905 | 292.2655 | 37.9118 | 362.4033 | 41.0696 | 432.0405 | 43.6833 | 500.844 | 46.2738 | 563.7903 | 48.8454 | 618.878 | 51.3894 | 674.9082 | 74.2943 | 732.3605 | 97.148 | 785.9442 | 119.998 | 836.3462 | 142.7832 | 880.295 | 165.5875 | 913.7284 | 188.3119 | 956.1105 | 211.0437 | 1004.8075 | 233.752 | 1053.5654 | 256.4377 | 1097.5499 | 279.1058 | 1123.7087 | 301.7581 | 1149.3123 | 324.3964 | 1174.314 | 347.0221 | 1199.7706 | 369.6371 | 1226.9291 | 392.2423 | 1252.5008 | 394.5336 |  | 49.5203 | 9.2707 | 51.7127 | 10.4516 | 54.4888 | 11.9439 | 55.774 | 13.4745 | 57.2814 | 15.0571 | 65.5115 | 16.5019 | 94.284 | 17.5569 | 124.4718 | 19.2957 | 153.758 | 21.0867 | 192.4826 | 22.9 | 248.6565 | 24.7605 | 309.2251 | 26.8525 | 369.1603 | 28.2497 | 428.3462 | 29.6355 | 481.6299 | 31.0126 | 529.634 | 32.3755 | 586.0639 | 33.7343 | 643.1808 | 35.0787 | 698.9501 | 36.4245 | 753.1949 | 37.7503 | 799.2936 | 39.0794 | 824.9837 | 40.3869 | 850.8302 | 41.6932 | 875.8452 | 42.9911 | 900.9596 | 44.2807 | 959.556 | 45.5634 | 1017.9943 | 46.8393 | 1074.8067 | 48.1087 | 1130.0369 | 49.372 | 1184.8509 | 50.6296 | 1234.1828 | 51.8819 | 1262.2176 | 53.1291 |  | 49.5203 | 9.2707 | 67.7823 | 10.4516 | 76.3705 | 12.1292 | 83.5929 | 13.8361 | 91.7231 | 15.5973 | 106.3645 | 17.2654 | 134.8588 | 18.6383 | 164.9673 | 20.5691 | 194.4278 | 22.5574 | 233.4257 | 24.573 | 292.2655 | 26.6421 | 362.4033 | 28.9122 | 432.0405 | 30.8069 | 500.844 | 32.6915 | 563.7903 | 34.5686 | 618.878 | 36.4316 | 674.9082 | 38.2928 | 732.3605 | 40.1399 | 785.9442 | 41.9908 | 836.3462 | 43.8213 | 880.295 | 45.6579 | 913.7284 | 47.4717 | 956.1105 | 49.2863 | 1004.8075 | 51.0931 | 1053.5654 | 52.8927 | 1097.5499 | 54.6858 | 1123.7087 | 56.4729 | 1149.3123 | 58.2545 | 1174.314 | 60.0306 | 1199.7706 | 61.8018 | 1226.9291 | 63.5683 | 1252.5008 | 65.3303 |  | 49.5203 | 9.2707 | 77.304 | 10.4516 | 94.173 | 13.3945 | 107.3251 | 16.3344 | 121.3939 | 19.2855 | 142.867 | 22.2848 | 172.3116 | 25.3179 | 205.345 | 28.3954 | 244.8645 | 31.5209 | 294.069 | 34.6905 | 360.9787 | 37.9118 | 432.3565 | 41.0696 | 503.6051 | 43.6833 | 574.2412 | 46.2738 | 639.6333 | 48.8454 | 834.6162 | 51.3894 | 1441.5993 | 74.2943 | 2057.4356 | 97.148 | 2678.745 | 119.998 | 3297.4887 | 142.7832 | 3904.08 | 165.5875 | 4481.692 | 188.3119 | 5068.5184 | 211.0437 | 5633.0251 | 233.752 | 6196.5329 | 256.4377 | 6760.5215 | 279.1058 | 7325.2627 | 301.7581 | 7886.5109 | 324.3964 | 8445.1327 | 347.0221 | 9001.4311 | 369.6371 | 9393.4176 | 392.2423 | 9418.0841 | 394.5336 |  | 49.5203 | 9.2707 | 77.304 | 10.4516 | 94.173 | 13.3945 | 107.3251 | 16.3344 | 121.3939 | 19.2855 | 145.2181 | 22.2838 | 184.063 | 25.3148 | 224.1428 | 28.3888 | 263.6623 | 31.5094 | 312.8668 | 34.6726 | 517.5867 | 37.8858 | 1139.9608 | 61.4755 | 1761.5701 | 84.4675 | 2382.0478 | 107.3931 | 2996.3948 | 130.2712 | 3602.5096 | 153.0837 | 4209.784 | 175.8843 | 4828.4155 | 198.6248 | 5450.7601 | 221.3964 | 6073.8622 | 244.0767 | 6693.1691 | 266.8113 | 7266.0863 | 289.4349 | 7839.8546 | 312.0862 | 8411.4613 | 334.7148 | 8983.2055 | 357.3218 | 9349.3238 | 379.9135 | 9371.7225 | 382.2191 | 9394.9638 | 384.5195 | 9414.8132 | 386.8148 | 9439.5642 | 389.1055 | 9465.9666 | 391.3916 | 9491.0495 | 393.6732
Barrow |  | 29.2328 | 7.5411 | 41.7211 | 8.4283 | 47.0993 | 10.7155 | 53.0635 | 13.052 | 59.8654 | 15.4081 | 70.0477 | 17.7391 | 88.776 | 20.1083 | 108.5768 | 22.4932 | 127.9785 | 24.8944 | 153.62 | 27.3163 | 196.0377 | 29.7554 | 257.2403 | 32.1202 | 318.1326 | 34.0495 | 378.5316 | 35.9414 | 435.2641 | 37.7991 | 487.0019 | 39.6154 | 539.518 | 57.0451 | 593.1677 | 74.407 | 653.7395 | 91.4898 | 718.22 | 108.3898 | 779.4227 | 125.3048 | 818.0767 | 141.8527 | 855.9962 | 158.446 | 890.6225 | 174.6582 | 925.6978 | 190.7748 | 957.5031 | 206.7172 | 976.0487 | 222.4845 | 994.0922 | 238.0762 | 1011.5765 | 253.4917 | 1029.2995 | 268.7306 | 1048.2313 | 283.7925 | 1065.8249 | 284.0574 |  | 29.2328 | 7.5411 | 30.3905 | 8.4283 | 31.8125 | 9.5551 | 33.3482 | 10.7418 | 35.2083 | 11.978 | 41.4978 | 13.058 | 60.8473 | 13.8435 | 80.8893 | 15.1589 | 100.2122 | 16.5034 | 125.6335 | 17.8589 | 162.4227 | 19.2391 | 202.1341 | 20.786 | 241.4074 | 21.7893 | 280.2642 | 22.7734 | 315.4081 | 23.7402 | 351.0911 | 24.6852 | 404.2262 | 25.6164 | 459.111 | 26.5685 | 516.834 | 27.4602 | 575.7319 | 28.3346 | 630.3756 | 29.2386 | 674.1559 | 30.0784 | 718.906 | 30.9471 | 762.5898 | 31.7581 | 807.4682 | 32.5684 | 844.4786 | 33.3634 | 881.716 | 34.1433 | 918.1972 | 34.9082 | 953.926 | 35.6587 | 989.6448 | 36.3949 | 1021.9849 | 37.1171 | 1040.3499 | 37.8257 |  | 29.2328 | 7.5411 | 41.7211 | 8.4283 | 47.0993 | 9.7033 | 53.0635 | 11.0557 | 59.8654 | 12.4613 | 70.0477 | 13.7436 | 88.776 | 14.8031 | 108.5768 | 16.2936 | 127.9785 | 17.8152 | 153.62 | 19.3495 | 196.0377 | 20.9103 | 257.2403 | 22.612 | 318.1326 | 24.0128 | 378.5316 | 25.3919 | 435.2641 | 26.7509 | 487.0019 | 28.0846 | 539.518 | 29.4022 | 593.1677 | 30.7437 | 653.7395 | 32.0149 | 718.22 | 33.2657 | 779.4227 | 34.5507 | 818.0767 | 35.7598 | 855.9962 | 37.0029 | 890.6225 | 38.1765 | 925.6978 | 39.3491 | 957.5031 | 40.5025 | 976.0487 | 41.6371 | 994.0922 | 42.7533 | 1011.5765 | 43.851 | 1029.2995 | 44.9307 | 1048.2313 | 45.9925 | 1065.8249 | 47.0367 |  | 29.2328 | 7.5411 | 48.1326 | 8.4283 | 58.522 | 10.7155 | 69.0398 | 13.052 | 80.6445 | 15.4081 | 97.3956 | 17.7391 | 117.4641 | 20.1083 | 143.2051 | 22.4932 | 184.5279 | 24.8944 | 232.2185 | 27.3163 | 291.5145 | 29.7554 | 353.7979 | 32.1202 | 416.1237 | 34.0495 | 478.1311 | 35.9414 | 537.0139 | 37.7991 | 737.8834 | 39.6154 | 1380.6542 | 57.0451 | 2040.5972 | 74.407 | 2705.399 | 91.4898 | 3368.0561 | 108.3898 | 4016.9058 | 125.3048 | 4634.4979 | 141.8527 | 5252.4736 | 158.446 | 5844.8563 | 174.6582 | 6435.7067 | 190.7748 | 7026.552 | 206.7172 | 7617.7184 | 222.4845 | 8204.7021 | 238.0762 | 8788.4472 | 253.4917 | 9369.3584 | 268.7306 | 9739.3519 | 283.7925 | 9750.9256 | 284.0574 |  | 29.2328 | 7.5411 | 48.1326 | 8.4283 | 58.522 | 10.7155 | 69.0398 | 13.052 | 80.6445 | 15.4081 | 102.7301 | 17.7406 | 144.1209 | 20.1132 | 185.8365 | 22.5034 | 227.1593 | 24.912 | 274.85 | 27.3436 | 481.6287 | 29.7948 | 1133.596 | 48.2015 | 1784.8958 | 66.0371 | 2435.3031 | 83.6989 | 3081.6558 | 101.1928 | 3722.5661 | 118.4967 | 4365.8611 | 135.645 | 5028.9602 | 152.8408 | 5693.3685 | 169.6271 | 6360.7872 | 186.2309 | 7015.1201 | 202.9724 | 7617.2322 | 219.2158 | 8220.0072 | 235.616 | 8820.0425 | 251.5258 | 9419.7656 | 267.3734 | 9710.8625 | 283.0424 | 9721.5143 | 283.4954 | 9732.4519 | 283.9095 | 9742.1352 | 284.2858 | 9753.6005 | 284.6259 | 9765.6404 | 284.9307 | 9777.2274 | 285.2013
Barton Dock Rd |  | 9.7945 | 5.2753 | 15.0319 | 5.9647 | 17.1604 | 7.6685 | 19.5317 | 9.3759 | 22.2121 | 11.0978 | 26.5549 | 12.8562 | 34.7136 | 14.6482 | 43.3332 | 16.463 | 51.7698 | 18.3134 | 62.9384 | 20.2041 | 79.1231 | 22.1254 | 96.5422 | 24.0175 | 113.8159 | 25.5969 | 130.8802 | 27.1688 | 146.3872 | 28.7358 | 159.7028 | 30.2925 | 173.371 | 43.8643 | 187.5687 | 57.4711 | 196.8611 | 71.1055 | 204.4898 | 84.7417 | 211.4291 | 98.3997 | 218.0317 | 112.124 | 227.3248 | 125.8165 | 239.1747 | 139.5811 | 251.0746 | 153.3635 | 262.0127 | 167.1769 | 269.2583 | 181.0223 | 276.3807 | 194.9006 | 283.3694 | 208.8125 | 290.4453 | 222.7591 | 297.872 | 236.7408 | 304.9642 | 238.4841 |  | 9.7945 | 5.2753 | 10.1684 | 5.9647 | 10.6279 | 6.838 | 11.1399 | 7.7357 | 11.7501 | 8.6676 | 14.3078 | 9.5246 | 22.6801 | 10.1639 | 31.3871 | 11.1948 | 39.8043 | 12.2603 | 50.9062 | 13.3478 | 66.9943 | 14.4622 | 84.3397 | 15.7167 | 101.5241 | 16.5677 | 118.5049 | 17.4154 | 133.9159 | 18.2613 | 147.1065 | 19.1019 | 159.9296 | 19.9357 | 172.3977 | 20.7715 | 184.3727 | 21.604 | 195.6542 | 22.4262 | 204.0483 | 23.2451 | 205.3998 | 24.0703 | 206.8144 | 24.8801 | 208.2334 | 25.6964 | 209.4178 | 26.508 | 221.0683 | 27.3179 | 232.8469 | 28.1259 | 244.4543 | 28.9324 | 255.9138 | 29.7374 | 267.4678 | 30.5413 | 278.0894 | 31.3441 | 284.4794 | 32.1461 |  | 9.7945 | 5.2753 | 15.0319 | 5.9647 | 17.1604 | 6.944 | 19.5317 | 7.9418 | 22.2121 | 8.9754 | 26.5549 | 9.9605 | 34.7136 | 10.7836 | 43.3332 | 11.9255 | 51.7698 | 13.1057 | 62.9384 | 14.3116 | 79.1231 | 15.5484 | 96.5422 | 16.9078 | 113.8159 | 18.0518 | 130.8802 | 19.1943 | 146.3872 | 20.3367 | 159.7028 | 21.4753 | 173.371 | 22.6085 | 187.5687 | 23.746 | 196.8611 | 24.8819 | 204.4898 | 26.0079 | 211.4291 | 27.132 | 218.0317 | 28.2654 | 227.3248 | 29.3827 | 239.1747 | 30.5094 | 251.0746 | 31.6327 | 262.0127 | 32.7553 | 269.2583 | 33.8776 | 276.3807 | 34.9999 | 283.3694 | 36.122 | 290.4453 | 37.2444 | 297.872 | 38.3671 | 304.9642 | 39.4903 |  | 9.7945 | 5.2753 | 17.741 | 5.9647 | 21.8843 | 7.6685 | 26.1322 | 9.3759 | 30.7339 | 11.0978 | 37.5195 | 12.8562 | 46.0774 | 14.6482 | 54.8639 | 16.463 | 63.4695 | 18.3134 | 74.841 | 20.2041 | 91.2919 | 22.1254 | 109.0334 | 24.0175 | 126.6992 | 25.5969 | 144.2045 | 27.1688 | 160.3047 | 28.7358 | 203.5779 | 30.2925 | 334.742 | 43.8643 | 465.9131 | 57.4711 | 597.6252 | 71.1055 | 728.8534 | 84.7417 | 857.5489 | 98.3997 | 980.7286 | 112.124 | 1107.6542 | 125.8165 | 1230.3146 | 139.5811 | 1352.8569 | 153.3635 | 1475.5866 | 167.1769 | 1598.575 | 181.0223 | 1720.9385 | 194.9006 | 1842.8489 | 208.8125 | 1964.3479 | 222.7591 | 2063.1186 | 236.7408 | 2071.3589 | 238.4841 |  | 9.7945 | 5.2753 | 17.741 | 5.9647 | 21.8843 | 7.6685 | 26.1322 | 9.3759 | 30.7339 | 11.0978 | 37.5195 | 12.8555 | 46.0774 | 14.646 | 54.8639 | 16.4583 | 63.4695 | 18.3051 | 74.841 | 20.1912 | 120.7226 | 22.1066 | 256.1194 | 35.9433 | 391.3165 | 49.4826 | 526.2468 | 63.0359 | 659.5685 | 76.6142 | 790.6439 | 90.207 | 921.965 | 103.8055 | 1054.026 | 117.4565 | 1186.0635 | 131.1351 | 1318.2982 | 144.7964 | 1451.1076 | 158.4801 | 1575.2006 | 172.2542 | 1699.7501 | 185.9653 | 1823.9651 | 199.7716 | 1948.3057 | 213.5908 | 2050.1977 | 227.4423 | 2057.7224 | 229.1718 | 2065.5586 | 230.9023 | 2072.171 | 232.6338 | 2080.557 | 234.3665 | 2089.5555 | 236.1003 | 2098.0525 | 237.8353
Bedford |  | 54.5857 | 17.4171 | 85.1027 | 19.6044 | 97.3378 | 25.1021 | 109.6151 | 30.6146 | 123.4733 | 36.1554 | 149.0067 | 41.7738 | 197.9577 | 47.4533 | 249.6316 | 53.2255 | 300.2771 | 59.0508 | 367.3018 | 64.9699 | 470.8493 | 70.9786 | 601.1242 | 76.8599 | 730.5011 | 81.7207 | 858.6209 | 86.5571 | 977.4533 | 91.3285 | 1083.1283 | 96.0696 | 1190.9504 | 138.8241 | 1301.9963 | 181.4915 | 1406.5874 | 224.052 | 1509.8923 | 266.4554 | 1603.4417 | 308.8261 | 1670.0916 | 351.1144 | 1740.9067 | 393.2518 | 1810.1128 | 435.3197 | 1879.6963 | 477.3014 | 1943.8452 | 519.1976 | 1986.9471 | 561.0109 | 2029.2361 | 602.744 | 2070.6374 | 644.3986 | 2112.393 | 685.9775 | 2155.9991 | 727.4821 | 2197.5362 | 731.2774 |  | 54.5857 | 17.4171 | 56.6069 | 19.6044 | 59.0668 | 22.3836 | 60.8724 | 25.2434 | 63.0423 | 28.205 | 76.9132 | 30.8983 | 126.2064 | 32.8611 | 177.9416 | 36.1111 | 228.3329 | 39.4344 | 294.96 | 42.8081 | 391.5273 | 46.2664 | 495.4978 | 50.1528 | 598.556 | 52.7399 | 700.3191 | 55.3187 | 792.7497 | 57.8625 | 878.3046 | 60.3938 | 983.8317 | 62.8975 | 1091.3696 | 65.3896 | 1199.1911 | 67.8583 | 1306.3174 | 70.2903 | 1399.7429 | 72.7205 | 1457.5302 | 75.1328 | 1516.201 | 77.5137 | 1573.2353 | 79.881 | 1632.7786 | 82.231 | 1694.0484 | 84.5649 | 1755.2883 | 86.8825 | 1815.0384 | 89.1848 | 1873.287 | 91.4724 | 1931.2398 | 93.7461 | 1983.7977 | 96.0063 | 2014.7041 | 98.2539 |  | 54.5857 | 17.4171 | 85.1027 | 19.6044 | 97.3378 | 22.7308 | 109.6151 | 25.9322 | 123.4733 | 29.2409 | 149.0067 | 32.3647 | 197.9577 | 34.9337 | 249.6316 | 38.5555 | 300.2771 | 42.2586 | 367.3018 | 46.0214 | 470.8493 | 49.8795 | 601.1242 | 54.1079 | 730.5011 | 57.6322 | 858.6209 | 61.1509 | 977.4533 | 64.6344 | 1083.1283 | 68.1069 | 1190.9504 | 71.5528 | 1301.9963 | 74.9891 | 1406.5874 | 78.4022 | 1509.8923 | 81.7773 | 1603.4417 | 85.1535 | 1670.0916 | 88.5128 | 1740.9067 | 91.8385 | 1810.1128 | 95.1515 | 1879.6963 | 98.4479 | 1943.8452 | 101.7274 | 1986.9471 | 104.9911 | 2029.2361 | 108.2396 | 2070.6374 | 111.4732 | 2112.393 | 114.6926 | 2155.9991 | 117.8985 | 2197.5362 | 121.0912 |  | 54.5857 | 17.4171 | 100.962 | 19.6044 | 124.9663 | 25.1021 | 147.5631 | 30.6146 | 171.6332 | 36.1554 | 208.3429 | 41.7738 | 258.6151 | 47.4533 | 317.6729 | 53.2255 | 395.1501 | 59.0508 | 489.1907 | 64.9699 | 613.6171 | 70.9786 | 745.5733 | 76.8599 | 877.2397 | 81.7207 | 1007.8647 | 86.5571 | 1130.0654 | 91.3285 | 1394.9635 | 96.0696 | 2127.1195 | 138.8241 | 2861.2186 | 181.4915 | 3596.7878 | 224.052 | 4328.0078 | 266.4554 | 5043.6829 | 308.8261 | 5724.0481 | 351.1144 | 6403.4544 | 393.2518 | 7054.484 | 435.3197 | 7703.959 | 477.3014 | 8353.4851 | 519.1976 | 9003.5004 | 561.0109 | 9648.884 | 602.744 | 10290.8416 | 644.3986 | 10929.5062 | 685.9775 | 11349.4149 | 727.4821 | 11384.3938 | 731.2774 |  | 54.5857 | 17.4171 | 100.962 | 19.6044 | 124.9663 | 25.1021 | 147.5631 | 30.6146 | 171.6332 | 36.1554 | 214.8051 | 41.773 | 290.9147 | 47.4508 | 369.3387 | 53.2202 | 446.8159 | 59.0416 | 540.8565 | 64.9555 | 821.7438 | 70.9578 | 1579.3393 | 115.1057 | 2335.6537 | 158.1108 | 3090.2578 | 201.0182 | 3835.1422 | 243.7556 | 4566.3384 | 286.4142 | 5298.7261 | 328.9388 | 6034.379 | 371.4137 | 6770.6158 | 413.7786 | 7506.7956 | 455.9476 | 8226.8619 | 498.1366 | 8887.9454 | 540.249 | 9549.9717 | 582.1808 | 10209.25 | 624.0571 | 10868.2496 | 665.8503 | 11223.142 | 707.5605 | 11256.3898 | 711.4548 | 11290.0721 | 715.3265 | 11321.6989 | 719.176 | 11356.2092 | 723.0047 | 11391.6028 | 726.8129 | 11426.3194 | 730.6013
Belgrave |  | 42.4154 | 5.7596 | 60.0812 | 6.4989 | 68.2128 | 8.3416 | 75.3332 | 10.2129 | 83.3541 | 12.1034 | 97.0566 | 14.0355 | 122.9463 | 15.9985 | 150.2915 | 17.9996 | 177.0501 | 20.0325 | 212.4891 | 22.1087 | 266.0785 | 24.2263 | 330.182 | 26.3115 | 393.8169 | 28.0542 | 456.687 | 29.8 | 514.2211 | 31.5287 | 564.5481 | 33.2456 | 615.6963 | 48.1881 | 668.1087 | 63.1466 | 714.4346 | 78.1669 | 758.779 | 93.2002 | 799.3394 | 108.308 | 829.7298 | 123.414 | 866.5384 | 138.586 | 907.3429 | 153.7906 | 948.1604 | 169.0334 | 985.1864 | 184.3149 | 1008.3044 | 199.6353 | 1031.0119 | 214.9945 | 1053.2674 | 230.3925 | 1075.895 | 245.8296 | 1099.8648 | 261.3054 | 1122.602 | 263.2702 |  | 42.4154 | 5.7596 | 44.3514 | 6.4989 | 46.8178 | 7.4382 | 48.1091 | 8.4166 | 49.642 | 9.4326 | 57.3295 | 10.3673 | 83.6516 | 11.0604 | 111.1735 | 12.1887 | 137.8572 | 13.3499 | 173.1163 | 14.5349 | 224.2723 | 15.755 | 279.4177 | 17.128 | 333.9426 | 18.0613 | 387.799 | 18.9981 | 436.2721 | 19.9253 | 479.8983 | 20.8466 | 530.0571 | 21.7766 | 579.7683 | 22.6921 | 630.9009 | 23.6124 | 681.0512 | 24.5213 | 722.9997 | 25.4364 | 744.5047 | 26.3386 | 766.248 | 27.2441 | 787.2942 | 28.1454 | 808.6906 | 29.0441 | 851.8889 | 29.9406 | 894.4049 | 30.8349 | 935.1578 | 31.7272 | 974.2 | 32.6176 | 1012.4271 | 33.5065 | 1046.1215 | 34.3939 | 1063.8341 | 35.28 |  | 42.4154 | 5.7596 | 60.0812 | 6.4989 | 68.2128 | 7.5536 | 75.3332 | 8.6508 | 83.3541 | 9.7887 | 97.0566 | 10.8741 | 122.9463 | 11.7776 | 150.2915 | 13.0386 | 177.0501 | 14.3359 | 212.4891 | 15.6607 | 266.0785 | 17.0247 | 330.182 | 18.5228 | 393.8169 | 19.7847 | 456.687 | 21.0531 | 514.2211 | 22.3133 | 564.5481 | 23.5689 | 615.6963 | 24.8371 | 668.1087 | 26.0911 | 714.4346 | 27.3529 | 758.779 | 28.6039 | 799.3394 | 29.8641 | 829.7298 | 31.1116 | 866.5384 | 32.3648 | 907.3429 | 33.6153 | 948.1604 | 34.8647 | 985.1864 | 36.1132 | 1008.3044 | 37.361 | 1031.0119 | 38.6083 | 1053.2674 | 39.8551 | 1075.895 | 41.1017 | 1099.8648 | 42.3481 | 1122.602 | 43.5945 |  | 42.4154 | 5.7596 | 69.328 | 6.4989 | 85.4348 | 8.3416 | 98.3542 | 10.2129 | 112.2064 | 12.1034 | 132.8854 | 14.0355 | 159.7306 | 15.9985 | 189.7158 | 17.9996 | 225.7877 | 20.0325 | 270.6388 | 22.1087 | 331.5848 | 24.2263 | 396.5408 | 26.3115 | 461.2525 | 28.0542 | 525.3437 | 29.8 | 584.5366 | 31.5287 | 747.7614 | 33.2456 | 1243.9855 | 48.1881 | 1743.2582 | 63.1466 | 2248.1405 | 78.1669 | 2751.0638 | 93.2002 | 3243.7226 | 108.308 | 3713.1263 | 123.414 | 4189.0443 | 138.586 | 4646.4881 | 153.7906 | 5102.7891 | 169.0334 | 5559.0648 | 184.3149 | 6015.5881 | 199.6353 | 6469.001 | 214.9945 | 6919.9645 | 230.3925 | 7368.7746 | 245.8296 | 7644.323 | 261.3054 | 7662.1853 | 263.2702 |  | 42.4154 | 5.7596 | 69.328 | 6.4989 | 85.4348 | 8.3416 | 98.3542 | 10.2129 | 112.2064 | 12.1034 | 135.1052 | 14.0356 | 170.826 | 15.999 | 207.4642 | 18.0007 | 243.5362 | 20.0344 | 288.3872 | 22.1115 | 460.9825 | 24.2304 | 972.317 | 39.4273 | 1482.9117 | 54.3161 | 1992.4484 | 69.2618 | 2496.368 | 84.2242 | 2992.688 | 99.2107 | 3489.314 | 114.2971 | 3991.2127 | 129.367 | 4496.6003 | 144.5234 | 5003.1918 | 159.6703 | 5505.4255 | 174.9163 | 5969.9313 | 190.1348 | 6435.1529 | 205.4343 | 6898.4155 | 220.7622 | 7361.4498 | 236.1275 | 7577.1247 | 251.5308 | 7594.3173 | 253.5253 | 7611.7335 | 255.5135 | 7628.2048 | 257.4957 | 7646.0285 | 259.4725 | 7664.2962 | 261.444 | 7682.2117 | 263.4105
Benchill |  | 30.2657 | 1.5912 | 43.4613 | 1.8009 | 49.4997 | 2.3155 | 54.3524 | 2.8422 | 59.7641 | 3.3768 | 70.1981 | 3.9261 | 90.6263 | 4.4901 | 112.1948 | 5.0682 | 133.2897 | 5.6609 | 161.2596 | 6.2676 | 202.4109 | 6.8896 | 248.2541 | 7.5059 | 293.7078 | 8.0307 | 338.5532 | 8.5521 | 379.2048 | 9.0714 | 414.1221 | 9.5864 | 449.6869 | 13.9199 | 486.2654 | 18.2743 | 515.0024 | 22.6496 | 539.8677 | 27.0539 | 560.7154 | 31.4779 | 578.9549 | 35.9252 | 602.5222 | 40.3832 | 630.3888 | 44.8825 | 658.1157 | 49.3975 | 683.5496 | 53.9352 | 700.7772 | 58.4954 | 717.7955 | 63.0781 | 734.5915 | 67.6832 | 751.6435 | 72.3105 | 769.5085 | 76.96 | 786.7122 | 77.6359 |  | 30.2657 | 1.5912 | 31.6533 | 1.8009 | 33.4373 | 2.0647 | 34.039 | 2.3418 | 34.7241 | 2.6306 | 40.2938 | 2.8984 | 60.8213 | 3.1021 | 82.4202 | 3.4293 | 103.4609 | 3.7693 | 131.3394 | 4.1167 | 171.8322 | 4.4762 | 215.4205 | 4.8813 | 258.5771 | 5.165 | 301.1544 | 5.4466 | 339.528 | 5.727 | 372.723 | 6.0049 | 407.4457 | 6.2839 | 441.8403 | 6.56 | 475.062 | 6.8346 | 506.7255 | 7.1103 | 531.8013 | 7.3847 | 540.3262 | 7.6588 | 548.7709 | 7.9302 | 556.8325 | 8.2051 | 564.519 | 8.4785 | 593.1777 | 8.7519 | 621.3981 | 9.0252 | 648.4936 | 9.2985 | 674.4884 | 9.5719 | 699.9437 | 9.8453 | 722.4953 | 10.1189 | 734.8907 | 10.3927 |  | 30.2657 | 1.5912 | 43.4613 | 1.8009 | 49.4997 | 2.0967 | 54.3524 | 2.4075 | 59.7641 | 2.731 | 70.1981 | 3.0418 | 90.6263 | 3.3055 | 112.1948 | 3.6713 | 133.2897 | 4.0511 | 161.2596 | 4.4397 | 202.4109 | 4.8416 | 248.2541 | 5.284 | 293.7078 | 5.6635 | 338.5532 | 6.0419 | 379.2048 | 6.4199 | 414.1221 | 6.7961 | 449.6869 | 7.1746 | 486.2654 | 7.5506 | 515.0024 | 7.9257 | 539.8677 | 8.3031 | 560.7154 | 8.6795 | 578.9549 | 9.0564 | 602.5222 | 9.4309 | 630.3888 | 9.8104 | 658.1157 | 10.1887 | 683.5496 | 10.5676 | 700.7772 | 10.9472 | 717.7955 | 11.3274 | 734.5915 | 11.7084 | 751.6435 | 12.09 | 769.5085 | 12.4724 | 786.7122 | 12.8556 |  | 30.2657 | 1.5912 | 50.4227 | 1.8009 | 62.4571 | 2.3155 | 71.4668 | 2.8422 | 80.9185 | 3.3768 | 95.5882 | 3.9261 | 116.3348 | 4.4901 | 138.6337 | 5.0682 | 162.1212 | 5.6609 | 192.5357 | 6.2676 | 235.6905 | 6.8896 | 281.9869 | 7.5059 | 327.9829 | 8.0307 | 373.4596 | 8.5521 | 414.9583 | 9.0714 | 493.792 | 9.5864 | 700.8573 | 13.9199 | 902.9605 | 18.2743 | 1106.7799 | 22.6496 | 1309.0816 | 27.0539 | 1507.334 | 31.4779 | 1696.306 | 35.9252 | 1889.0749 | 40.3832 | 2075.0958 | 44.8825 | 2260.8888 | 49.3975 | 2446.9286 | 53.9352 | 2633.2685 | 58.4954 | 2818.5939 | 63.0781 | 3003.1298 | 67.6832 | 3186.9513 | 72.3105 | 3319.4186 | 76.96 | 3336.4573 | 77.6359 |  | 30.2657 | 1.5912 | 50.4227 | 1.8009 | 62.4571 | 2.3155 | 71.4668 | 2.8422 | 80.9185 | 3.3768 | 96.1348 | 3.9262 | 119.0668 | 4.4904 | 143.0039 | 5.0688 | 166.4914 | 5.662 | 196.906 | 6.2693 | 283.2562 | 6.8921 | 502.2322 | 11.2501 | 720.7427 | 15.5528 | 938.5688 | 19.8833 | 1152.1283 | 24.2415 | 1359.8078 | 28.6187 | 1566.8507 | 33.0305 | 1769.3439 | 37.4547 | 1973.9868 | 41.8965 | 2177.639 | 46.3711 | 2380.4164 | 50.8619 | 2568.6622 | 55.3759 | 2757.4625 | 59.8941 | 2945.7328 | 64.4625 | 3134.1259 | 69.0428 | 3269.0571 | 73.6455 | 3284.9689 | 74.328 | 3301.2264 | 75.0092 | 3316.006 | 75.6891 | 3332.8982 | 76.3681 | 3350.4731 | 77.046 | 3367.5147 | 77.7231
Bentham |  | 15.2547 | 5.3791 | 23.3006 | 6.0554 | 26.4797 | 7.744 | 29.5288 | 9.5 | 32.9475 | 11.2662 | 39.5478 | 13.091 | 51.85 | 14.9386 | 64.8311 | 16.8224 | 77.5738 | 18.7483 | 94.398 | 20.7057 | 124.9152 | 22.7014 | 175.6546 | 24.6594 | 226.1644 | 26.3119 | 276.3445 | 27.9122 | 324.1727 | 29.5262 | 368.7374 | 31.1185 | 413.8528 | 45.0137 | 459.7743 | 58.9659 | 518.5884 | 72.8368 | 584.1323 | 86.7839 | 645.7006 | 100.6541 | 681.1231 | 114.4785 | 707.2762 | 128.4287 | 725.4085 | 142.2442 | 743.6198 | 156.0807 | 760.3976 | 169.901 | 771.1669 | 183.7044 | 781.6856 | 197.4901 | 791.9435 | 211.2573 | 802.2783 | 225.0053 | 813.1084 | 238.7335 | 823.3526 | 240.0848 |  | 15.2547 | 5.3791 | 15.7456 | 6.0554 | 16.3387 | 6.9054 | 16.6778 | 7.8188 | 17.0903 | 8.7588 | 20.4109 | 9.6374 | 32.594 | 10.2857 | 45.4724 | 11.3388 | 58.0736 | 12.4309 | 74.7572 | 13.5393 | 98.9473 | 14.6807 | 125.0109 | 15.9607 | 150.842 | 16.8408 | 176.3925 | 17.6892 | 199.6281 | 18.5476 | 225.8337 | 19.3941 | 271.923 | 20.2172 | 320.5094 | 21.0585 | 373.5748 | 21.8653 | 429.1591 | 22.6903 | 483.1876 | 23.4904 | 531.9122 | 24.2779 | 581.3976 | 25.0882 | 629.4363 | 25.8682 | 676.0231 | 26.6495 | 693.2501 | 27.4254 | 710.8662 | 28.196 | 728.3764 | 28.9613 | 745.7343 | 29.7216 | 763.2267 | 30.4771 | 779.2578 | 31.2279 | 788.7707 | 31.9742 |  | 15.2547 | 5.3791 | 23.3006 | 6.0554 | 26.4797 | 7.0125 | 29.5288 | 8.047 | 32.9475 | 9.1116 | 39.5478 | 10.1424 | 51.85 | 10.9974 | 64.8311 | 12.1858 | 77.5738 | 13.4169 | 94.398 | 14.6669 | 124.9152 | 15.9532 | 175.6546 | 17.3597 | 226.1644 | 18.556 | 276.3445 | 19.7195 | 324.1727 | 20.8961 | 368.7374 | 22.0609 | 413.8528 | 23.201 | 459.7743 | 24.3637 | 518.5884 | 25.4877 | 584.1323 | 26.6347 | 645.7006 | 27.7536 | 681.1231 | 28.859 | 707.2762 | 29.9927 | 725.4085 | 31.0915 | 743.6198 | 32.1931 | 760.3976 | 33.2891 | 771.1669 | 34.3796 | 781.6856 | 35.4649 | 791.9435 | 36.545 | 802.2783 | 37.62 | 813.1084 | 38.6901 | 823.3526 | 39.7553 |  | 15.2547 | 5.3791 | 27.4592 | 6.0554 | 33.6315 | 7.744 | 39.3035 | 9.5 | 45.2961 | 11.2662 | 54.4122 | 13.091 | 67.0141 | 14.9386 | 86.5145 | 16.8224 | 124.1288 | 18.7483 | 165.9053 | 20.7057 | 215.3125 | 22.7014 | 266.6199 | 24.6594 | 317.8516 | 26.3119 | 368.8773 | 27.9122 | 417.6767 | 29.5262 | 487.5247 | 31.1185 | 630.6078 | 45.0137 | 774.0065 | 58.9659 | 917.088 | 72.8368 | 1058.6703 | 86.7839 | 1196.2313 | 100.6541 | 1325.3181 | 114.4785 | 1436.6979 | 128.4287 | 1542.1024 | 142.2442 | 1647.3748 | 156.0807 | 1752.913 | 169.901 | 1858.6198 | 183.7044 | 1963.5585 | 197.4901 | 2067.8888 | 211.2573 | 2171.6641 | 225.0053 | 2255.9429 | 238.7335 | 2264.668 | 240.0848 |  | 15.2547 | 5.3791 | 27.4592 | 6.0554 | 33.6315 | 7.744 | 39.3035 | 9.5 | 45.2961 | 11.2662 | 60.5535 | 13.0921 | 97.6871 | 14.9421 | 135.5478 | 16.8298 | 173.1621 | 18.7612 | 214.9386 | 20.7259 | 288.7855 | 22.7307 | 437.8065 | 37.0037 | 586.5519 | 51.0278 | 734.9181 | 64.9971 | 880.8506 | 79.0403 | 1023.4085 | 93.0749 | 1166.0957 | 107.0287 | 1307.4355 | 121.1144 | 1449.1479 | 135.0336 | 1591.1838 | 149.0978 | 1713.4035 | 163.0302 | 1820.4381 | 176.8988 | 1927.6288 | 190.9646 | 2034.3784 | 204.8308 | 2141.1879 | 218.7326 | 2242.1623 | 232.6154 | 2249.4159 | 234.0635 | 2256.8359 | 235.4927 | 2263.0248 | 236.9037 | 2270.8343 | 238.2974 | 2279.0302 | 239.6744 | 2286.9703 | 241.0353
Bispham |  | 53.8113 | 18.5933 | 70.3648 | 20.8341 | 77.9016 | 26.5555 | 87.2108 | 32.292 | 97.949 | 38.0325 | 112.3993 | 43.8019 | 139.2994 | 49.6454 | 167.7745 | 55.583 | 195.6677 | 61.5431 | 232.4288 | 67.5738 | 293.6853 | 73.7253 | 383.8816 | 79.7254 | 473.694 | 84.6777 | 562.8146 | 89.6279 | 646.6768 | 94.4637 | 723.6019 | 99.2979 | 801.703 | 143.424 | 881.466 | 187.2379 | 977.9989 | 230.975 | 1079.8052 | 274.566 | 1174.8726 | 318.2111 | 1233.9602 | 361.5034 | 1298.8384 | 404.5767 | 1362.0773 | 447.6979 | 1425.6475 | 490.6118 | 1481.7386 | 533.3892 | 1509.4478 | 576.0324 | 1536.1139 | 618.5438 | 1561.6552 | 660.9251 | 1587.7608 | 703.1787 | 1616.4307 | 745.3061 | 1642.4384 | 748.7716 |  | 53.8113 | 18.5933 | 55.8554 | 20.8341 | 58.31 | 23.6796 | 61.514 | 26.6211 | 65.3904 | 29.6582 | 75.426 | 32.3817 | 103.6203 | 34.3573 | 132.5959 | 37.6832 | 160.17 | 41.0661 | 196.2933 | 44.4861 | 248.451 | 48.0142 | 304.9838 | 51.9753 | 360.9215 | 54.5976 | 416.3258 | 57.2271 | 466.3738 | 59.7914 | 518.4502 | 62.3625 | 600.627 | 64.9177 | 687.2741 | 67.393 | 773.9864 | 69.8851 | 861.8811 | 72.3569 | 945.2178 | 74.8547 | 1017.4164 | 77.2773 | 1091.2975 | 79.6648 | 1163.7942 | 82.0687 | 1239.8676 | 84.438 | 1329.2027 | 86.7878 | 1419.923 | 89.118 | 1509.5617 | 91.4295 | 1598.2929 | 93.7231 | 1687.9282 | 95.9996 | 1770.3419 | 98.2593 | 1819.4879 | 100.5032 |  | 53.8113 | 18.5933 | 70.3648 | 20.8341 | 77.9016 | 24.0469 | 87.2108 | 27.353 | 97.949 | 30.759 | 112.3993 | 33.9361 | 139.2994 | 36.5475 | 167.7745 | 40.2632 | 195.6677 | 44.0422 | 232.4288 | 47.8658 | 293.6853 | 51.8097 | 383.8816 | 56.1252 | 473.694 | 59.7175 | 562.8146 | 63.3204 | 646.6768 | 66.8533 | 723.6019 | 70.3955 | 801.703 | 73.9236 | 881.466 | 77.3634 | 977.9989 | 80.8248 | 1079.8052 | 84.2665 | 1174.8726 | 87.7413 | 1233.9602 | 91.1317 | 1298.8384 | 94.4832 | 1362.0773 | 97.8571 | 1425.6475 | 101.1933 | 1481.7386 | 104.508 | 1509.4478 | 107.8023 | 1536.1139 | 111.0769 | 1561.6552 | 114.3321 | 1587.7608 | 117.5686 | 1616.4307 | 120.7872 | 1642.4384 | 123.9881 |  | 53.8113 | 18.5933 | 78.6575 | 20.8341 | 92.7249 | 26.5555 | 108.6085 | 32.292 | 126.6404 | 38.0325 | 152.2956 | 43.8019 | 182.0961 | 49.6454 | 220.2588 | 55.583 | 282.8438 | 61.5431 | 354.6213 | 67.5738 | 442.9189 | 73.7253 | 535.6338 | 79.7254 | 628.7217 | 84.6777 | 721.652 | 89.6279 | 810.206 | 94.4637 | 1078.7741 | 99.2979 | 1909.4148 | 143.424 | 2765.6021 | 187.2379 | 3623.5233 | 230.975 | 4477.0417 | 274.566 | 5312.5143 | 318.2111 | 6109.6577 | 361.5034 | 6905.5538 | 404.5767 | 7667.6045 | 447.6979 | 8428.8079 | 490.6118 | 9191.3019 | 533.3892 | 9955.4678 | 576.0324 | 10715.3626 | 618.5438 | 11472.1711 | 660.9251 | 12226.4671 | 703.1787 | 12841.0889 | 745.3061 | 12874.7335 | 748.7716 |  | 53.8113 | 18.5933 | 78.6575 | 20.8341 | 92.7249 | 26.5555 | 108.6085 | 32.292 | 126.6404 | 38.0325 | 160.6158 | 43.8016 | 223.6834 | 49.6443 | 286.7829 | 55.5808 | 349.3678 | 61.5393 | 421.1453 | 67.5678 | 696.8399 | 73.7167 | 1538.7429 | 119.4238 | 2379.9662 | 163.8756 | 3220.107 | 208.2129 | 4054.6033 | 252.2082 | 4881.7989 | 296.1471 | 5712.6639 | 339.9715 | 6570.7745 | 383.3328 | 7428.2666 | 426.7503 | 8287.6026 | 470.0403 | 9126.9476 | 513.517 | 9898.8694 | 556.5049 | 10673.271 | 599.2458 | 11445.2398 | 642.1299 | 12217.9026 | 684.7752 | 12861.219 | 727.2855 | 12889.9474 | 730.8966 | 12920.7845 | 734.4761 | 12943.5186 | 738.0247 | 12978.0705 | 741.5441 | 13016.7212 | 745.0348 | 13052.0546 | 748.4978
Blackbull |  | 35.0501 | 6.6763 | 59.1122 | 7.4901 | 68.191 | 9.5523 | 78.5839 | 11.5862 | 90.3233 | 13.6182 | 110.3866 | 15.6669 | 147.7197 | 17.7537 | 187.1325 | 19.8481 | 225.7559 | 21.9795 | 276.8724 | 24.1235 | 356.3736 | 26.2928 | 457.765 | 28.4078 | 558.4653 | 30.1687 | 658.2462 | 31.8635 | 751.1164 | 33.56 | 834.0415 | 35.2056 | 918.7217 | 50.7511 | 1006.0374 | 66.1735 | 1085.9076 | 81.5378 | 1166.5361 | 96.7477 | 1242.4479 | 111.8495 | 1294.8573 | 126.9375 | 1347.0406 | 141.9233 | 1396.1724 | 156.7586 | 1445.592 | 171.5369 | 1491.5736 | 186.2306 | 1523.8629 | 200.8419 | 1555.6199 | 215.3729 | 1586.8029 | 229.8254 | 1618.2204 | 244.2015 | 1650.8554 | 258.5025 | 1682.1737 | 259.3805 |  | 35.0501 | 6.6763 | 36.1985 | 7.4901 | 37.5634 | 8.5178 | 39.3837 | 9.5617 | 41.5763 | 10.6407 | 52.7274 | 11.6139 | 90.6712 | 12.3278 | 130.295 | 13.5082 | 168.7914 | 14.7285 | 219.6232 | 15.9531 | 293.283 | 17.2044 | 372.6197 | 18.6098 | 451.267 | 19.5485 | 528.9853 | 20.4479 | 599.7765 | 21.3515 | 665.8108 | 22.226 | 747.1489 | 23.093 | 829.2118 | 23.9455 | 914.2789 | 24.8037 | 999.5401 | 25.6347 | 1073.6684 | 26.4549 | 1119.0203 | 27.2841 | 1165.3793 | 28.1 | 1210.6261 | 28.8946 | 1256.9551 | 29.6862 | 1295.7028 | 30.4694 | 1335.0428 | 31.2444 | 1373.9936 | 32.0114 | 1412.5895 | 32.7708 | 1451.6342 | 33.5229 | 1487.7419 | 34.2679 | 1509.8203 | 35.0062 |  | 35.0501 | 6.6763 | 59.1122 | 7.4901 | 68.191 | 8.6499 | 78.5839 | 9.8141 | 90.3233 | 11.0138 | 110.3866 | 12.1381 | 147.7197 | 13.0698 | 187.1325 | 14.3776 | 225.7559 | 15.7292 | 276.8724 | 17.0879 | 356.3736 | 18.477 | 457.765 | 19.9985 | 558.4653 | 21.276 | 658.2462 | 22.511 | 751.1164 | 23.7509 | 834.0415 | 24.9584 | 918.7217 | 26.1581 | 1006.0374 | 27.3417 | 1085.9076 | 28.5324 | 1166.5361 | 29.6927 | 1242.4479 | 30.8406 | 1294.8573 | 31.9998 | 1347.0406 | 33.1442 | 1396.1724 | 34.2641 | 1445.592 | 35.3811 | 1491.5736 | 36.4885 | 1523.8629 | 37.5868 | 1555.6199 | 38.6762 | 1586.8029 | 39.757 | 1618.2204 | 40.8295 | 1650.8554 | 41.8939 | 1682.1737 | 42.9505 |  | 35.0501 | 6.6763 | 71.5665 | 7.4901 | 89.2933 | 9.5523 | 108.1854 | 11.5862 | 128.4618 | 13.6182 | 158.5725 | 15.6669 | 197.3217 | 17.7537 | 242.9146 | 19.8481 | 303.9526 | 21.9795 | 377.6228 | 24.1235 | 474.5225 | 26.2928 | 577.23 | 28.4078 | 679.5874 | 30.1687 | 781.2322 | 31.8635 | 876.5277 | 33.56 | 1054.6784 | 35.2056 | 1510.664 | 50.7511 | 1961.9784 | 66.1735 | 2413.0103 | 81.5378 | 2861.4527 | 96.7477 | 3300.0219 | 111.8495 | 3718.0954 | 126.9375 | 4131.2649 | 141.9233 | 4527.5929 | 156.7586 | 4923.5289 | 171.5369 | 5320.0778 | 186.2306 | 5717.4653 | 200.8419 | 6112.6866 | 215.3729 | 6506.3542 | 229.8254 | 6898.5335 | 244.2015 | 7223.5028 | 258.5025 | 7257.2821 | 259.3805 |  | 35.0501 | 6.6763 | 71.5665 | 7.4901 | 89.2933 | 9.5523 | 108.1854 | 11.5862 | 128.4618 | 13.6182 | 163.9978 | 15.6658 | 224.4317 | 17.7504 | 286.27 | 19.841 | 347.308 | 21.9671 | 420.9782 | 24.1042 | 610.9331 | 26.2649 | 1085.6777 | 42.5022 | 1559.5442 | 58.3019 | 2032.2927 | 73.9013 | 2497.9366 | 89.4399 | 2953.4303 | 104.7911 | 3409.4752 | 120.0461 | 3861.2069 | 135.1737 | 4311.8104 | 150.2946 | 4763.1192 | 165.219 | 5199.4281 | 180.0381 | 5600.2076 | 194.8957 | 6002.5662 | 209.6439 | 6403.8607 | 224.2156 | 6805.5269 | 238.7481 | 7150.1169 | 253.1995 | 7181.084 | 254.0948 | 7213.023 | 254.9851 | 7240.8668 | 255.8701 | 7274.5695 | 256.7503 | 7310.2061 | 257.6252 | 7344.2947 | 258.4952
Blackburn |  | 20.2206 | 8.8902 | 27.4735 | 9.9809 | 30.8332 | 12.7416 | 33.6172 | 15.5804 | 36.7723 | 18.4426 | 42.5568 | 21.3545 | 53.6525 | 24.3079 | 65.3549 | 27.2805 | 76.8431 | 30.3046 | 92.0066 | 33.3772 | 114.861 | 36.4918 | 142.1986 | 39.5209 | 169.347 | 42.0495 | 196.1759 | 44.5523 | 220.7513 | 47.0289 | 242.3311 | 49.4949 | 264.3047 | 71.5704 | 286.8554 | 93.5559 | 308.0338 | 115.5199 | 328.3843 | 137.4373 | 346.3854 | 159.3644 | 359.8204 | 181.2617 | 377.0139 | 202.9929 | 397.9017 | 224.7467 | 418.8453 | 246.4277 | 437.5541 | 268.0491 | 448.0467 | 289.6092 | 458.2675 | 311.1067 | 468.187 | 332.5399 | 478.2925 | 353.9077 | 489.1633 | 375.2086 | 499.2666 | 377.0367 |  | 20.2206 | 8.8902 | 21.0722 | 9.9809 | 22.1297 | 11.3618 | 22.5771 | 12.8199 | 23.1282 | 14.3312 | 26.2763 | 15.7107 | 37.3724 | 16.7236 | 49.0564 | 18.3713 | 60.4308 | 20.0733 | 75.456 | 21.8021 | 97.2137 | 23.573 | 120.67 | 25.5511 | 143.85 | 26.883 | 166.7523 | 28.2019 | 187.3716 | 29.5079 | 206.0414 | 30.8106 | 227.9139 | 32.1066 | 249.8782 | 33.372 | 272.0179 | 34.6372 | 293.6867 | 35.8911 | 312.086 | 37.1478 | 322.2846 | 38.395 | 332.4502 | 39.6069 | 342.1728 | 40.8235 | 351.0787 | 42.0258 | 374.9144 | 43.2176 | 398.4191 | 44.3988 | 421.0527 | 45.5697 | 442.8378 | 46.7306 | 464.2959 | 47.8819 | 483.4426 | 49.0237 | 493.9597 | 50.1564 |  | 20.2206 | 8.8902 | 27.4735 | 9.9809 | 30.8332 | 11.538 | 33.6172 | 13.1974 | 36.7723 | 14.9155 | 42.5568 | 16.5447 | 53.6525 | 17.8948 | 65.3549 | 19.7615 | 76.8431 | 21.687 | 92.0066 | 23.6427 | 114.861 | 25.6442 | 142.1986 | 27.822 | 169.347 | 29.6547 | 196.1759 | 31.4753 | 220.7513 | 33.283 | 242.3311 | 35.0885 | 264.3047 | 36.8888 | 286.8554 | 38.6557 | 308.0338 | 40.4237 | 328.3843 | 42.1806 | 346.3854 | 43.942 | 359.8204 | 45.6944 | 377.0139 | 47.4062 | 397.9017 | 49.1248 | 418.8453 | 50.828 | 437.5541 | 52.5194 | 448.0467 | 54.1993 | 458.2675 | 55.8679 | 468.187 | 57.5254 | 478.2925 | 59.1719 | 489.1633 | 60.8077 | 499.2666 | 62.433 |  | 20.2206 | 8.8902 | 31.2286 | 9.9809 | 37.7971 | 12.7416 | 42.8987 | 15.5804 | 48.3936 | 18.4426 | 56.7548 | 21.3545 | 68.243 | 24.3079 | 81.2448 | 27.2805 | 96.8998 | 30.3046 | 116.3202 | 33.3772 | 142.5994 | 36.4918 | 170.5889 | 39.5209 | 198.596 | 42.0495 | 226.4189 | 44.5523 | 252.2525 | 47.0289 | 336.6554 | 49.4949 | 605.5928 | 71.5704 | 879.0774 | 93.5559 | 1155.43 | 115.5199 | 1430.7979 | 137.4373 | 1700.6585 | 159.3644 | 1957.1902 | 181.2617 | 2217.4705 | 202.9929 | 2467.9565 | 224.7467 | 2717.716 | 246.4277 | 2967.3517 | 268.0491 | 3217.0806 | 289.6092 | 3464.9474 | 311.1067 | 3711.3449 | 332.5399 | 3956.4745 | 353.9077 | 4102.1028 | 375.2086 | 4108.8666 | 377.0367 |  | 20.2206 | 8.8902 | 31.2286 | 9.9809 | 37.7971 | 12.7416 | 42.8987 | 15.5804 | 48.3936 | 18.4426 | 57.7011 | 21.3566 | 72.9693 | 24.3146 | 88.8002 | 27.2946 | 104.4552 | 30.3291 | 123.8756 | 33.4152 | 211.9603 | 36.5467 | 487.0621 | 59.321 | 761.8109 | 81.5747 | 1036.0612 | 103.7837 | 1307.8795 | 125.9452 | 1576.4819 | 148.103 | 1845.6638 | 170.2514 | 2120.6903 | 192.256 | 2397.3861 | 214.2747 | 2674.7814 | 236.2477 | 2950.3398 | 258.2654 | 3205.2412 | 280.2543 | 3460.1902 | 302.0102 | 3713.9135 | 323.8237 | 3967.4132 | 345.5511 | 4074.4921 | 367.2132 | 4081.0581 | 369.2246 | 4087.6877 | 371.1997 | 4094.0546 | 373.1397 | 4100.801 | 375.0465 | 4107.6731 | 376.9211 | 4114.4487 | 378.7646
Blackburn Rd Clayton |  | 21.0953 | 7.1952 | 29.5877 | 8.0785 | 33.3913 | 10.3055 | 37.097 | 12.5312 | 41.2995 | 14.7738 | 48.0416 | 17.0433 | 60.5645 | 19.3337 | 73.8055 | 21.6209 | 86.7728 | 23.9573 | 103.9215 | 26.2917 | 130.4547 | 28.6839 | 164.0383 | 30.9782 | 197.4177 | 32.8977 | 230.4576 | 34.7493 | 260.9931 | 36.6195 | 288.1463 | 38.4592 | 315.7756 | 55.5029 | 344.1031 | 72.3512 | 371.6161 | 89.1731 | 399.2953 | 105.8999 | 425.2057 | 122.6847 | 443.3697 | 139.2413 | 465.008 | 155.6851 | 488.6455 | 172.1432 | 512.5288 | 188.4819 | 534.0905 | 204.7375 | 546.4892 | 220.9108 | 558.5578 | 237.0024 | 570.2589 | 253.0128 | 582.1434 | 268.9426 | 594.8747 | 284.7922 | 606.7042 | 285.8503 |  | 21.0953 | 7.1952 | 21.9888 | 8.0785 | 23.1022 | 9.1895 | 23.922 | 10.3268 | 24.9058 | 11.513 | 28.8488 | 12.588 | 41.6499 | 13.3648 | 54.9893 | 14.6392 | 67.8965 | 15.9633 | 84.9116 | 17.2825 | 109.5554 | 18.6511 | 136.1462 | 20.1629 | 162.4308 | 21.1763 | 188.4275 | 22.1499 | 211.8823 | 23.1389 | 233.7871 | 24.1119 | 261.143 | 25.0782 | 288.6431 | 25.9955 | 317.266 | 26.9327 | 345.7846 | 27.858 | 370.6331 | 28.8079 | 386.3634 | 29.7114 | 402.3539 | 30.6003 | 417.8839 | 31.4989 | 433.8486 | 32.3804 | 460.5146 | 33.2525 | 487.243 | 34.1153 | 513.3504 | 34.969 | 538.8244 | 35.814 | 564.206 | 36.6507 | 587.0802 | 37.4791 | 599.8892 | 38.2995 |  | 21.0953 | 7.1952 | 29.5877 | 8.0785 | 33.3913 | 9.332 | 37.097 | 10.6146 | 41.2995 | 11.9484 | 48.0416 | 13.2045 | 60.5645 | 14.2329 | 73.8055 | 15.6618 | 86.7728 | 17.1446 | 103.9215 | 18.6237 | 130.4547 | 20.1573 | 164.0383 | 21.8081 | 197.4177 | 23.2005 | 230.4576 | 24.5497 | 260.9931 | 25.9162 | 288.1463 | 27.265 | 315.7756 | 28.6073 | 344.1031 | 29.8942 | 371.6161 | 31.2042 | 399.2953 | 32.5015 | 425.2057 | 33.8282 | 443.3697 | 35.1015 | 465.008 | 36.3581 | 488.6455 | 37.6268 | 512.5288 | 38.8762 | 534.0905 | 40.1146 | 546.4892 | 41.3426 | 558.5578 | 42.5604 | 570.2589 | 43.7682 | 582.1434 | 44.9661 | 594.8747 | 46.1545 | 606.7042 | 47.3336 |  | 21.0953 | 7.1952 | 33.9637 | 8.0785 | 41.3568 | 10.3055 | 47.9827 | 12.5312 | 55.1905 | 14.7738 | 65.7624 | 17.0433 | 78.9724 | 19.3337 | 94.2837 | 21.6209 | 114.5277 | 23.9573 | 139.004 | 26.2917 | 171.2725 | 28.6839 | 205.5369 | 30.9782 | 239.8173 | 32.8977 | 273.7724 | 34.7493 | 305.7273 | 36.6195 | 436.6403 | 38.4592 | 874.9191 | 55.5029 | 1323.8869 | 72.3512 | 1777.5266 | 89.1731 | 2230.2089 | 105.8999 | 2673.9556 | 122.6847 | 3096.4352 | 139.2413 | 3525.3766 | 155.6851 | 3937.5293 | 172.1432 | 4348.656 | 188.4819 | 4759.7522 | 204.7375 | 5171.0827 | 220.9108 | 5579.5424 | 237.0024 | 5985.872 | 253.0128 | 6390.1232 | 268.9426 | 6645.9648 | 284.7922 | 6653.8878 | 285.8503 |  | 21.0953 | 7.1952 | 33.9637 | 8.0785 | 41.3568 | 10.3055 | 47.9827 | 12.5312 | 55.1905 | 14.7738 | 67.488 | 17.0435 | 87.5976 | 19.3344 | 108.0803 | 21.6224 | 128.3243 | 23.9598 | 152.8007 | 26.2957 | 287.7563 | 28.6897 | 732.6094 | 46.422 | 1177.0121 | 63.6965 | 1620.7903 | 80.769 | 2061.8158 | 97.8289 | 2499.1498 | 114.776 | 2937.9689 | 131.6557 | 3390.0404 | 148.2344 | 3843.9219 | 164.8846 | 4300.032 | 181.441 | 4753.3694 | 198.1501 | 5172.4835 | 214.5359 | 5591.8808 | 230.8003 | 6009.3627 | 247.1277 | 6426.6685 | 263.3182 | 6626.0579 | 279.4254 | 6633.4183 | 280.5688 | 6640.9857 | 281.6943 | 6647.7085 | 282.8024 | 6655.6486 | 283.894 | 6663.9974 | 284.9694 | 6672.0196 | 286.029
Blackfriars |  | 39.4271 | 13.1969 | 48.7595 | 14.9467 | 53.176 | 19.2455 | 57.3427 | 23.6038 | 62.0556 | 28.0198 | 72.2973 | 32.5401 | 95.1334 | 37.1653 | 119.2969 | 41.8868 | 142.9479 | 46.7199 | 174.2775 | 51.6735 | 226.6515 | 56.7306 | 303.4481 | 61.7326 | 379.865 | 65.9753 | 455.6834 | 70.2113 | 527.054 | 74.426 | 592.3842 | 78.6239 | 658.8062 | 114.129 | 726.7498 | 149.8261 | 817.6775 | 185.6693 | 909.4255 | 221.7155 | 985.8635 | 257.9439 | 1033.9989 | 294.3628 | 1084.7891 | 330.9119 | 1132.3404 | 367.7261 | 1179.7412 | 404.7027 | 1222.0238 | 441.8694 | 1243.7033 | 479.2268 | 1264.5539 | 516.7755 | 1284.5632 | 554.5157 | 1304.8716 | 592.4481 | 1326.8647 | 630.5725 | 1346.9679 | 636.1483 |  | 39.4271 | 13.1969 | 40.7206 | 14.9467 | 42.2736 | 17.1613 | 43.3135 | 19.4619 | 44.475 | 21.857 | 50.9063 | 24.0665 | 73.533 | 25.734 | 97.4215 | 28.4148 | 120.6015 | 31.1956 | 151.3378 | 34.0424 | 195.9138 | 36.9735 | 243.9605 | 40.2757 | 291.826 | 42.5717 | 338.9993 | 44.8649 | 381.7942 | 47.146 | 425.896 | 49.4185 | 499.5126 | 51.7003 | 581.4479 | 53.9719 | 653.0932 | 56.224 | 724.5015 | 58.4782 | 795.1134 | 60.7289 | 862.6691 | 62.9783 | 931.1311 | 65.215 | 997.8611 | 67.4663 | 1066.8366 | 69.7119 | 1142.1696 | 71.958 | 1219.8572 | 74.2045 | 1297.7443 | 76.4519 | 1375.7493 | 78.7006 | 1454.9888 | 80.9511 | 1528.9371 | 83.2036 | 1576.7563 | 85.4586 |  | 39.4271 | 13.1969 | 48.7595 | 14.9467 | 53.176 | 17.4275 | 57.3427 | 19.9936 | 62.0556 | 22.6612 | 72.2973 | 25.2109 | 95.1334 | 27.36 | 119.2969 | 30.342 | 142.9479 | 33.4342 | 174.2775 | 36.6029 | 226.6515 | 39.8668 | 303.4481 | 43.4586 | 379.865 | 46.528 | 455.6834 | 49.6029 | 527.054 | 52.6723 | 592.3842 | 55.739 | 658.8062 | 58.8244 | 726.7498 | 61.9055 | 817.6775 | 64.971 | 909.4255 | 68.0463 | 985.8635 | 71.1236 | 1033.9989 | 74.2062 | 1084.7891 | 77.2799 | 1132.3404 | 80.377 | 1179.7412 | 83.4738 | 1222.0238 | 86.5764 | 1243.7033 | 89.6855 | 1264.5539 | 92.8015 | 1284.5632 | 95.9245 | 1304.8716 | 99.0549 | 1326.8647 | 102.193 | 1346.9679 | 105.3389 |  | 39.4271 | 13.1969 | 53.4897 | 14.9467 | 61.6073 | 19.2455 | 69.0672 | 23.6038 | 77.1357 | 28.0198 | 90.8648 | 32.5401 | 114.4129 | 37.1653 | 146.3779 | 41.8868 | 198.9303 | 46.7199 | 259.3712 | 51.6735 | 334.2639 | 56.7306 | 412.9305 | 61.7326 | 491.5939 | 65.9753 | 569.9255 | 70.2113 | 644.3534 | 74.426 | 760.3972 | 78.6239 | 1021.1681 | 114.129 | 1293.5225 | 149.8261 | 1556.5823 | 185.6693 | 1814.1322 | 221.7155 | 2065.7812 | 257.9439 | 2304.0499 | 294.3628 | 2528.1857 | 330.9119 | 2740.8519 | 367.7261 | 2954.7837 | 404.7027 | 3171.0851 | 441.8694 | 3389.1979 | 479.2268 | 3607.1762 | 516.7755 | 3825.3793 | 554.5157 | 4043.4774 | 592.4481 | 4394.6195 | 630.5725 | 4427.1907 | 636.1483 |  | 39.4271 | 13.1969 | 53.4897 | 14.9467 | 61.6073 | 19.2455 | 69.0672 | 23.6038 | 77.1357 | 28.0198 | 97.8673 | 32.5396 | 149.41 | 37.1636 | 202.355 | 41.883 | 254.9073 | 46.7134 | 315.3482 | 51.6633 | 437.8469 | 56.7157 | 706.8155 | 92.4546 | 975.5155 | 127.6529 | 1243.7173 | 163.0655 | 1507.5268 | 198.6541 | 1765.3445 | 234.4174 | 2025.0681 | 270.4426 | 2292.4384 | 306.6334 | 2556.859 | 342.9185 | 2815.3519 | 379.4193 | 3054.5976 | 416.0962 | 3268.4265 | 452.9635 | 3483.6391 | 489.9315 | 3699.0233 | 527.2018 | 3916.0498 | 564.621 | 4498.858 | 602.2299 | 4519.2486 | 607.792 | 4542.6245 | 613.3545 | 4555.5416 | 618.9177 | 4584.373 | 624.4824 | 4618.3757 | 630.0487 | 4649.0538 | 635.617
Blackley |  | 70.44 | 6.4341 | 97.595 | 7.2764 | 109.5486 | 9.35 | 120.8767 | 11.4716 | 133.6432 | 13.6237 | 158.1287 | 15.8315 | 208.4983 | 18.0949 | 261.7151 | 20.4107 | 313.7837 | 22.7825 | 382.7263 | 25.2087 | 491.5366 | 27.6912 | 634.5979 | 30.1498 | 776.7354 | 32.236 | 917.4937 | 34.3111 | 1048.3917 | 36.3749 | 1165.6556 | 38.4247 | 1284.9818 | 55.7677 | 1407.3919 | 73.1873 | 1542.1181 | 90.6813 | 1673.7683 | 108.2776 | 1786.0576 | 125.9439 | 1863.5225 | 143.6929 | 1944.6019 | 161.4774 | 2021.323 | 179.4091 | 2097.9442 | 197.3956 | 2167.7676 | 215.4617 | 2211.7868 | 233.607 | 2254.9296 | 251.8312 | 2297.1609 | 270.1339 | 2339.9752 | 288.5149 | 2385.1417 | 306.9736 | 2428.0516 | 309.5766 |  | 70.44 | 6.4341 | 73.1472 | 7.2764 | 76.4949 | 8.3374 | 78.6336 | 9.4516 | 81.1098 | 10.6124 | 95.4767 | 11.6864 | 146.2297 | 12.4999 | 199.5051 | 13.8089 | 251.1566 | 15.1675 | 319.5013 | 16.5555 | 418.626 | 17.9885 | 525.4451 | 19.6046 | 631.5133 | 20.7298 | 736.1246 | 21.8485 | 830.8913 | 22.9608 | 921.1926 | 24.0652 | 1046.1493 | 25.1714 | 1179.1691 | 26.2682 | 1300.9917 | 27.3591 | 1421.044 | 28.4531 | 1531.536 | 29.5416 | 1616.6333 | 30.6284 | 1703.0639 | 31.7047 | 1787.5588 | 32.7931 | 1875.3512 | 33.8753 | 1969.5145 | 34.9567 | 2064.8682 | 36.0373 | 2158.9711 | 37.1173 | 2251.9476 | 38.1968 | 2345.4412 | 39.2762 | 2431.6163 | 40.3554 | 2485.662 | 41.4348 |  | 70.44 | 6.4341 | 97.595 | 7.2764 | 109.5486 | 8.4667 | 120.8767 | 9.7171 | 133.6432 | 11.0182 | 158.1287 | 12.2656 | 208.4983 | 13.321 | 261.7151 | 14.7851 | 313.7837 | 16.3039 | 382.7263 | 17.8566 | 491.5366 | 19.4597 | 634.5979 | 21.2249 | 776.7354 | 22.7339 | 917.4937 | 24.2401 | 1048.3917 | 25.7431 | 1165.6556 | 27.2405 | 1284.9818 | 28.7438 | 1407.3919 | 30.2397 | 1542.1181 | 31.732 | 1673.7683 | 33.2313 | 1786.0576 | 34.7269 | 1863.5225 | 36.2237 | 1944.6019 | 37.7108 | 2021.323 | 39.215 | 2097.9442 | 40.7147 | 2167.7676 | 42.2159 | 2211.7868 | 43.7187 | 2254.9296 | 45.2234 | 2297.1609 | 46.7299 | 2339.9752 | 48.2385 | 2385.1417 | 49.7493 | 2428.0516 | 51.2624 |  | 70.44 | 6.4341 | 111.7195 | 7.2764 | 134.8988 | 9.35 | 155.524 | 11.4716 | 177.6196 | 13.6237 | 212.6053 | 15.8315 | 264.4351 | 18.0949 | 327.5586 | 20.4107 | 416.3696 | 22.7825 | 522.3219 | 25.2087 | 659.6381 | 27.6912 | 804.8832 | 30.1498 | 949.6816 | 32.236 | 1093.557 | 34.3111 | 1228.244 | 36.3749 | 1459.3276 | 38.4247 | 2021.0571 | 55.7677 | 2588.3822 | 73.1873 | 3147.226 | 90.6813 | 3698.2749 | 108.2776 | 4237.1803 | 125.9439 | 4749.7805 | 143.6929 | 5250.4499 | 161.4774 | 5728.9471 | 179.4091 | 6207.8149 | 197.3956 | 6688.5789 | 215.4617 | 7171.1469 | 233.607 | 7651.8837 | 251.8312 | 8131.3767 | 270.1339 | 8609.8037 | 288.5149 | 9089.0093 | 306.9736 | 9142.9126 | 309.5766 |  | 70.44 | 6.4341 | 111.7195 | 7.2764 | 134.8988 | 9.35 | 155.524 | 11.4716 | 177.6196 | 13.6237 | 221.5207 | 15.8319 | 308.9947 | 18.0962 | 398.8337 | 20.4134 | 487.6447 | 22.7872 | 593.597 | 25.2161 | 841.0489 | 27.702 | 1426.5585 | 45.1915 | 2011.0597 | 62.4332 | 2594.0986 | 79.7763 | 3167.1731 | 97.2103 | 3726.4722 | 114.7176 | 4287.0828 | 132.3387 | 4849.9678 | 150.0136 | 5410.8689 | 167.7508 | 5964.7744 | 185.604 | 6494.8136 | 203.5152 | 6977.564 | 221.5082 | 7462.5772 | 239.5131 | 7946.8982 | 257.6969 | 8432.4872 | 275.9219 | 9046.692 | 294.225 | 9093.2663 | 296.8604 | 9142.163 | 299.4895 | 9181.4526 | 302.1126 | 9234.5922 | 304.7303 | 9292.2786 | 307.3429 | 9346.446 | 309.9508
Blackpool |  | 11.8202 | 27.1202 | 13.0744 | 30.3819 | 13.8867 | 38.7178 | 14.5266 | 47.0742 | 15.29 | 55.4335 | 16.7847 | 63.8326 | 20.072 | 72.3388 | 23.5729 | 80.9793 | 27.0171 | 89.6505 | 31.5038 | 98.4251 | 39.1861 | 107.3733 | 51.3167 | 116.1024 | 63.4363 | 123.3007 | 75.4876 | 130.5014 | 86.9017 | 137.5313 | 97.5762 | 144.5614 | 108.4291 | 208.7963 | 119.4962 | 272.558 | 136.817 | 336.2163 | 154.8654 | 399.6464 | 170.0743 | 463.1741 | 179.3814 | 526.1743 | 192.0972 | 588.8525 | 207.0218 | 651.5944 | 222.0523 | 714.0332 | 234.9056 | 776.2698 | 239.4652 | 838.3077 | 243.6404 | 900.1503 | 247.4062 | 961.7999 | 251.2487 | 1023.2604 | 255.7372 | 1084.5335 | 259.3649 | 1089.546 |  | 11.8202 | 27.1202 | 12.2448 | 30.3819 | 12.7397 | 34.5248 | 13.0214 | 38.8072 | 13.3589 | 43.2274 | 14.3804 | 47.1894 | 17.5773 | 50.0617 | 20.9872 | 54.9001 | 24.2813 | 59.8204 | 28.5995 | 64.7954 | 34.7823 | 69.9265 | 41.5082 | 75.6891 | 48.1719 | 79.499 | 54.7931 | 83.323 | 60.7572 | 87.0496 | 67.5205 | 90.7876 | 80.3409 | 94.5051 | 94.751 | 98.1004 | 107.6552 | 101.7253 | 120.6478 | 105.3174 | 133.9609 | 108.9528 | 147.9923 | 112.4761 | 162.0975 | 115.9479 | 175.7597 | 119.4429 | 189.6197 | 122.8879 | 217.1813 | 126.3042 | 245.3699 | 129.6918 | 273.4184 | 133.0521 | 301.2171 | 136.386 | 329.2241 | 139.6949 | 354.8733 | 142.9792 | 370.1618 | 146.2403 |  | 11.8202 | 27.1202 | 13.0744 | 30.3819 | 13.8867 | 35.0603 | 14.5266 | 39.8742 | 15.29 | 44.8322 | 16.7847 | 49.4551 | 20.072 | 53.2537 | 23.5729 | 58.6598 | 27.0171 | 64.1567 | 31.5038 | 69.7194 | 39.1861 | 75.4554 | 51.3167 | 81.7339 | 63.4363 | 86.9557 | 75.4876 | 92.1967 | 86.9017 | 97.3328 | 97.5762 | 102.4843 | 108.4291 | 107.6179 | 119.4962 | 112.6162 | 136.817 | 117.6517 | 154.8654 | 122.6547 | 170.0743 | 127.7123 | 179.3814 | 132.6438 | 192.0972 | 137.5183 | 207.0218 | 142.4245 | 222.0523 | 147.2761 | 234.9056 | 152.0961 | 239.4652 | 156.8861 | 243.6404 | 161.6472 | 247.4062 | 166.3798 | 251.2487 | 171.0849 | 255.7372 | 175.7637 | 259.3649 | 180.4164 |  | 11.8202 | 27.1202 | 13.6182 | 30.3819 | 14.94 | 38.7178 | 16.0195 | 47.0742 | 17.2863 | 55.4335 | 19.3811 | 63.8326 | 22.9757 | 72.3388 | 28.1543 | 80.9793 | 37.3327 | 89.6505 | 47.6667 | 98.4251 | 59.8224 | 107.3733 | 72.4967 | 116.1024 | 85.6336 | 123.3007 | 98.8611 | 130.5014 | 111.6358 | 137.5313 | 159.3519 | 144.5614 | 314.61 | 208.7963 | 477.5277 | 272.558 | 640.3542 | 336.2163 | 802.0692 | 399.6464 | 960.4201 | 463.1741 | 1110.5196 | 526.1743 | 1260.6894 | 588.8525 | 1404.2738 | 651.5944 | 1547.4871 | 714.0332 | 1690.91 | 776.2698 | 1834.5118 | 838.3077 | 1976.7553 | 900.1503 | 2118.1444 | 961.7999 | 2258.8272 | 1023.2604 | 2355.5905 | 1084.5335 | 2358.2761 | 1089.546 |  | 11.8202 | 27.1202 | 13.6182 | 30.3819 | 14.94 | 38.7178 | 16.0195 | 47.0742 | 17.2863 | 55.4335 | 20.7027 | 63.8322 | 29.5819 | 72.3373 | 38.7216 | 80.9761 | 47.9 | 89.6451 | 58.234 | 98.4167 | 106.2479 | 107.3612 | 262.3829 | 173.9153 | 418.5189 | 238.6233 | 574.4632 | 303.1673 | 729.6361 | 367.1968 | 883.9313 | 431.1447 | 1039.1688 | 494.9337 | 1202.2018 | 558.0138 | 1365.2646 | 621.2002 | 1528.0553 | 684.1768 | 1687.8662 | 747.4601 | 1834.1762 | 810.0107 | 1980.4229 | 872.1983 | 2125.9247 | 934.5873 | 2271.3408 | 996.6283 | 2363.0485 | 1058.4694 | 2364.9364 | 1063.6958 | 2367.0521 | 1068.8758 | 2368.3166 | 1074.0103 | 2370.8455 | 1079.1021 | 2373.7915 | 1084.1516 | 2376.4399 | 1089.1605
Bollington |  | 39.3367 | 7.5584 | 64.7189 | 8.5147 | 74.3776 | 10.9115 | 83.9874 | 13.3781 | 94.7767 | 15.8684 | 116.0413 | 18.4144 | 156.4957 | 21.0099 | 199.1748 | 23.651 | 241.0385 | 26.3377 | 296.4044 | 29.081 | 385.8803 | 31.8867 | 509.0735 | 34.6324 | 631.4982 | 36.9308 | 752.8924 | 39.2164 | 866.734 | 41.503 | 969.7828 | 43.762 | 1074.7058 | 63.3864 | 1182.4301 | 83.0334 | 1295.8587 | 102.7048 | 1414.6869 | 122.406 | 1524.1691 | 142.13 | 1594.536 | 161.8763 | 1655.5415 | 181.661 | 1707.6755 | 201.4388 | 1760.0192 | 221.2455 | 1808.7989 | 241.0695 | 1843.1981 | 260.9101 | 1876.9958 | 280.7664 | 1910.1561 | 300.6377 | 1943.5016 | 320.5233 | 1978.0421 | 340.4225 | 2011.1639 | 342.6969 |  | 39.3367 | 7.5584 | 40.5824 | 8.5147 | 42.0667 | 9.7298 | 43.0085 | 11.0154 | 44.1471 | 12.3465 | 54.9525 | 13.5712 | 95.2175 | 14.4852 | 137.7023 | 15.9655 | 179.251 | 17.4916 | 234.2724 | 19.049 | 314.0549 | 20.658 | 399.927 | 22.4571 | 485.1032 | 23.6819 | 569.2348 | 24.9005 | 645.8581 | 26.1217 | 720.7257 | 27.3274 | 824.1132 | 28.5254 | 930.7308 | 29.7131 | 1042.1654 | 30.8936 | 1155.656 | 32.0687 | 1259.2939 | 33.2373 | 1335.6693 | 34.3996 | 1413.125 | 35.5593 | 1488.2688 | 36.7079 | 1561.6735 | 37.8529 | 1602.3546 | 38.9928 | 1643.4808 | 40.1274 | 1684.0293 | 41.2571 | 1723.9473 | 42.3821 | 1763.9724 | 43.5028 | 1800.6733 | 44.6191 | 1822.9678 | 45.7315 |  | 39.3367 | 7.5584 | 64.7189 | 8.5147 | 74.3776 | 9.8807 | 83.9874 | 11.3319 | 94.7767 | 12.8337 | 116.0413 | 14.2668 | 156.4957 | 15.4669 | 199.1748 | 17.1323 | 241.0385 | 18.8481 | 296.4044 | 20.5995 | 385.8803 | 22.408 | 509.0735 | 24.3806 | 631.4982 | 26.0448 | 752.8924 | 27.7056 | 866.734 | 29.3722 | 969.7828 | 31.0243 | 1074.7058 | 32.6706 | 1182.4301 | 34.308 | 1295.8587 | 35.9394 | 1414.6869 | 37.5674 | 1524.1691 | 39.1899 | 1594.536 | 40.8075 | 1655.5415 | 42.4244 | 1707.6755 | 44.0302 | 1760.0192 | 45.634 | 1808.7989 | 47.2332 | 1843.1981 | 48.8283 | 1876.9958 | 50.4195 | 1910.1561 | 52.0067 | 1943.5016 | 53.5902 | 1978.0421 | 55.1702 | 2011.1639 | 56.7467 |  | 39.3367 | 7.5584 | 77.9122 | 8.5147 | 96.8546 | 10.9115 | 114.8426 | 13.3781 | 133.7538 | 15.8684 | 162.912 | 18.4144 | 204.0386 | 21.0099 | 256.7822 | 23.651 | 336.3368 | 26.3377 | 429.5893 | 29.081 | 547.9457 | 31.8867 | 672.4848 | 34.6324 | 796.6944 | 36.9308 | 920.1803 | 39.2164 | 1036.4695 | 41.503 | 1206.5904 | 43.762 | 1570.2595 | 63.3864 | 1926.0496 | 83.0334 | 2279.9022 | 102.7048 | 2630.1827 | 122.406 | 2971.6497 | 142.13 | 3293.9568 | 161.8763 | 3593.5682 | 181.661 | 3879.6219 | 201.4388 | 4165.1923 | 221.2455 | 4451.1705 | 241.0695 | 4737.5625 | 260.9101 | 5021.9034 | 280.7664 | 5304.6652 | 300.6377 | 5586.021 | 320.5233 | 5802.7141 | 340.4225 | 5832.6881 | 342.6969 |  | 39.3367 | 7.5584 | 77.9122 | 8.5147 | 96.8546 | 10.9115 | 114.8426 | 13.3781 | 133.7538 | 15.8684 | 172.14 | 18.4155 | 250.1324 | 21.0135 | 330.4721 | 23.6585 | 410.0267 | 26.3508 | 503.2792 | 29.1014 | 686.5711 | 31.9163 | 1070.774 | 51.9457 | 1454.0609 | 71.5832 | 1836.1576 | 91.2649 | 2210.4865 | 111.0269 | 2573.7581 | 130.7956 | 2936.8878 | 150.5953 | 3289.8725 | 170.4073 | 3642.58 | 190.2411 | 3994.495 | 210.1073 | 4317.2558 | 229.9935 | 4607.3363 | 249.8998 | 4897.9905 | 269.8502 | 5187.5918 | 289.7777 | 5477.2243 | 309.7362 | 5711.7565 | 329.709 | 5739.0529 | 332.0818 | 5766.7431 | 334.4354 | 5791.9911 | 336.7706 | 5820.5296 | 339.0885 | 5849.9287 | 341.3897 | 5878.7285 | 343.6749
Bolton By Bowland |  | 5.9335 | 4.497 | 8.8584 | 5.0657 | 10.0277 | 6.4914 | 11.1718 | 7.945 | 12.4575 | 9.4152 | 14.8898 | 10.9169 | 19.3342 | 12.4263 | 24.0371 | 13.9603 | 28.6461 | 15.5204 | 34.7365 | 17.11 | 47.9327 | 18.7276 | 74.8055 | 20.3161 | 101.5989 | 21.6095 | 128.2714 | 22.9273 | 154.076 | 24.2381 | 178.6923 | 25.4956 | 203.5055 | 36.9102 | 228.6009 | 48.2491 | 265.4063 | 59.6532 | 307.6904 | 70.9504 | 347.6485 | 82.2162 | 369.2675 | 93.4514 | 383.0599 | 104.8102 | 389.995 | 116.0034 | 396.9846 | 127.2177 | 403.5017 | 138.4104 | 407.5113 | 149.5818 | 411.3892 | 160.7319 | 415.1389 | 171.8607 | 418.891 | 182.9684 | 422.8159 | 194.0548 | 426.4871 | 195.0799 |  | 5.9335 | 4.497 | 6.1089 | 5.0657 | 6.3274 | 5.7884 | 6.479 | 6.5456 | 6.6573 | 7.3334 | 7.88 | 8.0575 | 12.2627 | 8.5826 | 16.8982 | 9.4432 | 21.4335 | 10.3307 | 27.4491 | 11.2343 | 36.1893 | 12.1629 | 45.6187 | 13.2073 | 54.9834 | 13.893 | 64.2608 | 14.5961 | 72.7081 | 15.296 | 84.4066 | 15.9638 | 110.4996 | 16.6557 | 138.6242 | 17.313 | 169.8198 | 17.9931 | 203.0798 | 18.6395 | 236.7746 | 19.2798 | 270.6283 | 19.9141 | 305.0798 | 20.5732 | 338.5795 | 21.198 | 371.2118 | 21.8263 | 378.836 | 22.45 | 386.9508 | 23.0692 | 395.2546 | 23.684 | 403.6967 | 24.2947 | 412.3376 | 24.9014 | 420.3684 | 25.5043 | 425.3358 | 26.1034 |  | 5.9335 | 4.497 | 8.8584 | 5.0657 | 10.0277 | 5.8782 | 11.1718 | 6.7298 | 12.4575 | 7.6146 | 14.8898 | 8.458 | 19.3342 | 9.1479 | 24.0371 | 10.1126 | 28.6461 | 11.1069 | 34.7365 | 12.1198 | 47.9327 | 13.1606 | 74.8055 | 14.3022 | 101.5989 | 15.2398 | 128.2714 | 16.1977 | 154.076 | 17.1537 | 178.6923 | 18.0747 | 203.5055 | 19.0243 | 228.6009 | 19.9357 | 265.4063 | 20.8744 | 307.6904 | 21.7752 | 347.6485 | 22.6697 | 369.2675 | 23.5582 | 383.0599 | 24.477 | 389.995 | 25.3559 | 396.9846 | 26.2398 | 403.5017 | 27.119 | 407.5113 | 27.9937 | 411.3892 | 28.8639 | 415.1389 | 29.7298 | 418.891 | 30.5916 | 422.8159 | 31.4493 | 426.4871 | 32.303 |  | 5.9335 | 4.497 | 10.3746 | 5.0657 | 12.6381 | 6.4914 | 14.7454 | 7.945 | 16.9746 | 9.4152 | 20.335 | 10.9169 | 24.9229 | 12.4263 | 34.1356 | 13.9603 | 56.2296 | 15.5204 | 79.8375 | 17.11 | 106.2387 | 18.7276 | 133.3499 | 20.3161 | 160.427 | 21.6095 | 187.4284 | 22.9273 | 213.5855 | 24.2381 | 245.1182 | 25.4956 | 296.7991 | 36.9102 | 349.7123 | 48.2491 | 402.0458 | 59.6532 | 453.5213 | 70.9504 | 503.1298 | 82.2162 | 549.1334 | 93.4514 | 581.4234 | 104.8102 | 611.1364 | 116.0034 | 640.9649 | 127.2177 | 671.1387 | 138.4104 | 701.471 | 149.5818 | 731.639 | 160.7319 | 761.6804 | 171.8607 | 791.5768 | 182.9684 | 832.3893 | 194.0548 | 835.8687 | 195.0799 |  | 5.9335 | 4.497 | 10.3746 | 5.0657 | 12.6381 | 6.4914 | 14.7454 | 7.945 | 16.9746 | 9.4152 | 24.6805 | 10.9172 | 46.627 | 12.4272 | 68.8313 | 13.9624 | 90.9253 | 15.524 | 114.5332 | 17.1156 | 147.5384 | 18.7358 | 201.0518 | 30.4535 | 254.4962 | 41.8551 | 307.8311 | 53.3122 | 360.282 | 64.7808 | 411.5081 | 76.1246 | 462.8516 | 87.5981 | 513.9929 | 98.9077 | 565.241 | 110.3643 | 616.6736 | 121.6337 | 653.9302 | 132.8709 | 683.9885 | 144.0769 | 714.169 | 155.4806 | 744.2633 | 166.6449 | 774.5238 | 177.8499 | 843.8743 | 189.0327 | 845.9475 | 190.1099 | 848.1754 | 191.1764 | 849.2046 | 192.2326 | 851.797 | 193.2791 | 854.7544 | 194.3159 | 857.4631 | 195.3437
Bolton Le Sands |  | 54.2195 | 10.3776 | 80.7035 | 11.6672 | 91.4474 | 14.911 | 101.2891 | 18.1814 | 112.5019 | 21.4717 | 134.086 | 24.8486 | 174.137 | 28.2798 | 216.3544 | 31.7692 | 257.8766 | 35.3447 | 312.5953 | 38.9418 | 405.8729 | 42.6016 | 547.7149 | 46.1626 | 688.8401 | 49.162 | 828.9051 | 52.0694 | 961.3257 | 54.9153 | 1083.2203 | 57.6838 | 1206.867 | 83.2593 | 1333.0633 | 108.7659 | 1483.6218 | 134.0791 | 1648.1661 | 159.2671 | 1802.0982 | 184.451 | 1894.6269 | 209.3985 | 1972.357 | 234.3446 | 2037.9603 | 259.0747 | 2103.8239 | 283.733 | 2163.444 | 308.2816 | 2199.4054 | 332.7221 | 2234.4262 | 357.056 | 2268.4262 | 381.2843 | 2302.7818 | 405.4087 | 2339.159 | 429.43 | 2373.2105 | 431.1589 |  | 54.2195 | 10.3776 | 56.0981 | 11.6672 | 58.3473 | 13.2962 | 59.3905 | 14.9883 | 60.7637 | 16.7434 | 71.5535 | 18.3692 | 111.1257 | 19.5702 | 152.9879 | 21.5371 | 193.9751 | 23.5831 | 248.1649 | 25.635 | 326.5978 | 27.7427 | 411.1064 | 30.0926 | 494.7416 | 31.6958 | 577.45 | 33.2436 | 652.5157 | 34.7563 | 731.5132 | 36.2246 | 855.8335 | 37.6825 | 984.9841 | 39.1453 | 1125.6165 | 40.5645 | 1271.3162 | 41.9686 | 1409.2194 | 43.386 | 1524.3328 | 44.7588 | 1640.8787 | 46.1408 | 1753.6984 | 47.4878 | 1862.3556 | 48.8286 | 1922.8595 | 50.1565 | 1982.9452 | 51.4713 | 2041.2405 | 52.7737 | 2097.7552 | 54.064 | 2153.8379 | 55.3429 | 2204.4687 | 56.6104 | 2233.0833 | 57.8673 |  | 54.2195 | 10.3776 | 80.7035 | 11.6672 | 91.4474 | 13.5024 | 101.2891 | 15.4006 | 112.5019 | 17.3653 | 134.086 | 19.2517 | 174.137 | 20.8188 | 216.3544 | 23.013 | 257.8766 | 25.2938 | 312.5953 | 27.5844 | 405.8729 | 29.9378 | 547.7149 | 32.4976 | 688.8401 | 34.6707 | 828.9051 | 36.786 | 961.3257 | 38.8643 | 1083.2203 | 40.8939 | 1206.867 | 42.9136 | 1333.0633 | 44.9402 | 1483.6218 | 46.9181 | 1648.1661 | 48.8803 | 1802.0982 | 50.8592 | 1894.6269 | 52.7875 | 1972.357 | 54.7279 | 2037.9603 | 56.6281 | 2103.8239 | 58.5226 | 2163.444 | 60.4022 | 2199.4054 | 62.2677 | 2234.4262 | 64.1194 | 2268.4262 | 65.9576 | 2302.7818 | 67.7827 | 2339.159 | 69.5951 | 2373.2105 | 71.395 |  | 54.2195 | 10.3776 | 94.3969 | 11.6672 | 115.4181 | 14.911 | 133.7819 | 18.1814 | 153.4016 | 21.4717 | 183.2163 | 24.8486 | 224.3735 | 28.2798 | 282.2845 | 31.7692 | 382.1084 | 35.3447 | 495.4537 | 38.9418 | 633.4456 | 42.6016 | 777.4524 | 46.1626 | 921.554 | 49.162 | 1065.1117 | 52.0694 | 1201.6599 | 54.9153 | 1426.1249 | 57.6838 | 1945.5199 | 83.2593 | 2464.8699 | 108.7659 | 2986.3051 | 134.0791 | 3503.5273 | 159.2671 | 4007.5395 | 184.451 | 4482.4344 | 209.3985 | 4920.876 | 234.3446 | 5338.7526 | 259.0747 | 5755.4193 | 283.733 | 6171.9792 | 308.2816 | 6588.844 | 332.7221 | 7002.1836 | 357.056 | 7412.8075 | 381.2843 | 7821.0405 | 405.4087 | 8081.4285 | 429.43 | 8108.0068 | 431.1589 |  | 54.2195 | 10.3776 | 94.3969 | 11.6672 | 115.4181 | 14.911 | 133.7819 | 18.1814 | 153.4016 | 21.4717 | 197.4467 | 24.8484 | 295.4482 | 28.2793 | 395.903 | 31.7681 | 495.7269 | 35.3428 | 609.0722 | 38.9388 | 846.0625 | 42.5972 | 1385.9883 | 69.15 | 1924.8927 | 95.1446 | 2462.4048 | 120.9644 | 2991.8824 | 146.622 | 3510.3606 | 172.0416 | 4029.0842 | 197.3637 | 4544.9816 | 222.6842 | 5063.4388 | 247.7336 | 5583.1454 | 272.6654 | 6057.5905 | 297.6711 | 6482.8024 | 322.3644 | 6908.1559 | 347.1173 | 7331.4608 | 371.6041 | 7754.3299 | 396.0389 | 7983.2869 | 420.3651 | 8008.1477 | 422.1913 | 8033.2055 | 423.9965 | 8056.8335 | 425.7813 | 8082.3536 | 427.5466 | 8108.3323 | 429.2927 | 8134.0126 | 431.0204
Botany Bay |  | 39.401 | 6.192 | 73.6511 | 7.0225 | 86.2096 | 9.0516 | 99.2033 | 11.1703 | 113.6486 | 13.3294 | 142.0011 | 15.5468 | 196.0514 | 17.8267 | 253.0855 | 20.1552 | 308.9327 | 22.5467 | 382.9478 | 24.9867 | 491.8133 | 27.4894 | 613.088 | 29.9472 | 733.2875 | 32.0386 | 852.1301 | 34.1309 | 960.9934 | 36.1989 | 1055.2571 | 38.2896 | 1152.0352 | 55.5621 | 1252.6681 | 72.9721 | 1320.745 | 90.4911 | 1380.5392 | 108.0411 | 1434.0643 | 125.7663 | 1481.1593 | 143.4885 | 1532.7199 | 161.2631 | 1588.0583 | 179.2392 | 1643.5102 | 197.2482 | 1696.5381 | 215.339 | 1740.2152 | 233.5103 | 1783.5472 | 251.761 | 1826.5054 | 270.0899 | 1869.638 | 288.4961 | 1913.6051 | 306.9784 | 1956.6778 | 309.6015 |  | 39.401 | 6.192 | 40.6575 | 7.0225 | 42.1638 | 8.0713 | 43.3033 | 9.195 | 44.603 | 10.366 | 58.9716 | 11.45 | 113.174 | 12.2804 | 170.2233 | 13.5929 | 225.9356 | 14.9586 | 299.7522 | 16.3493 | 406.8862 | 17.7891 | 522.1379 | 19.3967 | 636.5043 | 20.5206 | 749.3876 | 21.6457 | 852.3145 | 22.7558 | 941.2691 | 23.881 | 1029.9456 | 24.9735 | 1116.6143 | 26.0804 | 1203.3355 | 27.1859 | 1287.2332 | 28.27 | 1352.2881 | 29.3738 | 1368.5517 | 30.4539 | 1384.9315 | 31.5269 | 1400.7922 | 32.6216 | 1415.9464 | 33.705 | 1445.416 | 34.7874 | 1474.9299 | 35.8687 | 1503.8163 | 36.949 | 1532.0697 | 38.0286 | 1560.2391 | 39.1077 | 1585.9683 | 40.1863 | 1601.7387 | 41.2647 |  | 39.401 | 6.192 | 73.6511 | 7.0225 | 86.2096 | 8.1965 | 99.2033 | 9.4618 | 113.6486 | 10.7802 | 142.0011 | 12.0451 | 196.0514 | 13.1235 | 253.0855 | 14.6 | 308.9327 | 16.1351 | 382.9478 | 17.6993 | 491.8133 | 19.3179 | 613.088 | 21.0823 | 733.2875 | 22.5947 | 852.1301 | 24.1128 | 960.9934 | 25.6184 | 1055.2571 | 27.1447 | 1152.0352 | 28.6378 | 1252.6681 | 30.1508 | 1320.745 | 31.6654 | 1380.5392 | 33.1587 | 1434.0643 | 34.6779 | 1481.1593 | 36.1721 | 1532.7199 | 37.6607 | 1588.0583 | 39.1778 | 1643.5102 | 40.6843 | 1696.5381 | 42.1918 | 1740.2152 | 43.7006 | 1783.5472 | 45.2107 | 1826.5054 | 46.7223 | 1869.638 | 48.2354 | 1913.6051 | 49.7501 | 1956.6778 | 51.2665 |  | 39.401 | 6.192 | 91.5305 | 7.0225 | 116.3394 | 9.0516 | 140.7326 | 11.1703 | 166.0882 | 13.3294 | 205.1611 | 15.5468 | 259.6923 | 17.8267 | 318.5617 | 20.1552 | 380.5084 | 22.5467 | 460.7273 | 24.9867 | 574.5251 | 27.4894 | 696.581 | 29.9472 | 817.8144 | 32.0386 | 937.8374 | 34.1309 | 1048.1888 | 36.1989 | 1207.7061 | 38.2896 | 1556.6093 | 55.5621 | 1881.6162 | 72.9721 | 2204.7911 | 90.4911 | 2525.5937 | 108.0411 | 2839.6565 | 125.7663 | 3138.7134 | 143.4885 | 3441.2686 | 161.2631 | 3733.8628 | 179.2392 | 4025.8698 | 197.2482 | 4317.9942 | 215.339 | 4610.371 | 233.5103 | 4900.8952 | 251.761 | 5190.0048 | 270.0899 | 5477.844 | 288.4961 | 5682.4493 | 306.9784 | 5723.2036 | 309.6015 |  | 39.401 | 6.192 | 91.5305 | 7.0225 | 116.3394 | 9.0516 | 140.7326 | 11.1703 | 166.0882 | 13.3294 | 206.5735 | 15.5479 | 266.7477 | 17.8305 | 329.8417 | 20.1631 | 391.7884 | 22.5606 | 472.0073 | 25.0085 | 649.8127 | 27.5211 | 1027.799 | 44.931 | 1404.561 | 62.1214 | 1779.7978 | 79.4601 | 2144.8801 | 96.8783 | 2495.1498 | 114.4919 | 2844.1418 | 132.0702 | 3169.7638 | 149.8357 | 3494.0895 | 167.7077 | 3816.9742 | 185.5541 | 4135.7524 | 203.6317 | 4431.5443 | 221.6451 | 4728.3206 | 239.6959 | 5024.3028 | 258.0031 | 5320.2182 | 276.3155 | 5507.5311 | 294.7065 | 5547.2397 | 297.4007 | 5587.1938 | 300.0821 | 5625.9245 | 302.7512 | 5666.3526 | 305.4092 | 5707.2884 | 308.0563 | 5747.8324 | 310.6933
Bow Lane |  | 53.6002 | 14.9957 | 98.3419 | 16.8823 | 114.795 | 21.6014 | 133.5472 | 26.4528 | 154.5483 | 31.3261 | 191.9122 | 36.3245 | 262.519 | 41.3758 | 337.0713 | 46.5107 | 410.0411 | 51.7332 | 506.7564 | 57.0031 | 650.8182 | 62.4115 | 816.6066 | 67.6607 | 981.0203 | 72.036 | 1143.687 | 76.372 | 1293.3378 | 80.7458 | 1423.9698 | 85.0043 | 1557.9269 | 122.9546 | 1696.9591 | 160.8455 | 1798.521 | 198.8547 | 1891.1674 | 236.6733 | 1976.6438 | 274.4329 | 2046.6948 | 312.1287 | 2121.9086 | 350.0139 | 2198.6347 | 387.6181 | 2275.7676 | 425.2347 | 2349.1665 | 462.7959 | 2407.6053 | 500.3001 | 2465.4568 | 537.746 | 2522.6625 | 575.1319 | 2580.1104 | 612.457 | 2638.8771 | 649.7197 | 2696.1431 | 653.2957 |  | 53.6002 | 14.9957 | 55.3232 | 16.8823 | 57.3777 | 19.2621 | 60.1937 | 21.7786 | 63.4996 | 24.3686 | 83.8868 | 26.7633 | 155.6331 | 28.5166 | 230.638 | 31.3847 | 303.5627 | 34.343 | 399.9882 | 37.3221 | 539.8561 | 40.4149 | 690.4045 | 43.8532 | 839.7674 | 46.1707 | 987.243 | 48.4687 | 1121.6918 | 50.7955 | 1239.9304 | 53.0547 | 1364.5445 | 55.3044 | 1487.5984 | 57.5284 | 1610.2353 | 59.7847 | 1729.6224 | 61.9732 | 1825.0983 | 64.1433 | 1859.5615 | 66.2946 | 1895.02 | 68.478 | 1929.891 | 70.5985 | 1966.2595 | 72.7158 | 2011.2795 | 74.8182 | 2056.6492 | 76.9054 | 2101.2121 | 78.9783 | 2144.9856 | 81.0372 | 2188.7856 | 83.0829 | 2228.8065 | 85.1154 | 2253.0832 | 87.1355 |  | 53.6002 | 14.9957 | 98.3419 | 16.8823 | 114.795 | 19.5609 | 133.5472 | 22.4069 | 154.5483 | 25.3352 | 191.9122 | 28.1429 | 262.519 | 30.4596 | 337.0713 | 33.6915 | 410.0411 | 37.0219 | 506.7564 | 40.3781 | 650.8182 | 43.859 | 816.6066 | 47.6319 | 981.0203 | 50.8022 | 1143.687 | 53.9553 | 1293.3378 | 57.1449 | 1423.9698 | 60.2623 | 1557.9269 | 63.3733 | 1696.9591 | 66.4585 | 1798.521 | 69.585 | 1891.1674 | 72.637 | 1976.6438 | 75.6702 | 2046.6948 | 78.6848 | 2121.9086 | 81.7408 | 2198.6347 | 84.725 | 2275.7676 | 87.7087 | 2349.1665 | 90.6765 | 2407.6053 | 93.6293 | 2465.4568 | 96.5674 | 2522.6625 | 99.4909 | 2580.1104 | 102.4003 | 2638.8771 | 105.2961 | 2696.1431 | 108.1783 |  | 53.6002 | 14.9957 | 121.6243 | 16.8823 | 153.9435 | 21.6014 | 188.3501 | 26.4528 | 224.7955 | 31.3261 | 279.6404 | 36.3245 | 352.0488 | 41.3758 | 430.9649 | 46.5107 | 519.3059 | 51.7332 | 631.4617 | 57.0031 | 787.5954 | 62.4115 | 954.6465 | 67.6607 | 1120.5654 | 72.036 | 1284.7039 | 76.372 | 1436.6859 | 80.7458 | 1725.9769 | 85.0043 | 2483.0025 | 122.9546 | 3223.3591 | 160.8455 | 3962.118 | 198.8547 | 4696.7621 | 236.6733 | 5415.971 | 274.4329 | 6102.4863 | 312.1287 | 6797.4108 | 350.0139 | 7466.4131 | 387.6181 | 8133.9118 | 425.2347 | 8801.3781 | 462.7959 | 9469.2007 | 500.3001 | 10132.7252 | 537.746 | 10793.0406 | 575.1319 | 11450.051 | 612.457 | 11889.1003 | 649.7197 | 11940.3633 | 653.2957 |  | 53.6002 | 14.9957 | 121.6243 | 16.8823 | 153.9435 | 21.6014 | 188.3501 | 26.4528 | 224.7955 | 31.3261 | 283.3221 | 36.327 | 370.4508 | 41.3834 | 460.4008 | 46.527 | 548.7418 | 51.7615 | 660.8977 | 57.0472 | 973.9066 | 62.4752 | 1768.1261 | 101.4972 | 2560.5738 | 139.6472 | 3350.8223 | 177.7617 | 4127.6634 | 216.0452 | 4885.0045 | 254.1082 | 5642.5608 | 292.1781 | 6385.9781 | 330.1691 | 7126.1772 | 368.4225 | 7866.046 | 406.339 | 8597.1916 | 444.1914 | 9274.708 | 481.9736 | 9954.2684 | 520.063 | 10631.4449 | 557.7476 | 11308.4139 | 595.4702 | 11672.2437 | 633.1308 | 11722.1587 | 636.9445 | 11772.4318 | 640.7111 | 11821.0274 | 644.4321 | 11871.9758 | 648.11 | 11923.6521 | 651.7462 | 11974.7604 | 655.3422
Bowaters |  | 1.9438 | 1.3145 | 2.2842 | 1.4691 | 2.5298 | 1.8678 | 2.6373 | 2.2751 | 2.7594 | 2.6858 | 2.97 | 3.0921 | 3.3891 | 3.5051 | 3.832 | 3.9208 | 4.2645 | 4.3394 | 4.8365 | 4.7616 | 5.6635 | 5.1868 | 6.5497 | 5.599 | 7.4295 | 5.9353 | 8.289 | 6.265 | 9.0287 | 6.5888 | 9.636 | 6.9054 | 10.2327 | 9.9436 | 10.8148 | 12.97 | 11.4873 | 15.9477 | 12.0619 | 18.8934 | 12.5 | 21.8419 | 12.881 | 24.7262 | 13.7113 | 27.6186 | 14.9579 | 30.4443 | 16.1901 | 33.2534 | 17.241 | 36.0321 | 17.674 | 38.7802 | 18.0931 | 41.4977 | 18.4969 | 44.1844 | 18.9218 | 46.8402 | 19.4092 | 49.4652 | 19.8474 | 49.511 |  | 1.9438 | 1.3145 | 2.0487 | 1.4691 | 2.1857 | 1.6655 | 2.2094 | 1.8724 | 2.2376 | 2.0878 | 2.3595 | 2.2761 | 2.7802 | 2.413 | 3.2241 | 2.6423 | 3.6521 | 2.8766 | 4.2184 | 3.1129 | 5.0424 | 3.3535 | 5.934 | 3.6231 | 6.8061 | 3.798 | 7.6669 | 3.9695 | 8.4051 | 4.138 | 9.0363 | 4.3027 | 9.7369 | 4.4649 | 10.4091 | 4.6309 | 11.0984 | 4.7863 | 11.733 | 4.9387 | 12.2395 | 5.0963 | 12.4626 | 5.2426 | 12.6656 | 5.394 | 12.8444 | 5.5353 | 12.9639 | 5.6766 | 14.9985 | 5.8151 | 16.963 | 5.951 | 18.8082 | 6.0843 | 20.538 | 6.215 | 22.1964 | 6.3433 | 23.6122 | 6.4691 | 24.27 | 6.5926 |  | 1.9438 | 1.3145 | 2.2842 | 1.4691 | 2.5298 | 1.6913 | 2.6373 | 1.9271 | 2.7594 | 2.1721 | 2.97 | 2.3957 | 3.3891 | 2.5804 | 3.832 | 2.8402 | 4.2645 | 3.1054 | 4.8365 | 3.3729 | 5.6635 | 3.6449 | 6.5497 | 3.9416 | 7.4295 | 4.1857 | 8.289 | 4.4261 | 9.0287 | 4.663 | 9.636 | 4.8955 | 10.2327 | 5.1251 | 10.8148 | 5.359 | 11.4873 | 5.5805 | 12.0619 | 5.7985 | 12.5 | 6.0225 | 12.881 | 6.2333 | 13.7113 | 6.4499 | 14.9579 | 6.6545 | 16.1901 | 6.8588 | 17.241 | 7.0598 | 17.674 | 7.2576 | 18.0931 | 7.4521 | 18.4969 | 7.6434 | 18.9218 | 7.8315 | 19.4092 | 8.0165 | 19.8474 | 8.1985 |  | 1.9438 | 1.3145 | 2.4669 | 1.4691 | 2.9609 | 1.8678 | 3.1538 | 2.2751 | 3.364 | 2.6858 | 3.6847 | 3.0921 | 4.1232 | 3.5051 | 4.5771 | 3.9208 | 5.0229 | 4.3394 | 5.6124 | 4.7616 | 6.4627 | 5.1868 | 7.3772 | 5.599 | 8.2912 | 5.9353 | 9.1924 | 6.265 | 9.9866 | 6.5888 | 13.9968 | 6.9054 | 28.0011 | 9.9436 | 42.2796 | 12.97 | 56.9242 | 15.9477 | 71.5138 | 18.8934 | 85.8176 | 21.8419 | 99.4326 | 24.7262 | 113.428 | 27.6186 | 126.9062 | 30.4443 | 140.3445 | 33.2534 | 153.7749 | 36.0321 | 167.2069 | 38.7802 | 180.5413 | 41.4977 | 193.7942 | 44.1844 | 206.9787 | 46.8402 | 213.6179 | 49.4652 | 213.8229 | 49.511 |  | 1.9438 | 1.3145 | 2.4669 | 1.4691 | 2.9609 | 1.8678 | 3.1538 | 2.2751 | 3.364 | 2.6858 | 3.6847 | 3.0924 | 4.1232 | 3.506 | 4.5771 | 3.9226 | 5.0229 | 4.3425 | 5.6124 | 4.7664 | 9.8219 | 5.1937 | 24.1651 | 8.4023 | 38.4937 | 11.5113 | 52.7939 | 14.59 | 66.9666 | 17.6395 | 80.9918 | 20.6558 | 94.9962 | 23.6449 | 109.3553 | 26.6426 | 124.0212 | 29.5686 | 138.7109 | 32.4627 | 153.4722 | 35.3812 | 167.1812 | 38.2124 | 180.8937 | 41.0712 | 194.5389 | 43.8443 | 208.1712 | 46.6065 | 212.5939 | 49.3376 | 212.7986 | 49.4163 | 213.0033 | 49.4882 | 213.2082 | 49.5535 | 213.413 | 49.6124 | 213.6179 | 49.6652 | 213.8229 | 49.712
Bowdon |  | 35.7074 | 13.9406 | 53.189 | 15.7625 | 60.1153 | 20.2648 | 67.4843 | 24.7769 | 75.7821 | 29.3272 | 91.363 | 33.9742 | 122.2427 | 38.7098 | 154.8774 | 43.5056 | 186.8346 | 48.3954 | 229.1008 | 53.3919 | 294.5723 | 58.4691 | 377.544 | 63.4691 | 459.9673 | 67.6429 | 541.6258 | 71.797 | 617.5273 | 75.9379 | 685.2827 | 80.0517 | 754.5133 | 115.9167 | 825.9191 | 151.8744 | 897.1033 | 187.9051 | 966.4337 | 223.9405 | 1026.998 | 260.0332 | 1070.1836 | 296.3015 | 1116.3549 | 332.4855 | 1163.0722 | 368.8603 | 1210.0937 | 405.282 | 1253.2355 | 441.7855 | 1281.0374 | 478.3736 | 1308.2242 | 515.0487 | 1334.7508 | 551.8128 | 1361.5257 | 588.6683 | 1389.6365 | 625.6165 | 1416.2415 | 630.2235 |  | 35.7074 | 13.9406 | 36.893 | 15.7625 | 38.2986 | 18.0702 | 39.5779 | 20.4427 | 41.0747 | 22.9051 | 49.8886 | 25.1699 | 80.9863 | 26.8593 | 113.6356 | 29.5836 | 145.3507 | 32.3993 | 187.2771 | 35.2732 | 248.0183 | 38.2183 | 313.4797 | 41.5333 | 378.4664 | 43.7823 | 442.6388 | 46.0224 | 501.0447 | 48.2576 | 555.5742 | 50.4791 | 625.4869 | 52.6825 | 698.5101 | 54.8912 | 767.4339 | 57.0914 | 835.428 | 59.264 | 896.0853 | 61.4281 | 937.4607 | 63.6087 | 979.4848 | 65.7487 | 1020.5312 | 67.9059 | 1062.1321 | 70.0508 | 1113.7113 | 72.1909 | 1166.4059 | 74.3262 | 1218.8832 | 76.4573 | 1271.1106 | 78.5847 | 1323.9998 | 80.7091 | 1373.051 | 82.8306 | 1403.9284 | 84.95 |  | 35.7074 | 13.9406 | 53.189 | 15.7625 | 60.1153 | 18.3505 | 67.4843 | 20.9873 | 75.7821 | 23.7186 | 91.363 | 26.3219 | 122.2427 | 28.497 | 154.8774 | 31.5146 | 186.8346 | 34.6333 | 229.1008 | 37.8201 | 294.5723 | 41.0885 | 377.544 | 44.681 | 459.9673 | 47.7041 | 541.6258 | 50.7232 | 617.5273 | 53.7423 | 685.2827 | 56.7513 | 754.5133 | 59.7458 | 825.9191 | 62.7518 | 897.1033 | 65.7534 | 966.4337 | 68.7291 | 1026.998 | 71.6997 | 1070.1836 | 74.6949 | 1116.3549 | 77.6473 | 1163.0722 | 80.6249 | 1210.0937 | 83.5932 | 1253.2355 | 86.5599 | 1281.0374 | 89.5258 | 1308.2242 | 92.4914 | 1334.7508 | 95.4569 | 1361.5257 | 98.4229 | 1389.6365 | 101.3898 | 1416.2415 | 104.3578 |  | 35.7074 | 13.9406 | 62.175 | 15.7625 | 75.4341 | 20.2648 | 88.9005 | 24.7769 | 103.2811 | 29.3272 | 125.5957 | 33.9742 | 157.4147 | 38.7098 | 195.0369 | 43.5056 | 244.9298 | 48.3954 | 305.2778 | 53.3919 | 384.7223 | 58.4691 | 469.0217 | 63.4691 | 553.2763 | 67.6429 | 636.9228 | 71.797 | 715.4914 | 75.9379 | 898.0633 | 80.0517 | 1417.7419 | 115.9167 | 1945.405 | 151.8744 | 2471.2539 | 187.9051 | 2993.5755 | 223.9405 | 3505.2125 | 260.0332 | 3991.8381 | 296.3015 | 4478.6454 | 332.4855 | 4946.1184 | 368.8603 | 5412.9694 | 405.282 | 5880.4937 | 441.7855 | 6348.8503 | 478.3736 | 6814.3448 | 515.0487 | 7277.9071 | 551.8128 | 7739.5462 | 588.6683 | 8102.3699 | 625.6165 | 8130.6892 | 630.2235 |  | 35.7074 | 13.9406 | 62.175 | 15.7625 | 75.4341 | 20.2648 | 88.9005 | 24.7769 | 103.2811 | 29.3272 | 129.8826 | 33.9723 | 178.837 | 38.7039 | 229.2973 | 43.4931 | 279.1902 | 48.3735 | 339.5382 | 53.3576 | 531.4542 | 58.4193 | 1065.4869 | 94.9845 | 1598.795 | 130.7639 | 2131.0719 | 166.5801 | 2657.3513 | 202.4626 | 3175.2285 | 238.383 | 3694.9975 | 274.3187 | 4223.343 | 310.3933 | 4750.3701 | 346.5406 | 5276.2406 | 382.6424 | 5791.5275 | 418.803 | 6265.6544 | 455.2028 | 6740.6928 | 491.4363 | 7214.119 | 527.9209 | 7687.8485 | 564.44 | 8055.4843 | 601.0442 | 8081.0416 | 605.6146 | 8107.5771 | 610.1878 | 8130.054 | 614.7634 | 8158.3571 | 619.3424 | 8188.5968 | 623.9241 | 8217.2874 | 628.509
Bradford |  | 29.6013 | 7.0914 | 43.9856 | 8.0256 | 50.0206 | 10.3189 | 55.5651 | 12.6663 | 61.7559 | 15.0488 | 74.7113 | 17.4969 | 101.7959 | 20.0103 | 130.3923 | 22.5865 | 158.3675 | 25.228 | 195.4511 | 27.9318 | 250.0472 | 30.7037 | 311.0228 | 33.45 | 371.466 | 35.7891 | 431.1739 | 38.1125 | 485.6551 | 40.4268 | 532.7326 | 42.7221 | 580.9344 | 62.0345 | 630.8504 | 81.4398 | 672.6912 | 100.9385 | 706.9714 | 120.5663 | 732.356 | 140.2818 | 756.4772 | 160.1016 | 785.1674 | 179.9686 | 817.3253 | 200.0199 | 849.4367 | 220.1413 | 879.4751 | 240.3635 | 901.8371 | 260.6862 | 923.9535 | 281.1091 | 945.8096 | 301.6315 | 967.8518 | 322.2534 | 990.6047 | 342.9741 | 1012.6827 | 345.9861 |  | 29.6013 | 7.0914 | 30.7361 | 8.0256 | 32.151 | 9.2014 | 32.8583 | 10.4362 | 33.6515 | 11.7233 | 40.9422 | 12.9169 | 68.1235 | 13.8245 | 96.7363 | 15.2828 | 124.6152 | 16.7979 | 161.559 | 18.3464 | 215.1711 | 19.9484 | 272.8233 | 21.7538 | 330.0937 | 23.0181 | 386.5156 | 24.2729 | 437.7201 | 25.5224 | 482.1461 | 26.7609 | 530.9709 | 28.0044 | 581.9936 | 29.2348 | 624.248 | 30.4586 | 663.4721 | 31.6874 | 695.543 | 32.91 | 709.4235 | 34.1314 | 723.3915 | 35.341 | 737.0686 | 36.5663 | 750.5556 | 37.7847 | 780.978 | 39.0031 | 811.3314 | 40.2211 | 840.9371 | 41.4391 | 869.8143 | 42.6573 | 898.4492 | 43.876 | 924.6083 | 45.0952 | 941.3767 | 46.3152 |  | 29.6013 | 7.0914 | 43.9856 | 8.0256 | 50.0206 | 9.3441 | 55.5651 | 10.729 | 61.7559 | 12.1708 | 74.7113 | 13.5559 | 101.7959 | 14.731 | 130.3923 | 16.3612 | 158.3675 | 18.054 | 195.4511 | 19.7855 | 250.0472 | 21.5767 | 311.0228 | 23.5482 | 371.466 | 25.2396 | 431.1739 | 26.9257 | 485.6551 | 28.6106 | 532.7326 | 30.2871 | 580.9344 | 31.9739 | 630.8504 | 33.6495 | 672.6912 | 35.3213 | 706.9714 | 37.0028 | 732.356 | 38.6803 | 756.4772 | 40.3602 | 785.1674 | 42.0292 | 817.3253 | 43.72 | 849.4367 | 45.4062 | 879.4751 | 47.0949 | 901.8371 | 48.7864 | 923.9535 | 50.481 | 945.8096 | 52.1786 | 967.8518 | 53.8794 | 990.6047 | 55.5837 | 1012.6827 | 57.2914 |  | 29.6013 | 7.0914 | 51.5643 | 8.0256 | 63.4616 | 10.3189 | 73.805 | 12.6663 | 84.6599 | 15.0488 | 102.3282 | 17.4969 | 129.714 | 20.0103 | 159.3093 | 22.5865 | 190.6349 | 25.228 | 231.1213 | 27.9318 | 288.47 | 30.7037 | 349.9823 | 33.45 | 411.0767 | 35.7891 | 471.488 | 38.1125 | 526.9457 | 40.4268 | 632.4843 | 42.7221 | 910.5642 | 62.0345 | 1187.9678 | 81.4398 | 1461.4338 | 100.9385 | 1731.389 | 120.5663 | 1995.9987 | 140.2818 | 2247.9271 | 160.1016 | 2504.5034 | 179.9686 | 2752.0143 | 200.0199 | 2999.1148 | 220.1413 | 3246.4235 | 240.3635 | 3494.0251 | 260.6862 | 3740.1592 | 281.1091 | 3985.1877 | 301.6315 | 4229.1651 | 322.2534 | 4403.1319 | 342.9741 | 4424.3369 | 345.9861 |  | 29.6013 | 7.0914 | 51.5643 | 8.0256 | 63.4616 | 10.3189 | 73.805 | 12.6663 | 84.6599 | 15.0488 | 103.0982 | 17.4973 | 133.5626 | 20.0116 | 165.4654 | 22.5892 | 196.791 | 25.2329 | 237.2774 | 27.9394 | 352.2568 | 30.7148 | 644.1757 | 50.1364 | 935.4514 | 69.3116 | 1225.8679 | 88.6105 | 1510.9477 | 108.0328 | 1788.4616 | 127.5399 | 2066.3431 | 147.201 | 2343.3589 | 166.9178 | 2619.1796 | 186.7125 | 2890.9294 | 206.6538 | 3161.3707 | 226.6672 | 3412.1044 | 246.784 | 3663.3741 | 266.9194 | 3913.828 | 287.2785 | 4164.3461 | 307.6909 | 4330.7915 | 328.2027 | 4350.8108 | 331.2442 | 4371.1528 | 334.28 | 4390.0786 | 337.3103 | 4411.0221 | 340.3361 | 4432.6017 | 343.3573 | 4453.6971 | 346.3746
Bradshawgate |  | 8.8244 | 15.5665 | 12.5533 | 17.5494 | 14.1317 | 22.4907 | 15.7784 | 27.4272 | 17.6418 | 32.3824 | 20.8348 | 37.4185 | 26.9872 | 42.5114 | 33.4922 | 47.6789 | 39.8609 | 52.9269 | 48.2861 | 58.249 | 63.7482 | 63.6579 | 89.9391 | 68.9601 | 116.0218 | 73.3489 | 141.9416 | 77.6985 | 166.6711 | 82.0166 | 189.7567 | 86.2882 | 213.1069 | 124.7479 | 236.8482 | 163.1217 | 268.3981 | 201.4893 | 303.0723 | 239.7479 | 335.2831 | 278.0387 | 354.0989 | 316.1954 | 370.2357 | 354.3644 | 380.895 | 392.494 | 391.6132 | 430.5858 | 401.3227 | 468.6478 | 407.0277 | 506.6834 | 412.5811 | 544.6955 | 417.9732 | 582.6864 | 423.439 | 620.6592 | 429.2609 | 658.6158 | 434.7041 | 662.4631 |  | 8.8244 | 15.5665 | 9.1551 | 17.5494 | 9.558 | 20.0551 | 9.9108 | 22.6251 | 10.328 | 25.2825 | 12.1943 | 27.7084 | 18.4385 | 29.4798 | 24.9653 | 32.3995 | 31.2821 | 35.4068 | 39.622 | 38.4516 | 51.7062 | 41.5755 | 64.7443 | 45.0882 | 77.6712 | 47.4342 | 90.447 | 49.7611 | 102.0328 | 52.0734 | 115.3362 | 54.3618 | 139.8493 | 56.6435 | 166.0933 | 58.9009 | 193.4564 | 61.1606 | 221.9345 | 63.3867 | 249.9871 | 65.6185 | 276.3852 | 67.8139 | 303.305 | 70.0073 | 329.5869 | 72.1865 | 357.7232 | 74.3519 | 370.6378 | 76.5058 | 383.8069 | 78.648 | 396.875 | 80.7795 | 409.8414 | 82.9007 | 422.9432 | 85.0125 | 435.009 | 87.1151 | 442.3239 | 89.2092 |  | 8.8244 | 15.5665 | 12.5533 | 17.5494 | 14.1317 | 20.3661 | 15.7784 | 23.2322 | 17.6418 | 26.1895 | 20.8348 | 28.9905 | 26.9872 | 31.2957 | 33.4922 | 34.5376 | 39.8609 | 37.8762 | 48.2861 | 41.2607 | 63.7482 | 44.7349 | 89.9391 | 48.5466 | 116.0218 | 51.7281 | 141.9416 | 54.8925 | 166.6711 | 58.0443 | 189.7567 | 61.1725 | 213.1069 | 64.2976 | 236.8482 | 67.399 | 268.3981 | 70.5069 | 303.0723 | 73.5806 | 335.2831 | 76.6644 | 354.0989 | 79.71 | 370.2357 | 82.7569 | 380.895 | 85.7907 | 391.6132 | 88.8124 | 401.3227 | 91.8231 | 407.0277 | 94.8239 | 412.5811 | 97.8153 | 417.9732 | 100.7977 | 423.439 | 103.7717 | 429.2609 | 106.7378 | 434.7041 | 109.6964 |  | 8.8244 | 15.5665 | 14.4664 | 17.5494 | 17.4956 | 22.4907 | 20.452 | 27.4272 | 23.6514 | 32.3824 | 28.4682 | 37.4185 | 34.9028 | 42.5114 | 44.8497 | 47.6789 | 64.4915 | 52.9269 | 86.2178 | 58.249 | 111.7708 | 63.6579 | 138.3044 | 68.9601 | 164.8255 | 73.3489 | 191.2208 | 77.6985 | 216.5965 | 82.0166 | 269.4749 | 86.2882 | 410.2043 | 124.7479 | 555.0699 | 163.1217 | 699.8504 | 201.4893 | 843.601 | 239.7479 | 984.0246 | 278.0387 | 1117.1341 | 316.1954 | 1244.0312 | 354.3644 | 1364.1398 | 392.494 | 1484.13 | 430.5858 | 1604.339 | 468.6478 | 1724.7943 | 506.6834 | 1844.5674 | 544.6955 | 1963.8683 | 582.6864 | 2082.6942 | 620.6592 | 2179.0762 | 658.6158 | 2185.1926 | 662.4631 |  | 8.8244 | 15.5665 | 14.4664 | 17.5494 | 17.4956 | 22.4907 | 20.452 | 27.4272 | 23.6514 | 32.3824 | 31.7441 | 37.4169 | 51.2771 | 42.5062 | 71.0424 | 47.6678 | 90.6843 | 52.9076 | 112.4106 | 58.2189 | 167.1837 | 63.6143 | 310.5453 | 103.2238 | 453.7518 | 141.8298 | 596.7362 | 180.3242 | 738.4765 | 218.7389 | 878.5102 | 257.0435 | 1019.1069 | 295.328 | 1163.375 | 333.5117 | 1307.7092 | 371.7477 | 1452.252 | 409.8302 | 1587.9546 | 448.0041 | 1709.7322 | 485.9915 | 1831.7858 | 524.0254 | 1953.4348 | 562.0211 | 2075.2065 | 599.9807 | 2177.6644 | 637.9145 | 2182.8622 | 641.7857 | 2188.3536 | 645.6484 | 2192.6046 | 649.5024 | 2198.6323 | 653.3488 | 2205.2395 | 657.1873 | 2211.3916 | 661.0184
Bramhall |  | 31.1816 | 6.4168 | 46.1243 | 7.2409 | 52.2159 | 9.2946 | 59.8856 | 11.3551 | 68.6347 | 13.4311 | 81.3083 | 15.5482 | 104.7671 | 17.6967 | 129.5647 | 19.8839 | 153.8429 | 22.1054 | 185.9443 | 24.3725 | 234.5541 | 26.684 | 293.2106 | 28.9494 | 351.4734 | 30.8378 | 409.1523 | 32.715 | 462.3926 | 34.5732 | 509.4428 | 36.4276 | 557.5572 | 52.7413 | 607.2402 | 69.0442 | 650.1302 | 85.3801 | 691.0928 | 101.7079 | 729.819 | 118.0466 | 758.5121 | 134.4412 | 793.5716 | 150.8373 | 832.8667 | 167.24 | 872.4195 | 183.6728 | 908.3517 | 200.1281 | 930.2182 | 216.607 | 951.5989 | 233.1107 | 972.4519 | 249.6399 | 993.6238 | 266.1958 | 1016.1272 | 282.779 | 1037.342 | 284.7356 |  | 31.1816 | 6.4168 | 32.3222 | 7.2409 | 33.6984 | 8.288 | 35.8446 | 9.3674 | 38.4291 | 10.4871 | 46.5692 | 11.5146 | 71.0199 | 12.2734 | 96.2343 | 13.5138 | 120.4419 | 14.7903 | 152.2601 | 16.0916 | 198.2997 | 17.4307 | 248.0141 | 18.9315 | 297.2487 | 19.9463 | 345.9462 | 20.956 | 390.1501 | 21.9553 | 430.4039 | 22.954 | 477.4447 | 23.9527 | 524.759 | 24.936 | 571.2007 | 25.9218 | 616.5507 | 26.896 | 654.6678 | 27.8654 | 675.3788 | 28.8394 | 696.8226 | 29.8053 | 718.0454 | 30.7648 | 739.8799 | 31.7226 | 783.3078 | 32.6774 | 827.5334 | 33.6291 | 871.4052 | 34.5781 | 915.0448 | 35.5246 | 959.3813 | 36.4689 | 1000.505 | 37.411 | 1025.684 | 38.3514 |  | 31.1816 | 6.4168 | 46.1243 | 7.2409 | 52.2159 | 8.4166 | 59.8856 | 9.6183 | 68.6347 | 10.8625 | 81.3083 | 12.0462 | 104.7671 | 13.0278 | 129.5647 | 14.4035 | 153.8429 | 15.8193 | 185.9443 | 17.2642 | 234.5541 | 18.7519 | 293.2106 | 20.3799 | 351.4734 | 21.7478 | 409.1523 | 23.1125 | 462.3926 | 24.4679 | 509.4428 | 25.8247 | 557.5572 | 27.1839 | 607.2402 | 28.5279 | 650.1302 | 29.877 | 691.0928 | 31.215 | 729.819 | 32.5493 | 758.5121 | 33.8914 | 793.5716 | 35.2259 | 832.8667 | 36.5551 | 872.4195 | 37.8843 | 908.3517 | 39.2115 | 930.2182 | 40.5372 | 951.5989 | 41.8616 | 972.4519 | 43.1847 | 993.6238 | 44.5068 | 1016.1272 | 45.8282 | 1037.342 | 47.149 |  | 31.1816 | 6.4168 | 53.7715 | 7.2409 | 65.4505 | 9.2946 | 78.8583 | 11.3551 | 93.7172 | 13.4311 | 115.0817 | 15.5482 | 140.3586 | 17.6967 | 168.0503 | 19.8839 | 201.7146 | 22.1054 | 243.3582 | 24.3725 | 299.5785 | 26.684 | 359.5827 | 28.9494 | 419.4917 | 30.8378 | 479.0873 | 32.715 | 534.7667 | 34.5732 | 693.8244 | 36.4276 | 1181.52 | 52.7413 | 1675.9523 | 69.0442 | 2171.4523 | 85.3801 | 2664.925 | 101.7079 | 3148.4832 | 118.0466 | 3611.3783 | 134.4412 | 4082.0645 | 150.8373 | 4535.3101 | 167.24 | 4988.2737 | 183.6728 | 5442.1394 | 200.1281 | 5897.1726 | 216.607 | 6350.0625 | 233.1107 | 6801.3977 | 249.6399 | 7251.4628 | 266.1958 | 7640.8704 | 282.779 | 7669.0141 | 284.7356 |  | 31.1816 | 6.4168 | 53.7715 | 7.2409 | 65.4505 | 9.2946 | 78.8583 | 11.3551 | 93.7172 | 13.4311 | 117.2521 | 15.5475 | 151.2073 | 17.6944 | 185.404 | 19.8791 | 219.0683 | 22.0969 | 260.712 | 24.3592 | 426.7055 | 26.6647 | 925.5393 | 43.3313 | 1423.7923 | 59.6257 | 1921.2699 | 75.9209 | 2414.1275 | 92.2006 | 2900.6423 | 108.5058 | 3388.7888 | 124.8496 | 3885.7298 | 141.1528 | 4381.6953 | 157.5121 | 4878.8146 | 173.8453 | 5371.9327 | 190.1901 | 5830.1618 | 206.6149 | 6290.3512 | 223.0314 | 6749.4265 | 239.4494 | 7209.1312 | 255.9031 | 7628.7698 | 272.3806 | 7653.7403 | 274.3326 | 7680.1516 | 276.2838 | 7700.9935 | 278.234 | 7729.9357 | 280.1838 | 7761.7 | 282.1329 | 7791.1496 | 284.0814
Bridgewater |  | 9.4407 | 6.4687 | 9.9529 | 7.3209 | 10.4263 | 9.4128 | 10.7859 | 11.5542 | 11.2075 | 13.7275 | 11.9041 | 15.9606 | 13.2702 | 18.2533 | 14.7367 | 20.6033 | 16.1852 | 23.0129 | 18.0898 | 25.4792 | 21.0909 | 28.0078 | 25.1836 | 30.513 | 29.2887 | 32.6466 | 33.3655 | 34.766 | 37.1294 | 36.8771 | 40.5997 | 38.9709 | 44.1682 | 56.5876 | 47.8179 | 74.289 | 54.6182 | 92.0756 | 61.7217 | 109.98 | 67.4639 | 127.9644 | 70.5733 | 146.0439 | 78.5494 | 164.1665 | 90.8394 | 182.4572 | 103.0893 | 200.8118 | 113.4134 | 219.2584 | 116.1003 | 237.7967 | 118.4539 | 256.4263 | 120.4599 | 275.1468 | 122.5396 | 293.958 | 125.2054 | 312.8593 | 127.118 | 315.6068 |  | 9.4407 | 6.4687 | 9.7538 | 7.3209 | 10.1224 | 8.3935 | 10.3602 | 9.5199 | 10.6308 | 10.6939 | 11.1449 | 11.7827 | 12.3807 | 12.6106 | 13.7167 | 13.9409 | 15.0096 | 15.3229 | 16.7202 | 16.7355 | 19.1788 | 18.1968 | 21.8673 | 19.8437 | 24.5293 | 20.997 | 27.1896 | 22.1416 | 29.5431 | 23.2814 | 32.0464 | 24.4111 | 36.5324 | 25.5455 | 41.6736 | 26.6678 | 46.2068 | 27.7842 | 50.6964 | 28.9051 | 55.3104 | 30.0203 | 60.449 | 31.1345 | 65.4855 | 32.2379 | 70.2066 | 33.3556 | 74.5181 | 34.4671 | 98.7017 | 35.5784 | 123.6309 | 36.6895 | 148.5664 | 37.8005 | 173.4113 | 38.9118 | 198.5472 | 40.0234 | 221.6807 | 41.1356 | 235.5173 | 42.2485 |  | 9.4407 | 6.4687 | 9.9529 | 7.3209 | 10.4263 | 8.5237 | 10.7859 | 9.787 | 11.2075 | 11.1022 | 11.9041 | 12.3657 | 13.2702 | 13.4375 | 14.7367 | 14.9246 | 16.1852 | 16.4688 | 18.0898 | 18.0482 | 21.0909 | 19.6822 | 25.1836 | 21.4806 | 29.2887 | 23.0235 | 33.3655 | 24.5615 | 37.1294 | 26.0985 | 40.5997 | 27.6277 | 44.1682 | 29.1664 | 47.8179 | 30.6949 | 54.6182 | 32.2199 | 61.7217 | 33.7537 | 67.4639 | 35.284 | 70.5733 | 36.8163 | 78.5494 | 38.3388 | 90.8394 | 39.8812 | 103.0893 | 41.4193 | 113.4134 | 42.9597 | 116.1003 | 44.5028 | 118.4539 | 46.0485 | 120.4599 | 47.5971 | 122.5396 | 49.1486 | 125.2054 | 50.7032 | 127.118 | 52.2609 |  | 9.4407 | 6.4687 | 10.1179 | 7.3209 | 10.8012 | 9.4128 | 11.3305 | 11.5542 | 11.9766 | 13.7275 | 12.9553 | 15.9606 | 14.5531 | 18.2533 | 16.5955 | 20.6033 | 19.5433 | 23.0129 | 23.0106 | 25.4792 | 27.4042 | 28.0078 | 32.1006 | 30.513 | 37.0015 | 32.6466 | 41.9018 | 34.766 | 46.7565 | 36.8771 | 74.4464 | 38.9709 | 171.8587 | 56.5876 | 274.2419 | 74.289 | 377.1895 | 92.0756 | 479.7891 | 109.98 | 580.4374 | 127.9644 | 676.0693 | 146.0439 | 773.6559 | 164.1665 | 867.5113 | 182.4572 | 961.5264 | 200.8118 | 1056.1184 | 219.2584 | 1151.1309 | 237.7967 | 1245.6283 | 256.4263 | 1339.8999 | 275.1468 | 1433.7388 | 293.958 | 1543.5406 | 312.8593 | 1546.8892 | 315.6068 |  | 9.4407 | 6.4687 | 10.1179 | 7.3209 | 10.8012 | 9.4128 | 11.3305 | 11.5542 | 11.9766 | 13.7275 | 13.2469 | 15.961 | 16.0102 | 18.2545 | 18.9261 | 20.6058 | 21.8739 | 23.0173 | 25.3412 | 25.4862 | 52.9327 | 28.0179 | 150.3923 | 45.7341 | 247.885 | 63.2257 | 345.3222 | 80.83 | 442.4176 | 98.547 | 539.1671 | 116.3413 | 636.6225 | 134.276 | 739.3466 | 152.2616 | 842.3872 | 170.3182 | 945.697 | 188.5086 | 1048.8324 | 206.7648 | 1144.1752 | 225.1151 | 1239.6553 | 243.4826 | 1334.8054 | 262.0541 | 1430.298 | 280.6742 | 1599.4993 | 299.3849 | 1598.4038 | 302.1593 | 1598.2607 | 304.9286 | 1595.5662 | 307.6928 | 1597.1395 | 310.4529 | 1600.1337 | 313.2089 | 1602.4496 | 315.9612
Brinksway |  | 23.0798 | 11.0868 | 31.3781 | 12.5105 | 35.0934 | 16.0588 | 38.6711 | 19.6189 | 42.7244 | 23.2058 | 49.8125 | 26.8636 | 63.6812 | 30.5757 | 78.3454 | 34.3547 | 92.7005 | 38.1928 | 111.6763 | 42.1099 | 143.0513 | 46.1036 | 188.31 | 50.0177 | 233.3331 | 53.2803 | 277.9773 | 56.5238 | 319.8803 | 59.7343 | 358.0737 | 62.9382 | 396.8318 | 91.1245 | 436.4178 | 119.292 | 483.6226 | 147.5166 | 532.9174 | 175.7271 | 577.5086 | 203.9566 | 605.7687 | 232.2825 | 634.5755 | 260.6111 | 660.4035 | 288.9511 | 686.3379 | 317.3431 | 709.6212 | 345.7739 | 722.7568 | 374.2456 | 735.5232 | 402.76 | 747.8917 | 431.3185 | 760.4614 | 459.9232 | 773.9439 | 488.575 | 786.466 | 491.9557 |  | 23.0798 | 11.0868 | 23.9887 | 12.5105 | 25.1027 | 14.3197 | 25.8706 | 16.1846 | 26.778 | 18.1192 | 30.9182 | 19.8946 | 44.9542 | 21.2056 | 59.6528 | 23.3487 | 73.8508 | 25.5541 | 92.6013 | 27.8025 | 119.7691 | 30.116 | 149.1117 | 32.7092 | 178.1949 | 34.4625 | 206.9299 | 36.207 | 232.908 | 37.9335 | 259.2986 | 39.6591 | 299.7464 | 41.3846 | 342.4848 | 43.0834 | 385.1215 | 44.7868 | 428.3524 | 46.4699 | 469.2315 | 48.1448 | 503.5951 | 49.8276 | 538.5249 | 51.4965 | 572.6237 | 53.1543 | 608.5354 | 54.8092 | 641.7102 | 56.4588 | 675.206 | 58.1031 | 708.1268 | 59.7427 | 740.5007 | 61.378 | 772.9496 | 63.0095 | 802.5366 | 64.6374 | 820.0184 | 66.2621 |  | 23.0798 | 11.0868 | 31.3781 | 12.5105 | 35.0934 | 14.5418 | 38.6711 | 16.6182 | 42.7244 | 18.7678 | 49.8125 | 20.8129 | 63.6812 | 22.5089 | 78.3454 | 24.8859 | 92.7005 | 27.332 | 111.6763 | 29.8285 | 143.0513 | 32.3988 | 188.31 | 35.2116 | 233.3331 | 37.5751 | 277.9773 | 39.933 | 319.8803 | 42.2748 | 358.0737 | 44.6189 | 396.8318 | 46.9674 | 436.4178 | 49.2894 | 483.6226 | 51.6203 | 532.9174 | 53.932 | 577.5086 | 56.2375 | 605.7687 | 58.5563 | 634.5755 | 60.8621 | 660.4035 | 63.1585 | 686.3379 | 65.455 | 709.6212 | 67.7482 | 722.7568 | 70.0387 | 735.5232 | 72.3268 | 747.8917 | 74.6129 | 760.4614 | 76.8973 | 773.9439 | 79.1803 | 786.466 | 81.4623 |  | 23.0798 | 11.0868 | 35.6335 | 12.5105 | 42.7624 | 16.0588 | 49.1903 | 19.6189 | 56.1542 | 23.2058 | 66.7436 | 26.8636 | 81.2335 | 30.5757 | 100.2406 | 34.3547 | 130.8193 | 38.1928 | 166.1286 | 42.1099 | 209.9976 | 46.1036 | 256.0655 | 50.0177 | 302.1767 | 53.2803 | 348.0828 | 56.5238 | 391.5435 | 59.7343 | 501.7335 | 62.9382 | 823.7346 | 91.1245 | 1153.9029 | 119.292 | 1484.7891 | 147.5166 | 1813.6784 | 175.7271 | 2135.5585 | 203.9566 | 2441.3983 | 232.2825 | 2743.8624 | 260.6111 | 3032.7773 | 288.9511 | 3321.189 | 317.3431 | 3609.931 | 345.7739 | 3899.0936 | 374.2456 | 4186.4034 | 402.76 | 4472.3324 | 431.3185 | 4757.1026 | 459.9232 | 4966.3519 | 488.575 | 4978.7033 | 491.9557 |  | 23.0798 | 11.0868 | 35.6335 | 12.5105 | 42.7624 | 16.0588 | 49.1903 | 19.6189 | 56.1542 | 23.2058 | 70.6879 | 26.8624 | 100.9486 | 30.5717 | 131.7772 | 34.3464 | 162.356 | 38.1782 | 197.6652 | 42.087 | 312.1656 | 46.0703 | 640.6459 | 74.8663 | 968.7639 | 103.019 | 1296.3445 | 131.1733 | 1621.0235 | 159.3008 | 1941.8089 | 187.4723 | 2263.7256 | 215.7105 | 2594.0035 | 243.8786 | 2924.8345 | 272.1436 | 3255.8044 | 300.3634 | 3576.8818 | 328.6035 | 3870.1224 | 356.9816 | 4163.8329 | 385.3453 | 4456.4197 | 413.7118 | 4749.0832 | 442.1398 | 4953.5463 | 470.6091 | 4964.3131 | 473.9817 | 4975.6038 | 477.3528 | 4984.8373 | 480.7224 | 4997.0719 | 484.0911 | 5010.3077 | 487.4587 | 5022.7753 | 490.8254
Broadheath |  | 69.8795 | 25.5117 | 99.1731 | 28.8457 | 111.5573 | 37.0851 | 124.5829 | 45.3423 | 139.3244 | 53.6696 | 165.0364 | 62.1736 | 215.7412 | 70.8398 | 269.3304 | 79.6164 | 321.7851 | 88.5649 | 391.1603 | 97.7085 | 495.1544 | 106.9999 | 617.5438 | 116.15 | 739.0524 | 123.7883 | 859.2469 | 131.3902 | 969.7178 | 138.9682 | 1066.6983 | 146.4966 | 1165.9038 | 212.1304 | 1268.3972 | 277.9339 | 1360.9922 | 343.8709 | 1445.4169 | 409.8166 | 1517.3517 | 475.8672 | 1574.0006 | 542.2392 | 1645.1735 | 608.4568 | 1727.3797 | 675.0235 | 1809.7922 | 741.6761 | 1884.582 | 808.4785 | 1930.4668 | 875.4355 | 1975.3278 | 942.552 | 2019.0948 | 1009.8311 | 2063.4777 | 1077.2776 | 2110.4996 | 1144.8938 | 2154.8779 | 1153.3246 |  | 69.8795 | 25.5117 | 72.4727 | 28.8457 | 75.6255 | 33.0689 | 78.4452 | 37.4106 | 81.7762 | 41.9169 | 97.0621 | 46.0616 | 148.5817 | 49.1531 | 202.4276 | 54.1387 | 254.5039 | 59.2916 | 323.2552 | 64.5508 | 422.8519 | 69.9404 | 530.2787 | 76.007 | 636.8335 | 80.1227 | 742.0619 | 84.2221 | 837.5105 | 88.3126 | 923.1937 | 92.378 | 1023.193 | 96.4103 | 1126.332 | 100.4523 | 1220.2995 | 104.4786 | 1310.5547 | 108.4545 | 1387.1409 | 112.415 | 1429.5975 | 116.4055 | 1472.7256 | 120.3217 | 1515.0181 | 124.2694 | 1557.1931 | 128.1947 | 1655.4061 | 132.1112 | 1755.0486 | 136.0188 | 1853.591 | 139.9188 | 1951.1567 | 143.812 | 2049.6232 | 147.6997 | 2140.5057 | 151.5821 | 2196.6616 | 155.4606 |  | 69.8795 | 25.5117 | 99.1731 | 28.8457 | 111.5573 | 33.5819 | 124.5829 | 38.4073 | 139.3244 | 43.4055 | 165.0364 | 48.1698 | 215.7412 | 52.1502 | 269.3304 | 57.6725 | 321.7851 | 63.3798 | 391.1603 | 69.2117 | 495.1544 | 75.193 | 617.5438 | 81.7674 | 739.0524 | 87.2996 | 859.2469 | 92.8247 | 969.7178 | 98.3498 | 1066.6983 | 103.8562 | 1165.9038 | 109.3363 | 1268.3972 | 114.8374 | 1360.9922 | 120.3303 | 1445.4169 | 125.776 | 1517.3517 | 131.2122 | 1574.0006 | 136.6936 | 1645.1735 | 142.0966 | 1727.3797 | 147.5456 | 1809.7922 | 152.9777 | 1884.582 | 158.4068 | 1930.4668 | 163.8345 | 1975.3278 | 169.2616 | 2019.0948 | 174.6886 | 2063.4777 | 180.1164 | 2110.4996 | 185.5459 | 2154.8779 | 190.9774 |  | 69.8795 | 25.5117 | 114.246 | 28.8457 | 138.027 | 37.0851 | 161.4342 | 45.3423 | 186.7813 | 53.6696 | 225.4064 | 62.1736 | 278.2941 | 70.8398 | 336.7322 | 79.6164 | 404.9381 | 88.5649 | 490.3208 | 97.7085 | 607.1879 | 106.9999 | 732.1044 | 116.15 | 856.7927 | 123.7883 | 980.4786 | 131.3902 | 1095.6501 | 138.9682 | 1381.3285 | 146.4966 | 2219.066 | 212.1304 | 3067.4167 | 277.9339 | 3913.9676 | 343.8709 | 4754.9335 | 409.8166 | 5579.2661 | 475.8672 | 6365.9389 | 542.2392 | 7164.9737 | 608.4568 | 7934.6568 | 675.0235 | 8703.8696 | 741.6761 | 9474.6276 | 808.4785 | 10247.2905 | 875.4355 | 11016.0722 | 942.552 | 11782.2617 | 1009.8311 | 12545.8215 | 1077.2776 | 13197.2524 | 1144.8938 | 13251.4596 | 1153.3246 |  | 69.8795 | 25.5117 | 114.246 | 28.8457 | 138.027 | 37.0851 | 161.4342 | 45.3423 | 186.7813 | 53.6696 | 228.9975 | 62.1702 | 296.2418 | 70.829 | 365.4392 | 79.5935 | 433.6452 | 88.5248 | 519.0278 | 97.6458 | 820.2768 | 106.9089 | 1682.3288 | 173.824 | 2543.225 | 239.3011 | 3402.4524 | 304.8457 | 4251.6614 | 370.5115 | 5087.0582 | 436.2469 | 5925.0574 | 502.0101 | 6775.5943 | 568.0274 | 7624.8244 | 634.1779 | 8471.7085 | 700.2451 | 9311.9538 | 766.42 | 10090.9718 | 833.0325 | 10872.4887 | 899.3405 | 11651.9371 | 966.1083 | 12432.433 | 1032.9392 | 13144.8624 | 1099.9258 | 13193.0729 | 1108.2898 | 13243.6578 | 1116.6587 | 13284.8561 | 1125.0323 | 13339.6636 | 1133.4119 | 13399.113 | 1141.7966 | 13454.8253 | 1150.187
Broadway |  | 44.1828 | 8.1292 | 70.7709 | 9.1393 | 80.8966 | 11.6803 | 92.8769 | 14.2421 | 106.3984 | 16.8195 | 129.6728 | 19.4647 | 174.6991 | 22.1525 | 222.265 | 24.8859 | 268.823 | 27.6867 | 330.4537 | 30.5044 | 423.2765 | 33.3712 | 533.4457 | 36.1607 | 642.7785 | 38.5103 | 750.9956 | 40.7877 | 850.8714 | 43.017 | 938.7714 | 45.1856 | 1028.8285 | 65.2198 | 1122.1227 | 85.2 | 1201.0138 | 105.0286 | 1273.9091 | 124.7592 | 1338.5535 | 144.4866 | 1389.0352 | 164.0288 | 1445.6593 | 183.5699 | 1504.8984 | 202.9419 | 1564.3332 | 222.2575 | 1619.4311 | 241.4873 | 1657.9953 | 260.6323 | 1695.9111 | 279.6938 | 1733.1263 | 298.6727 | 1770.6117 | 317.5701 | 1809.5217 | 336.3868 | 1846.8183 | 337.7411 |  | 44.1828 | 8.1292 | 45.6082 | 9.1393 | 47.2776 | 10.4153 | 49.6651 | 11.7408 | 52.4917 | 13.1156 | 66.0567 | 14.3892 | 111.993 | 15.33 | 159.9045 | 16.8707 | 206.2497 | 18.4734 | 267.4468 | 20.0807 | 356.1347 | 21.7318 | 451.7404 | 23.5725 | 546.6487 | 24.8284 | 640.3558 | 26.0408 | 725.6949 | 27.2258 | 802.3209 | 28.3759 | 890.1759 | 29.518 | 979.8073 | 30.6638 | 1064.0416 | 31.7755 | 1145.7309 | 32.8754 | 1214.299 | 33.9857 | 1249.5659 | 35.061 | 1285.7159 | 36.1436 | 1321.4013 | 37.1988 | 1358.3451 | 38.2491 | 1412.3745 | 39.2892 | 1466.9966 | 40.3192 | 1520.7422 | 41.3394 | 1573.7197 | 42.3501 | 1626.8892 | 43.3519 | 1675.6779 | 44.3448 | 1705.6384 | 45.3294 |  | 44.1828 | 8.1292 | 70.7709 | 9.1393 | 80.8966 | 10.5769 | 92.8769 | 12.0638 | 106.3984 | 13.6028 | 129.6728 | 15.0805 | 174.6991 | 16.308 | 222.265 | 18.0269 | 268.823 | 19.8135 | 330.4537 | 21.6078 | 423.2765 | 23.4513 | 533.4457 | 25.4564 | 642.7785 | 27.1587 | 750.9956 | 28.8157 | 850.8714 | 30.4437 | 938.7714 | 32.0335 | 1028.8285 | 33.6156 | 1122.1227 | 35.2031 | 1201.0138 | 36.7525 | 1273.9091 | 38.2896 | 1338.5535 | 39.8397 | 1389.0352 | 41.3502 | 1445.6593 | 42.8702 | 1504.8984 | 44.3587 | 1564.3332 | 45.8427 | 1619.4311 | 47.3151 | 1657.9953 | 48.7764 | 1695.9111 | 50.2269 | 1733.1263 | 51.6668 | 1770.6117 | 53.0964 | 1809.5217 | 54.5161 | 1846.8183 | 55.9261 |  | 44.1828 | 8.1292 | 84.4954 | 9.1393 | 104.0562 | 11.6803 | 125.6747 | 14.2421 | 148.9573 | 16.8195 | 184.072 | 19.4647 | 230.8375 | 22.1525 | 282.7016 | 24.8859 | 344.1344 | 27.6867 | 420.7813 | 30.5044 | 525.3823 | 33.3712 | 637.0175 | 36.1607 | 748.1298 | 38.5103 | 858.2421 | 40.7877 | 960.6793 | 43.017 | 1173.6571 | 45.1856 | 1754.2905 | 65.2198 | 2334.3093 | 85.2 | 2910.052 | 105.0286 | 3481.2207 | 124.7592 | 4040.2338 | 144.4866 | 4573.8487 | 164.0288 | 5112.3442 | 183.5699 | 5629.9312 | 202.9419 | 6146.4764 | 222.2575 | 6663.2276 | 241.4873 | 7180.4502 | 260.6323 | 7694.3941 | 279.6938 | 8205.8917 | 298.6727 | 8715.0006 | 317.5701 | 9074.4554 | 336.3868 | 9109.4058 | 337.7411 |  | 44.1828 | 8.1292 | 84.4954 | 9.1393 | 104.0562 | 11.6803 | 125.6747 | 14.2421 | 148.9573 | 16.8195 | 187.5909 | 19.4646 | 248.4259 | 22.1521 | 310.8364 | 24.885 | 372.2693 | 27.6852 | 448.9161 | 30.502 | 676.4622 | 33.3678 | 1279.5867 | 54.1675 | 1881.5862 | 74.5299 | 2482.1222 | 94.7554 | 3073.9956 | 114.8539 | 3653.5329 | 134.766 | 4234.3579 | 154.6015 | 4815.55 | 174.436 | 5392.9854 | 194.058 | 5968.1845 | 213.5879 | 6534.965 | 233.1757 | 7059.2731 | 252.5188 | 7585.2187 | 271.9086 | 8109.3043 | 291.0899 | 8633.354 | 310.2305 | 8959.6268 | 329.286 | 8992.5926 | 330.7165 | 9026.1801 | 332.1306 | 9057.2478 | 333.5286 | 9091.9653 | 334.9115 | 9127.8811 | 336.2793 | 9162.878 | 337.6326
Buckshaw |  | 25.4124 | 4.618 | 45.7861 | 5.2179 | 53.3343 | 6.7005 | 61.3589 | 8.2367 | 70.2891 | 9.7911 | 87.6719 | 11.3865 | 121.5689 | 13.013 | 157.3525 | 14.6703 | 192.37 | 16.3645 | 238.8054 | 18.0838 | 307.8043 | 19.8478 | 386.6093 | 21.5703 | 464.7406 | 23.0217 | 542.0186 | 24.4673 | 613.0175 | 25.9099 | 674.8375 | 27.3427 | 738.2338 | 39.6149 | 804.0439 | 51.928 | 853.6498 | 64.2995 | 897.6777 | 76.6524 | 935.8394 | 89.06 | 968.137 | 101.4564 | 1002.6298 | 113.9018 | 1037.5497 | 126.3766 | 1072.5255 | 138.8653 | 1105.9896 | 151.3752 | 1133.4151 | 163.9056 | 1160.6098 | 176.4558 | 1187.5609 | 189.0251 | 1214.6152 | 201.6131 | 1242.192 | 214.2191 | 1269.1976 | 215.7391 |  | 25.4124 | 4.618 | 26.2265 | 5.2179 | 27.2075 | 5.9749 | 28.1154 | 6.7808 | 29.1449 | 7.6154 | 38.3766 | 8.3877 | 72.5062 | 8.9665 | 108.3577 | 9.8966 | 143.3175 | 10.8602 | 189.6266 | 11.8363 | 256.8402 | 12.8482 | 329.132 | 13.9757 | 400.9161 | 14.7504 | 471.7345 | 15.5224 | 536.2956 | 16.2935 | 592.7998 | 17.0595 | 652.8149 | 17.812 | 713.0884 | 18.5658 | 770.4038 | 19.3241 | 825.6993 | 20.064 | 870.2288 | 20.8081 | 886.9424 | 21.5407 | 903.9621 | 22.2757 | 920.62 | 23.0087 | 937.8783 | 23.7372 | 959.4754 | 24.4629 | 981.338 | 25.1858 | 1002.9349 | 25.9061 | 1024.2488 | 26.6239 | 1045.6071 | 27.3395 | 1065.3024 | 28.0529 | 1078.0087 | 28.7642 |  | 25.4124 | 4.618 | 45.7861 | 5.2179 | 53.3343 | 6.0676 | 61.3589 | 6.9769 | 70.2891 | 7.9186 | 87.6719 | 8.8218 | 121.5689 | 9.5798 | 157.3525 | 10.6269 | 192.37 | 11.7109 | 238.8054 | 12.8096 | 307.8043 | 13.9478 | 386.6093 | 15.1851 | 464.7406 | 16.2357 | 542.0186 | 17.2857 | 613.0175 | 18.3368 | 674.8375 | 19.3841 | 738.2338 | 20.4183 | 804.0439 | 21.4558 | 853.6498 | 22.5003 | 897.6777 | 23.5252 | 935.8394 | 24.5568 | 968.137 | 25.5762 | 1002.6298 | 26.6002 | 1037.5497 | 27.6232 | 1072.5255 | 28.6423 | 1105.9896 | 29.6593 | 1133.4151 | 30.6743 | 1160.6098 | 31.6876 | 1187.5609 | 32.6991 | 1214.6152 | 33.7089 | 1242.192 | 34.7172 | 1269.1976 | 35.7239 |  | 25.4124 | 4.618 | 56.433 | 5.2179 | 71.2951 | 6.7005 | 86.2453 | 8.2367 | 101.8648 | 9.7911 | 126.1149 | 11.3865 | 160.4249 | 13.013 | 197.9941 | 14.6703 | 239.4839 | 16.3645 | 292.4028 | 18.0838 | 366.4835 | 19.8478 | 445.7907 | 21.5703 | 524.4797 | 23.0217 | 602.2557 | 24.4673 | 674.1218 | 25.9099 | 783.4053 | 27.3427 | 1031.8855 | 39.6149 | 1269.5181 | 51.928 | 1503.9365 | 64.2995 | 1735.924 | 76.6524 | 1962.9832 | 89.06 | 2179.377 | 101.4564 | 2397.1307 | 113.9018 | 2606.9216 | 126.3766 | 2816.441 | 138.8653 | 3026.1501 | 151.3752 | 3236.0954 | 163.9056 | 3444.8729 | 176.4558 | 3652.8405 | 189.0251 | 3859.7682 | 201.6131 | 4016.4718 | 214.2191 | 4042.526 | 215.7391 |  | 25.4124 | 4.618 | 56.433 | 5.2179 | 71.2951 | 6.7005 | 86.2453 | 8.2367 | 101.8648 | 9.7911 | 127.6751 | 11.3873 | 168.223 | 13.0155 | 210.4681 | 14.6758 | 251.9579 | 16.374 | 304.8768 | 18.0987 | 425.7 | 19.8694 | 691.865 | 32.3602 | 957.2554 | 44.6338 | 1221.675 | 56.956 | 1479.7256 | 69.3338 | 1728.4611 | 81.7483 | 1976.8716 | 94.151 | 2214.3295 | 106.6097 | 2449.9437 | 119.1485 | 2683.4122 | 131.625 | 2912.7831 | 144.1758 | 3124.7738 | 156.6922 | 3337.5599 | 169.2705 | 3549.7943 | 181.8789 | 3762.1412 | 194.4951 | 3918.8999 | 207.1303 | 3943.6461 | 208.7136 | 3968.6669 | 210.2848 | 3992.3244 | 211.8443 | 4017.8823 | 213.393 | 4043.9962 | 214.9312 | 4069.7012 | 216.4594
Burnley |  | 24.1867 | 5.431 | 42.9276 | 6.1042 | 49.9913 | 7.7966 | 57.9938 | 9.4953 | 66.9802 | 11.1901 | 82.2328 | 12.8921 | 110.4495 | 14.6217 | 140.2508 | 16.3542 | 169.4258 | 18.1214 | 208.0926 | 19.8924 | 268.8671 | 21.6829 | 347.8932 | 23.4495 | 426.3801 | 24.8838 | 504.1611 | 26.2975 | 576.6804 | 27.6933 | 641.5798 | 29.0661 | 707.7699 | 41.9166 | 775.9235 | 54.7407 | 838.6308 | 67.4292 | 902.9089 | 80.0363 | 964.3188 | 92.56 | 1006.2762 | 105.114 | 1046.1659 | 117.6068 | 1080.0676 | 129.888 | 1114.3375 | 142.1697 | 1146.7211 | 154.3839 | 1171.0953 | 166.5316 | 1195.1508 | 178.6138 | 1218.8487 | 190.6314 | 1242.6718 | 202.5855 | 1267.2166 | 214.4768 | 1290.9206 | 215.2288 |  | 24.1867 | 5.431 | 25.0386 | 6.1042 | 26.0731 | 6.9523 | 27.4085 | 7.83 | 28.9934 | 8.7306 | 37.4068 | 9.5375 | 66.2016 | 10.1277 | 96.2354 | 11.0985 | 125.4162 | 12.105 | 163.9659 | 13.1109 | 219.8708 | 14.1381 | 280.0614 | 15.3062 | 339.7171 | 16.0645 | 398.6575 | 16.8125 | 452.3205 | 17.5515 | 502.8051 | 18.2787 | 566.0734 | 18.998 | 629.6762 | 19.7296 | 696.9979 | 20.4295 | 764.9318 | 21.121 | 824.322 | 21.8034 | 861.4516 | 22.5009 | 899.5078 | 23.1899 | 936.7072 | 23.8432 | 976.4723 | 24.5025 | 997.7636 | 25.1548 | 1019.1989 | 25.7999 | 1040.2129 | 26.4383 | 1060.7796 | 27.0701 | 1081.3059 | 27.6957 | 1099.8524 | 28.3151 | 1110.3821 | 28.9286 |  | 24.1867 | 5.431 | 42.9276 | 6.1042 | 49.9913 | 7.0601 | 57.9938 | 8.043 | 66.9802 | 9.0501 | 82.2328 | 9.9883 | 110.4495 | 10.764 | 140.2508 | 11.8467 | 169.4258 | 12.9682 | 208.0926 | 14.0908 | 268.8671 | 15.2374 | 347.8932 | 16.508 | 426.3801 | 17.5489 | 504.1611 | 18.5787 | 576.6804 | 19.5989 | 641.5798 | 20.6059 | 707.7699 | 21.6046 | 775.9235 | 22.6179 | 838.6308 | 23.5954 | 902.9089 | 24.5638 | 964.3188 | 25.5218 | 1006.2762 | 26.4983 | 1046.1659 | 27.4654 | 1080.0676 | 28.3907 | 1114.3375 | 29.3239 | 1146.7211 | 30.2488 | 1171.0953 | 31.1658 | 1195.1508 | 32.0751 | 1218.8487 | 32.9769 | 1242.6718 | 33.8715 | 1267.2166 | 34.7589 | 1290.9206 | 35.6394 |  | 24.1867 | 5.431 | 52.6644 | 6.1042 | 66.5476 | 7.7966 | 81.1287 | 9.4953 | 96.6739 | 11.1901 | 119.6751 | 12.8921 | 148.8424 | 14.6217 | 183.6574 | 16.3542 | 231.8203 | 18.1214 | 289.5246 | 19.8924 | 364.7881 | 21.6829 | 444.4331 | 23.4495 | 523.7363 | 24.8838 | 602.3722 | 26.2975 | 676.1603 | 27.6933 | 847.2779 | 29.0661 | 1333.3376 | 41.9166 | 1820.8071 | 54.7407 | 2310.5911 | 67.4292 | 2798.5796 | 80.0363 | 3276.1103 | 92.56 | 3730.7045 | 105.114 | 4183.714 | 117.6068 | 4617.4163 | 129.888 | 5049.9479 | 142.1697 | 5482.3646 | 154.3839 | 5914.8925 | 166.5316 | 6344.3556 | 178.6138 | 6771.4612 | 190.6314 | 7196.3844 | 202.5855 | 7460.3485 | 214.4768 | 7478.3013 | 215.2288 |  | 24.1867 | 5.431 | 52.6644 | 6.1042 | 66.5476 | 7.7966 | 81.1287 | 9.4953 | 96.6739 | 11.1901 | 124.3447 | 12.8918 | 172.1824 | 14.6207 | 220.9924 | 16.3523 | 269.1553 | 18.118 | 326.8596 | 19.887 | 507.4579 | 21.6751 | 1008.2742 | 35.1152 | 1508.2792 | 48.1399 | 2007.276 | 61.0662 | 2500.7259 | 73.9045 | 2986.2168 | 86.6439 | 3472.6346 | 99.3058 | 3962.0878 | 112.0075 | 4451.4915 | 124.5084 | 4942.8907 | 136.9323 | 5422.5105 | 149.2737 | 5862.8257 | 161.7072 | 6303.8855 | 174.0768 | 6743.0543 | 186.1678 | 7181.9255 | 198.2938 | 7378.4796 | 210.3534 | 7396.0391 | 211.1485 | 7413.643 | 211.934 | 7430.9222 | 212.7102 | 7448.6291 | 213.4775 | 7466.4371 | 214.236 | 7484.1789 | 214.9859
Burnley Centre |  | 18.9413 | 18.7835 | 32.5537 | 21.1122 | 37.6823 | 26.9631 | 43.0106 | 32.84 | 48.9527 | 38.7009 | 60.4437 | 44.5826 | 82.6559 | 50.5673 | 106.1167 | 56.5533 | 129.0835 | 62.6689 | 159.5163 | 68.7925 | 203.9902 | 74.9834 | 252.7889 | 81.106 | 301.1675 | 86.066 | 348.9996 | 90.9546 | 392.7203 | 95.781 | 430.4757 | 100.5279 | 469.2785 | 144.9837 | 509.6619 | 189.3395 | 537.4096 | 233.2244 | 560.917 | 276.8272 | 581.1354 | 320.1407 | 600.1389 | 363.5919 | 623.2197 | 406.8022 | 649.9766 | 449.2841 | 677.0084 | 491.7733 | 702.5418 | 534.0299 | 721.7597 | 576.0577 | 740.7118 | 617.8604 | 759.3694 | 659.4408 | 778.1133 | 700.8029 | 797.4088 | 741.9488 | 816.0315 | 744.5611 |  | 18.9413 | 18.7835 | 19.5745 | 21.1122 | 20.3362 | 24.0431 | 20.949 | 27.0805 | 21.6508 | 30.1952 | 27.7088 | 32.9825 | 50.0422 | 35.0261 | 73.5217 | 38.3797 | 96.4273 | 41.8636 | 126.7551 | 45.3419 | 170.7472 | 48.8938 | 218.0843 | 52.9423 | 265.0598 | 55.5645 | 311.4318 | 58.1507 | 353.6858 | 60.7064 | 390.0355 | 63.2207 | 426.2494 | 65.7138 | 462.0629 | 68.2439 | 496.23 | 70.6642 | 528.8303 | 73.0554 | 553.9693 | 75.415 | 560.0323 | 77.834 | 566.1347 | 80.2169 | 572.0561 | 82.4767 | 577.7459 | 84.7586 | 597.5937 | 87.016 | 617.7466 | 89.2489 | 637.7182 | 91.4585 | 657.4486 | 93.6455 | 677.2686 | 95.8108 | 695.4634 | 97.9549 | 706.6922 | 100.0788 |  | 18.9413 | 18.7835 | 32.5537 | 21.1122 | 37.6823 | 24.416 | 43.0106 | 27.8172 | 48.9527 | 31.2996 | 60.4437 | 34.5409 | 82.6559 | 37.2262 | 106.1167 | 40.9661 | 129.0835 | 44.8478 | 159.5163 | 48.7292 | 203.9902 | 52.6938 | 252.7889 | 57.0971 | 301.1675 | 60.6966 | 348.9996 | 64.2577 | 392.7203 | 67.7856 | 430.4757 | 71.2675 | 469.2785 | 74.7276 | 509.6619 | 78.2318 | 537.4096 | 81.6119 | 560.917 | 84.9605 | 581.1354 | 88.2733 | 600.1389 | 91.6582 | 623.2197 | 95.003 | 649.9766 | 98.2038 | 677.0084 | 101.4329 | 702.5418 | 104.6336 | 721.7597 | 107.807 | 740.7118 | 110.9541 | 759.3694 | 114.0753 | 778.1133 | 117.1714 | 797.4088 | 120.2431 | 816.0315 | 123.2909 |  | 18.9413 | 18.7835 | 39.6332 | 21.1122 | 49.6829 | 26.9631 | 59.6077 | 32.84 | 69.9975 | 38.7009 | 86.0553 | 44.5826 | 108.6072 | 50.5673 | 132.6295 | 56.5533 | 157.1636 | 62.6689 | 189.2281 | 68.7925 | 235.0504 | 74.9834 | 284.3046 | 81.106 | 333.4028 | 86.066 | 382.0193 | 90.9546 | 426.8119 | 95.781 | 542.125 | 100.5279 | 886.8253 | 144.9837 | 1231.5843 | 189.3395 | 1577.3947 | 233.2244 | 1921.9352 | 276.8272 | 2259.8371 | 320.1407 | 2581.5098 | 363.5919 | 2910.9449 | 406.8022 | 3228.5952 | 449.2841 | 3545.4085 | 491.7733 | 3862.235 | 534.0299 | 4179.2006 | 576.0577 | 4493.8489 | 617.8604 | 4806.7804 | 659.4408 | 5118.1724 | 700.8029 | 5316.5996 | 741.9488 | 5331.5097 | 744.5611 |  | 18.9413 | 18.7835 | 39.6332 | 21.1122 | 49.6829 | 26.9631 | 59.6077 | 32.84 | 69.9975 | 38.7009 | 86.3735 | 44.5815 | 110.1978 | 50.564 | 135.1738 | 56.5463 | 159.7079 | 62.6568 | 191.7724 | 68.7737 | 314.3569 | 74.9561 | 670.5937 | 121.454 | 1026.2445 | 166.5006 | 1381.1328 | 211.2059 | 1731.7017 | 255.6056 | 2076.0677 | 299.6626 | 2421.1789 | 343.4807 | 2768.209 | 387.4105 | 3115.0943 | 430.6437 | 3462.2583 | 473.6101 | 3809.9435 | 516.2905 | 4132.7261 | 559.3398 | 4455.7568 | 602.122 | 4777.392 | 643.9454 | 5098.8259 | 685.8973 | 5252.5714 | 727.6209 | 5267.0593 | 730.3807 | 5281.6346 | 733.1079 | 5295.7711 | 735.803 | 5310.5181 | 738.4676 | 5325.4428 | 741.1018 | 5340.2372 | 743.7067
Burnley North |  | 14.9013 | 6.1228 | 27.238 | 6.8819 | 31.8269 | 8.7892 | 36.6428 | 10.7048 | 42.0081 | 12.6153 | 52.0593 | 14.5327 | 70.9545 | 16.4834 | 90.9076 | 18.4349 | 110.44 | 20.4282 | 136.3292 | 22.4244 | 174.0039 | 24.4425 | 214.8336 | 26.4377 | 255.3001 | 28.0545 | 295.2996 | 29.6481 | 331.8016 | 31.2214 | 363.2073 | 32.7688 | 395.4932 | 47.2594 | 429.1181 | 61.7178 | 449.6556 | 76.0228 | 467.0447 | 90.2359 | 483.0703 | 104.3547 | 498.4245 | 118.5168 | 516.8764 | 132.6018 | 538.2919 | 146.4492 | 559.9609 | 160.2988 | 580.6003 | 174.0724 | 596.8088 | 187.7715 | 612.8406 | 201.3971 | 628.6707 | 214.9501 | 644.5719 | 228.432 | 660.8817 | 241.8433 | 676.7106 | 242.6943 |  | 14.9013 | 6.1228 | 15.4115 | 6.8819 | 16.0298 | 7.8373 | 16.5591 | 8.8273 | 17.1698 | 9.8427 | 22.3541 | 10.7514 | 41.4026 | 11.4174 | 61.4039 | 12.5108 | 80.913 | 13.6463 | 106.7402 | 14.7801 | 144.2149 | 15.9379 | 184.5442 | 17.2572 | 224.5372 | 18.112 | 264.0329 | 18.9551 | 300.0218 | 19.7882 | 330.7486 | 20.6077 | 359.8026 | 21.4202 | 387.6432 | 22.2449 | 415.9949 | 23.0339 | 443.2481 | 23.8133 | 463.5268 | 24.5825 | 465.9961 | 25.3707 | 468.4851 | 26.1475 | 470.8794 | 26.8841 | 473.0353 | 27.6278 | 485.5356 | 28.3636 | 498.1358 | 29.0914 | 510.5375 | 29.8116 | 522.7083 | 30.5244 | 534.884 | 31.2301 | 545.9516 | 31.9289 | 552.4422 | 32.6212 |  | 14.9013 | 6.1228 | 27.238 | 6.8819 | 31.8269 | 7.9589 | 36.6428 | 9.0675 | 42.0081 | 10.2027 | 52.0593 | 11.2594 | 70.9545 | 12.1346 | 90.9076 | 13.3539 | 110.44 | 14.6191 | 136.3292 | 15.8843 | 174.0039 | 17.1767 | 214.8336 | 18.6116 | 255.3001 | 19.785 | 295.2996 | 20.9458 | 331.8016 | 22.0958 | 363.2073 | 23.2309 | 395.4932 | 24.3584 | 429.1181 | 25.5007 | 449.6556 | 26.6026 | 467.0447 | 27.6941 | 483.0703 | 28.774 | 498.4245 | 29.877 | 516.8764 | 30.9673 | 538.2919 | 32.0106 | 559.9609 | 33.0631 | 580.6003 | 34.1064 | 596.8088 | 35.1407 | 612.8406 | 36.1665 | 628.6707 | 37.1838 | 644.5719 | 38.1929 | 660.8817 | 39.1941 | 676.7106 | 40.1874 |  | 14.9013 | 6.1228 | 33.6589 | 6.8819 | 42.6994 | 8.7892 | 51.6665 | 10.7048 | 61.0443 | 12.6153 | 75.2805 | 14.5327 | 94.4757 | 16.4834 | 114.6936 | 18.4349 | 134.8069 | 20.4282 | 161.3271 | 22.4244 | 199.5551 | 24.4425 | 240.6967 | 26.4377 | 281.6638 | 28.0545 | 322.2275 | 29.6481 | 359.4953 | 31.2214 | 455.9323 | 32.7688 | 744.8294 | 47.2594 | 1031.7741 | 61.7178 | 1320.8376 | 76.0228 | 1609.3468 | 90.2359 | 1892.3037 | 104.3547 | 2161.828 | 118.5168 | 2438.3816 | 132.6018 | 2705.1787 | 146.4492 | 2971.2095 | 160.2988 | 3237.1596 | 174.0724 | 3503.1672 | 187.7715 | 3767.2209 | 201.3971 | 4029.7822 | 214.9501 | 4291.0638 | 228.432 | 4450.7368 | 241.8433 | 4462.9795 | 242.6943 |  | 14.9013 | 6.1228 | 33.6589 | 6.8819 | 42.6994 | 8.7892 | 51.6665 | 10.7048 | 61.0443 | 12.6153 | 75.376 | 14.5324 | 94.9531 | 16.4823 | 115.4572 | 18.4327 | 135.5705 | 20.4243 | 162.0907 | 22.4183 | 264.8171 | 24.4337 | 563.8944 | 39.5898 | 862.4507 | 54.2735 | 1160.3566 | 68.846 | 1454.5859 | 83.319 | 1743.5164 | 97.6803 | 2032.8506 | 111.9623 | 2322.1585 | 126.282 | 2611.8011 | 140.3747 | 2902.5439 | 154.3804 | 3194.1757 | 168.293 | 3465.2638 | 182.3235 | 3736.5818 | 196.269 | 4006.7178 | 209.9018 | 4276.623 | 223.5761 | 4389.685 | 237.176 | 4401.9192 | 238.0751 | 4414.1549 | 238.9636 | 4426.3844 | 239.8417 | 4438.6231 | 240.7097 | 4450.8645 | 241.5679 | 4463.1046 | 242.4165
Burrow Beck |  | 42.2969 | 9.2015 | 62.7661 | 10.3459 | 71.072 | 13.2236 | 79.8544 | 16.1249 | 89.7866 | 19.0441 | 107.2202 | 22.0389 | 140.244 | 25.0818 | 175.1499 | 28.1771 | 209.3461 | 31.3473 | 254.5512 | 34.5369 | 337.2466 | 37.7832 | 476.3327 | 40.9417 | 614.8187 | 43.6024 | 752.4297 | 46.1823 | 883.7022 | 48.7089 | 1006.1756 | 51.1682 | 1130.1065 | 73.8583 | 1256.1763 | 96.4899 | 1420.8651 | 118.9515 | 1602.7488 | 141.3081 | 1772.6202 | 163.6562 | 1870.8361 | 185.7998 | 1945.6202 | 207.9395 | 1995.8289 | 229.8966 | 2046.2942 | 251.7889 | 2092.7229 | 273.586 | 2122.0817 | 295.289 | 2150.736 | 316.8994 | 2178.6626 | 338.4181 | 2206.833 | 359.8466 | 2236.4395 | 381.1855 | 2264.4209 | 382.7376 |  | 42.2969 | 9.2015 | 43.7278 | 10.3459 | 45.4793 | 11.7915 | 47.1341 | 13.293 | 49.1093 | 14.8505 | 58.8991 | 16.2923 | 92.1969 | 17.3573 | 127.0902 | 19.1022 | 160.9945 | 20.9162 | 205.8017 | 22.7357 | 270.7592 | 24.6053 | 340.7983 | 26.6897 | 410.2707 | 28.112 | 478.9664 | 29.4856 | 541.4062 | 30.8289 | 612.5763 | 32.1336 | 741.2331 | 33.4284 | 878.2468 | 34.7278 | 1023.3118 | 35.9885 | 1174.6341 | 37.237 | 1322.887 | 38.4955 | 1460.2511 | 39.7154 | 1600.1998 | 40.9427 | 1736.5493 | 42.1404 | 1872.6131 | 43.3322 | 1926.2836 | 44.5126 | 1981.5928 | 45.6815 | 2036.9444 | 46.8395 | 2092.2677 | 47.9869 | 2148.4312 | 49.1242 | 2200.4573 | 50.2516 | 2232.5988 | 51.3696 |  | 42.2969 | 9.2015 | 62.7661 | 10.3459 | 71.072 | 11.9744 | 79.8544 | 13.6586 | 89.7866 | 15.402 | 107.2202 | 17.0749 | 140.244 | 18.4645 | 175.1499 | 20.4109 | 209.3461 | 22.4331 | 254.5512 | 24.4642 | 337.2466 | 26.5517 | 476.3327 | 28.8222 | 614.8187 | 30.7499 | 752.4297 | 32.6269 | 883.7022 | 34.472 | 1006.1756 | 36.2748 | 1130.1065 | 38.0681 | 1256.1763 | 39.8679 | 1420.8651 | 41.6245 | 1602.7488 | 43.3686 | 1772.6202 | 45.1254 | 1870.8361 | 46.8384 | 1945.6202 | 48.5614 | 1995.8289 | 50.2504 | 2046.2942 | 51.9339 | 2092.7229 | 53.6043 | 2122.0817 | 55.2622 | 2150.736 | 56.9082 | 2178.6626 | 58.5422 | 2206.833 | 60.1649 | 2236.4395 | 61.7764 | 2264.4209 | 63.377 |  | 42.2969 | 9.2015 | 73.349 | 10.3459 | 89.4155 | 13.2236 | 105.3205 | 16.1249 | 122.4469 | 19.0441 | 148.197 | 22.0389 | 182.6043 | 25.0818 | 235.6467 | 28.1771 | 339.3514 | 31.3473 | 454.2299 | 34.5369 | 589.678 | 37.7832 | 730.3346 | 40.9417 | 870.7517 | 43.6024 | 1010.5257 | 46.1823 | 1144.5138 | 48.7089 | 1357.7375 | 51.1682 | 1836.5866 | 73.8583 | 2323.7208 | 96.4899 | 2807.904 | 118.9515 | 3287.0313 | 141.3081 | 3753.5673 | 163.6562 | 4194.4089 | 185.7998 | 4590.6567 | 207.9395 | 4966.0347 | 229.8966 | 5341.5027 | 251.7889 | 5718.3596 | 273.586 | 6096.3589 | 295.289 | 6472.4627 | 316.8994 | 6847.2603 | 338.4181 | 7220.6817 | 359.8466 | 7577.4285 | 381.1855 | 7608.9697 | 382.7376 |  | 42.2969 | 9.2015 | 73.349 | 10.3459 | 89.4155 | 13.2236 | 105.3205 | 16.1249 | 122.4469 | 19.0441 | 165.3792 | 22.0387 | 268.4394 | 25.0813 | 372.8842 | 28.1761 | 476.589 | 31.3455 | 591.4675 | 34.5342 | 815.1989 | 37.7791 | 1308.8051 | 61.329 | 1801.7134 | 84.3844 | 2293.6318 | 107.2872 | 2779.058 | 130.0503 | 3255.4724 | 152.6079 | 3733.2198 | 175.0775 | 4214.8074 | 197.5489 | 4695.924 | 219.7808 | 5176.9887 | 241.9173 | 5605.03 | 264.1093 | 5984.676 | 286.0317 | 6365.7765 | 308.0022 | 6745.9152 | 329.7489 | 7126.8629 | 351.447 | 7574.8454 | 373.0508 | 7600.6474 | 374.6881 | 7627.7894 | 376.3071 | 7648.3922 | 377.908 | 7678.12 | 379.492 | 7710.5888 | 381.0591 | 7740.9776 | 382.61
Burscough Bridge |  | 37.2697 | 9.6858 | 54.3925 | 10.8837 | 61.4075 | 13.9122 | 67.8122 | 17.0218 | 75.0887 | 20.1606 | 89.1668 | 23.3616 | 115.567 | 26.6171 | 143.389 | 29.9297 | 170.7568 | 33.3018 | 206.8227 | 36.7408 | 268.0893 | 40.2433 | 360.7279 | 43.686 | 452.8968 | 46.5735 | 544.3631 | 49.444 | 630.7731 | 52.2565 | 710.2521 | 55.0413 | 790.8903 | 79.6586 | 873.2077 | 104.265 | 971.8664 | 128.863 | 1079.1653 | 153.4602 | 1178.9364 | 178.0483 | 1239.0852 | 202.4537 | 1290.6389 | 226.9659 | 1335.213 | 251.4762 | 1379.9427 | 275.93 | 1420.3407 | 300.3588 | 1444.2385 | 324.7619 | 1467.4923 | 349.1388 | 1490.0501 | 373.4887 | 1512.8682 | 397.8114 | 1537.1051 | 422.1062 | 1559.7368 | 424.5235 |  | 37.2697 | 9.6858 | 38.5582 | 10.8837 | 40.0991 | 12.4056 | 40.8282 | 14.0176 | 41.7741 | 15.6905 | 48.9161 | 17.2239 | 74.991 | 18.3596 | 102.5786 | 20.2147 | 129.5871 | 22.1296 | 165.2935 | 24.0813 | 216.9718 | 26.0887 | 272.6485 | 28.3466 | 327.7532 | 29.8854 | 382.242 | 31.416 | 431.6792 | 32.9127 | 483.5355 | 34.3949 | 565.0649 | 35.8736 | 650.0401 | 37.3372 | 741.5056 | 38.7897 | 836.0432 | 40.2333 | 925.6012 | 41.6667 | 1000.6743 | 43.0534 | 1076.6512 | 44.4595 | 1150.1763 | 45.8592 | 1220.9164 | 47.2429 | 1264.8894 | 48.6177 | 1308.752 | 49.9835 | 1351.4864 | 51.3407 | 1393.0806 | 52.6897 | 1434.475 | 54.0309 | 1471.9835 | 55.3644 | 1493.5285 | 56.6906 |  | 37.2697 | 9.6858 | 54.3925 | 10.8837 | 61.4075 | 12.598 | 67.8122 | 14.4183 | 75.0887 | 16.305 | 89.1668 | 18.0997 | 115.567 | 19.5948 | 143.389 | 21.6805 | 170.7568 | 23.8318 | 206.8227 | 26.0253 | 268.0893 | 28.2805 | 360.7279 | 30.7541 | 452.8968 | 32.8452 | 544.3631 | 34.9312 | 630.7731 | 36.9827 | 710.2521 | 39.0206 | 790.8903 | 41.0577 | 873.2077 | 43.0805 | 971.8664 | 45.0929 | 1079.1653 | 47.0982 | 1178.9364 | 49.0938 | 1239.0852 | 51.0367 | 1290.6389 | 53.0047 | 1335.213 | 54.9673 | 1379.9427 | 56.9132 | 1420.3407 | 58.8499 | 1444.2385 | 60.778 | 1467.4923 | 62.6976 | 1490.0501 | 64.609 | 1512.8682 | 66.5124 | 1537.1051 | 68.4081 | 1559.7368 | 70.2963 |  | 37.2697 | 9.6858 | 63.2245 | 10.8837 | 76.8793 | 13.9122 | 88.8027 | 17.0218 | 101.5547 | 20.1606 | 121.0145 | 23.3616 | 148.1635 | 26.6171 | 186.1488 | 29.9297 | 251.1251 | 33.3018 | 325.0251 | 36.7408 | 415.1886 | 40.2433 | 509.3434 | 43.686 | 603.5619 | 46.5735 | 697.4322 | 49.444 | 786.6741 | 52.2565 | 933.5646 | 55.0413 | 1274.0162 | 79.6586 | 1615.1101 | 104.265 | 1956.9668 | 128.863 | 2295.8283 | 153.4602 | 2626.0493 | 178.0483 | 2937.2238 | 202.4537 | 3225.0939 | 226.9659 | 3499.5152 | 251.4762 | 3773.1895 | 275.93 | 4046.88 | 300.3588 | 4320.7921 | 324.7619 | 4592.4093 | 349.1388 | 4862.2482 | 373.4887 | 5130.5081 | 397.8114 | 5306.6311 | 422.1062 | 5324.3173 | 424.5235 |  | 37.2697 | 9.6858 | 63.2245 | 10.8837 | 76.8793 | 13.9122 | 88.8027 | 17.0218 | 101.5547 | 20.1606 | 130.1814 | 23.3628 | 193.9482 | 26.621 | 259.3393 | 29.9379 | 324.3155 | 33.3161 | 398.2155 | 36.763 | 553.3229 | 40.2755 | 907.1868 | 65.5148 | 1260.3885 | 90.2566 | 1612.6772 | 115.0417 | 1959.6542 | 139.7609 | 2299.39 | 164.4645 | 2639.3736 | 189.2026 | 2978.0635 | 213.9171 | 3318.1779 | 238.6205 | 3658.6699 | 263.3267 | 3970.0253 | 288.0205 | 4249.2547 | 312.4351 | 4528.5959 | 337.0308 | 4806.5949 | 361.6293 | 5084.3524 | 386.1524 | 5248.9663 | 410.6471 | 5265.1074 | 413.197 | 5281.4303 | 415.7204 | 5296.4963 | 418.2183 | 5313.2417 | 420.6922 | 5330.4009 | 423.1426 | 5347.2984 | 425.5706
Bury Town Centre |  | 33.9189 | 14.8054 | 49.8362 | 16.6831 | 56.595 | 21.3735 | 63.2635 | 26.1631 | 70.7757 | 31.0068 | 84.0463 | 35.9356 | 109.7736 | 40.952 | 136.9529 | 46.0368 | 163.5528 | 51.2129 | 198.767 | 56.4917 | 251.2373 | 61.8369 | 311.9026 | 67.12 | 372.0997 | 71.5138 | 431.6038 | 75.9165 | 486.0918 | 80.2592 | 533.6046 | 84.6062 | 582.1613 | 122.4871 | 632.2915 | 160.4595 | 674.1231 | 198.4859 | 711.9888 | 236.5786 | 745.0206 | 274.7259 | 771.9262 | 312.9284 | 805.1151 | 351.1305 | 842.9661 | 389.445 | 880.9357 | 427.7869 | 915.7134 | 466.1766 | 938.4813 | 504.6137 | 960.8396 | 543.0977 | 982.7497 | 581.6276 | 1004.9249 | 620.2035 | 1028.2102 | 658.8242 | 1050.3727 | 663.3487 |  | 33.9189 | 14.8054 | 35.2793 | 16.6831 | 36.9655 | 19.0588 | 38.1871 | 21.5522 | 39.6282 | 24.1455 | 47.189 | 26.515 | 73.3047 | 28.2743 | 100.6261 | 31.1273 | 127.1116 | 34.0723 | 162.1099 | 37.0736 | 212.8534 | 40.1401 | 267.5442 | 43.6108 | 321.7436 | 45.9522 | 375.2571 | 48.3036 | 423.7224 | 50.6211 | 466.6473 | 52.9455 | 514.2891 | 55.2407 | 562.3136 | 57.5441 | 608.0177 | 59.8346 | 652.0172 | 62.116 | 688.2081 | 64.386 | 704.8259 | 66.6451 | 721.6738 | 68.8834 | 738.1277 | 71.1242 | 754.6375 | 73.351 | 793.486 | 75.5692 | 832.2936 | 77.7785 | 870.0802 | 79.9796 | 906.8866 | 82.1729 | 943.4618 | 84.3591 | 976.5031 | 86.5384 | 995.6901 | 88.7113 |  | 33.9189 | 14.8054 | 49.8362 | 16.6831 | 56.595 | 19.3544 | 63.2635 | 22.1614 | 70.7757 | 25.0769 | 84.0463 | 27.8416 | 109.7736 | 30.1477 | 136.9529 | 33.3482 | 163.5528 | 36.6496 | 198.767 | 40.0158 | 251.2373 | 43.4552 | 311.9026 | 47.2512 | 372.0997 | 50.4339 | 431.6038 | 53.6335 | 486.0918 | 56.8006 | 533.6046 | 59.9801 | 582.1613 | 63.1323 | 632.2915 | 66.2991 | 674.1231 | 69.4559 | 711.9888 | 72.6079 | 745.0206 | 75.7509 | 771.9262 | 78.8864 | 805.1151 | 82.0016 | 842.9661 | 85.1243 | 880.9357 | 88.2351 | 915.7134 | 91.3389 | 938.4813 | 94.4366 | 960.8396 | 97.5284 | 982.7497 | 100.6146 | 1004.9249 | 103.6955 | 1028.2102 | 106.7716 | 1050.3727 | 109.843 |  | 33.9189 | 14.8054 | 58.1059 | 16.6831 | 71.3143 | 21.3735 | 83.428 | 26.1631 | 96.4108 | 31.0068 | 116.1135 | 35.9356 | 142.7245 | 40.952 | 171.7934 | 46.0368 | 204.658 | 51.2129 | 246.2257 | 56.4917 | 303.7715 | 61.8369 | 365.3307 | 67.12 | 426.6643 | 71.5138 | 487.3911 | 75.9165 | 543.6008 | 80.2592 | 695.3142 | 84.6062 | 1154.3182 | 122.4871 | 1617.3469 | 160.4595 | 2082.1595 | 198.4859 | 2544.6555 | 236.5786 | 2997.908 | 274.7259 | 3429.9225 | 312.9284 | 3869.78 | 351.1305 | 4293.16 | 389.445 | 4715.5983 | 427.7869 | 5138.1199 | 466.1766 | 5560.9779 | 504.6137 | 5981.0534 | 543.0977 | 6399.0363 | 581.6276 | 6815.048 | 620.2035 | 7090.2499 | 658.8242 | 7109.6419 | 663.3487 |  | 33.9189 | 14.8054 | 58.1059 | 16.6831 | 71.3143 | 21.3735 | 83.428 | 26.1631 | 96.4108 | 31.0068 | 117.558 | 35.9368 | 149.9446 | 40.956 | 183.3428 | 46.0453 | 216.2074 | 51.2276 | 257.7751 | 56.5146 | 418.1262 | 61.8702 | 890.711 | 100.6248 | 1362.5941 | 138.5352 | 1833.5133 | 176.5569 | 2299.1749 | 214.5489 | 2757.553 | 252.6697 | 3216.865 | 290.761 | 3682.097 | 329.0106 | 4148.0359 | 367.3106 | 4613.8973 | 405.6839 | 5077.5245 | 444.1081 | 5507.2277 | 482.5851 | 5937.6522 | 521.0325 | 6366.3599 | 559.6204 | 6794.9726 | 598.2216 | 7027.551 | 636.8673 | 7045.9849 | 641.5301 | 7064.7813 | 646.1653 | 7082.1059 | 650.7739 | 7101.552 | 655.3579 | 7121.713 | 659.9179 | 7141.2986 | 664.4551
Campbell St |  | 35.9573 | 7.4373 | 51.5914 | 8.3847 | 58.6254 | 10.7456 | 65.153 | 13.1041 | 72.5148 | 15.4716 | 84.8319 | 17.8777 | 108.0668 | 20.311 | 132.6138 | 22.7799 | 156.6366 | 25.2873 | 188.4513 | 27.8301 | 235.7132 | 30.4143 | 289.8968 | 32.9476 | 343.668 | 35.0445 | 396.7798 | 37.1226 | 445.188 | 39.1857 | 487.1864 | 41.2266 | 529.9863 | 59.6018 | 574.0046 | 77.9359 | 609.4433 | 96.2671 | 641.8882 | 114.5462 | 671.465 | 132.8407 | 695.3493 | 151.0711 | 726.3546 | 169.3075 | 763.0846 | 187.5249 | 799.931 | 205.7243 | 833.4718 | 223.9095 | 854.538 | 242.0821 | 875.2134 | 260.2434 | 895.4588 | 278.3946 | 916.0179 | 296.5372 | 937.7729 | 314.672 | 958.3971 | 316.5102 |  | 35.9573 | 7.4373 | 37.5543 | 8.3847 | 39.5811 | 9.5819 | 40.8583 | 10.8098 | 42.3763 | 12.0794 | 49.4341 | 13.2384 | 73.1353 | 14.0848 | 97.8712 | 15.4798 | 121.852 | 16.9166 | 153.5159 | 18.3713 | 199.4338 | 19.8638 | 248.9194 | 21.5421 | 297.861 | 22.663 | 346.2131 | 23.7747 | 389.8163 | 24.8795 | 428.2336 | 25.9729 | 469.6683 | 27.063 | 510.3753 | 28.1415 | 551.4325 | 29.2212 | 591.1377 | 30.2847 | 623.1007 | 31.351 | 636.0606 | 32.4 | 649.1858 | 33.4479 | 661.8758 | 34.4891 | 674.3867 | 35.5237 | 712.9747 | 36.5528 | 751.3023 | 37.5763 | 788.4065 | 38.5946 | 824.3026 | 39.6081 | 859.782 | 40.6171 | 891.4718 | 41.6216 | 908.8899 | 42.6222 |  | 35.9573 | 7.4373 | 51.5914 | 8.3847 | 58.6254 | 9.7305 | 65.153 | 11.0998 | 72.5148 | 12.5127 | 84.8319 | 13.851 | 108.0668 | 14.9524 | 132.6138 | 16.5013 | 156.6366 | 18.0964 | 188.4513 | 19.7134 | 235.7132 | 21.3733 | 289.8968 | 23.1945 | 343.668 | 24.7145 | 396.7798 | 26.2264 | 445.188 | 27.7323 | 487.1864 | 29.2269 | 529.9863 | 30.72 | 574.0046 | 32.2018 | 609.4433 | 33.6866 | 641.8882 | 35.1552 | 671.465 | 36.6285 | 695.3493 | 38.0837 | 726.3546 | 39.5394 | 763.0846 | 40.9889 | 799.931 | 42.4326 | 833.4718 | 43.871 | 854.538 | 45.3047 | 875.2134 | 46.734 | 895.4588 | 48.1589 | 916.0179 | 49.5798 | 937.7729 | 50.9969 | 958.3971 | 52.4105 |  | 35.9573 | 7.4373 | 59.7536 | 8.3847 | 73.6381 | 10.7456 | 85.4249 | 13.1041 | 98.1137 | 15.4716 | 116.9684 | 17.8777 | 141.1728 | 20.311 | 167.2842 | 22.7799 | 196.3266 | 25.2873 | 233.2538 | 27.8301 | 284.6257 | 30.4143 | 339.6236 | 32.9476 | 394.4601 | 35.0445 | 448.7683 | 37.1226 | 498.8222 | 39.1857 | 653.5442 | 41.2266 | 1141.0095 | 59.6018 | 1632.9844 | 77.9359 | 2130.0385 | 96.2671 | 2625.5102 | 114.5462 | 3111.1858 | 132.8407 | 3574.3879 | 151.0711 | 4047.3348 | 169.3075 | 4502.7634 | 187.5249 | 4957.1943 | 205.7243 | 5411.7742 | 223.9095 | 5866.7552 | 242.0821 | 6318.7543 | 260.2434 | 6768.4707 | 278.3946 | 7216.1667 | 296.5372 | 7510.79 | 314.672 | 7528.4883 | 316.5102 |  | 35.9573 | 7.4373 | 59.7536 | 8.3847 | 73.6381 | 10.7456 | 85.4249 | 13.1041 | 98.1137 | 15.4716 | 118.1154 | 17.877 | 146.9062 | 20.3085 | 176.4555 | 22.7746 | 205.4978 | 25.2781 | 242.4251 | 27.8157 | 405.2506 | 30.3935 | 905.8629 | 49.318 | 1405.8187 | 67.7631 | 1904.8382 | 86.1549 | 2398.8921 | 104.5086 | 2886.1933 | 122.8097 | 3374.2086 | 141.1012 | 3869.4101 | 159.3445 | 4367.2234 | 177.6128 | 4866.4503 | 195.8078 | 5364.5616 | 214.0464 | 5826.8716 | 232.1959 | 6289.9718 | 250.3677 | 6751.2224 | 268.5212 | 7212.3933 | 286.6574 | 7460.5472 | 304.7814 | 7477.1841 | 306.631 | 7494.2261 | 308.4764 | 7509.6237 | 310.3178 | 7527.3912 | 312.1555 | 7545.9585 | 313.9895 | 7563.881 | 315.8199
Cannon St |  | 4.3421 | 16.881 | 4.6113 | 19.1047 | 4.8354 | 24.564 | 5.0224 | 30.152 | 5.2471 | 35.8235 | 5.7601 | 41.6512 | 7.0297 | 47.6343 | 8.383 | 53.7668 | 9.7151 | 60.055 | 11.4668 | 66.4913 | 13.9744 | 73.0898 | 16.6788 | 79.6274 | 19.3779 | 85.1955 | 22.0526 | 90.7263 | 24.4807 | 96.2355 | 26.6115 | 101.6994 | 28.8222 | 147.6724 | 31.1237 | 193.8665 | 34.5672 | 240.2828 | 37.427 | 287.0066 | 39.0772 | 333.9391 | 40.4883 | 381.1199 | 44.224 | 428.4131 | 50.1763 | 476.1449 | 56.1473 | 524.0436 | 61.2722 | 572.1823 | 63.0391 | 620.5603 | 64.6392 | 669.1768 | 66.0636 | 718.0302 | 67.5004 | 767.1204 | 69.1753 | 816.4456 | 70.4929 | 823.6157 |  | 4.3421 | 16.881 | 4.4828 | 19.1047 | 4.6466 | 21.9038 | 4.762 | 24.8433 | 4.8953 | 27.9071 | 5.3036 | 30.7484 | 6.5226 | 32.909 | 7.8233 | 36.3805 | 9.1003 | 39.9871 | 10.7835 | 43.6733 | 13.1999 | 47.4869 | 15.8031 | 51.7846 | 18.3931 | 54.7943 | 20.9551 | 57.7812 | 23.2696 | 60.7558 | 25.348 | 63.7039 | 28.2283 | 66.6642 | 31.6636 | 69.5931 | 33.6774 | 72.5064 | 35.3811 | 75.4315 | 37.0791 | 78.3418 | 38.9164 | 81.2494 | 40.704 | 84.1288 | 42.3736 | 87.0456 | 43.789 | 89.9461 | 54.8076 | 92.8463 | 66.1355 | 95.7457 | 77.453 | 98.6452 | 88.6859 | 101.5451 | 99.9857 | 104.4462 | 110.3408 | 107.3485 | 116.6085 | 110.2527 |  | 4.3421 | 16.881 | 4.6113 | 19.1047 | 4.8354 | 22.2436 | 5.0224 | 25.5403 | 5.2471 | 28.9725 | 5.7601 | 32.2698 | 7.0297 | 35.0669 | 8.383 | 38.9476 | 9.7151 | 42.9773 | 11.4668 | 47.0991 | 13.9744 | 51.3631 | 16.6788 | 56.0562 | 19.3779 | 60.0827 | 22.0526 | 64.0964 | 24.4807 | 68.1072 | 26.6115 | 72.098 | 28.8222 | 76.1134 | 31.1237 | 80.1022 | 34.5672 | 84.0819 | 37.427 | 88.0847 | 39.0772 | 92.078 | 40.4883 | 96.0768 | 44.224 | 100.0499 | 50.1763 | 104.075 | 56.1473 | 108.0889 | 61.2722 | 112.1089 | 63.0391 | 116.1355 | 64.6392 | 120.1694 | 66.0636 | 124.2106 | 67.5004 | 128.2594 | 69.1753 | 132.3163 | 70.4929 | 136.3814 |  | 4.3421 | 16.881 | 4.716 | 19.1047 | 5.052 | 24.564 | 5.3495 | 30.152 | 5.7102 | 35.8235 | 6.3792 | 41.6512 | 7.7535 | 47.6343 | 9.236 | 53.7668 | 10.7257 | 60.055 | 12.6765 | 66.4913 | 15.3767 | 73.0898 | 18.2838 | 79.6274 | 21.3545 | 85.1955 | 24.4456 | 90.7263 | 27.3541 | 96.2355 | 39.8021 | 101.6994 | 81.9769 | 147.6724 | 126.4923 | 193.8665 | 170.4802 | 240.2828 | 213.982 | 287.0066 | 256.6049 | 333.9391 | 297.0517 | 381.1199 | 338.6191 | 428.4131 | 378.5966 | 476.1449 | 418.4987 | 524.0436 | 458.5437 | 572.1823 | 498.6548 | 620.5603 | 538.3335 | 669.1768 | 577.758 | 718.0302 | 616.9355 | 767.1204 | 648.9351 | 816.4456 | 649.542 | 823.6157 |  | 4.3421 | 16.881 | 4.716 | 19.1047 | 5.052 | 24.564 | 5.3495 | 30.152 | 5.7102 | 35.8235 | 6.3792 | 41.6521 | 7.7535 | 47.6374 | 9.236 | 53.7734 | 10.7257 | 60.0666 | 12.6765 | 66.5094 | 25.2781 | 73.1162 | 67.808 | 119.349 | 110.353 | 164.9953 | 152.8406 | 210.9362 | 195.0396 | 257.1709 | 236.8896 | 303.6072 | 279.0511 | 350.4101 | 323.5723 | 397.3459 | 367.8528 | 444.4668 | 411.6619 | 491.9369 | 455.6791 | 539.5786 | 496.4589 | 587.4662 | 537.2135 | 635.3984 | 577.7333 | 683.863 | 618.254 | 732.4545 | 660.8812 | 781.2824 | 660.2463 | 788.5228 | 659.821 | 795.7494 | 658.9414 | 802.9631 | 658.8997 | 810.1658 | 659.1248 | 817.3579 | 659.2897 | 824.5405
Capontree |  | 35.4142 | 9.8069 | 53.6401 | 11.0303 | 60.8745 | 14.1002 | 67.8179 | 17.1932 | 75.6308 | 20.3034 | 90.9381 | 23.4618 | 119.9874 | 26.637 | 150.6419 | 29.8781 | 180.7315 | 33.1364 | 220.4673 | 36.4771 | 291.5537 | 39.8335 | 407.4441 | 43.1145 | 522.7942 | 45.8323 | 637.3723 | 48.5203 | 746.4098 | 51.1362 | 847.7363 | 53.7616 | 950.3686 | 77.5952 | 1054.9118 | 101.2924 | 1188.0059 | 124.9736 | 1334.7598 | 148.4416 | 1471.3105 | 171.784 | 1550.8312 | 195.0032 | 1610.5014 | 218.2667 | 1653.0255 | 241.2674 | 1695.7243 | 264.2023 | 1735.0815 | 287.0287 | 1760.4597 | 309.7476 | 1785.2407 | 332.3603 | 1809.4011 | 354.8675 | 1833.7248 | 377.2705 | 1859.1822 | 399.57 | 1883.2697 | 401.1222 |  | 35.4142 | 9.8069 | 36.5489 | 11.0303 | 37.9192 | 12.5731 | 38.7157 | 14.1712 | 39.6879 | 15.8273 | 47.5334 | 17.3363 | 76.3102 | 18.4234 | 106.7235 | 20.2426 | 136.481 | 22.0947 | 175.8812 | 23.9951 | 233.0014 | 25.9205 | 294.5241 | 28.0838 | 355.5322 | 29.5258 | 415.8442 | 30.9528 | 470.6984 | 32.3381 | 531.5459 | 33.7336 | 636.8337 | 35.0896 | 748.2556 | 36.4248 | 867.4635 | 37.7776 | 991.7287 | 39.0826 | 1112.3514 | 40.3718 | 1220.8021 | 41.6459 | 1330.9382 | 42.9381 | 1437.8782 | 44.1855 | 1541.5771 | 45.4282 | 1582.2212 | 46.6583 | 1623.7326 | 47.8758 | 1664.9683 | 49.0812 | 1705.8238 | 50.2749 | 1746.9555 | 51.4575 | 1784.719 | 52.629 | 1807.5519 | 53.7901 |  | 35.4142 | 9.8069 | 53.6401 | 11.0303 | 60.8745 | 12.7682 | 67.8179 | 14.5635 | 75.6308 | 16.4205 | 90.9381 | 18.1773 | 119.9874 | 19.6094 | 150.6419 | 21.6431 | 180.7315 | 23.7135 | 220.4673 | 25.8385 | 291.5537 | 27.9925 | 407.4441 | 30.3518 | 522.7942 | 32.3225 | 637.3723 | 34.2786 | 746.4098 | 36.1898 | 847.7363 | 38.1134 | 950.3686 | 39.9941 | 1054.9118 | 41.8523 | 1188.0059 | 43.7318 | 1334.7598 | 45.5579 | 1471.3105 | 47.3665 | 1550.8312 | 49.1585 | 1610.5014 | 50.9731 | 1653.0255 | 52.7359 | 1695.7243 | 54.4942 | 1735.0815 | 56.2381 | 1760.4597 | 57.9681 | 1785.2407 | 59.6846 | 1809.4011 | 61.3878 | 1833.7248 | 63.0781 | 1859.1822 | 64.7558 | 1883.2697 | 66.4213 |  | 35.4142 | 9.8069 | 63.0846 | 11.0303 | 77.16 | 14.1002 | 90.0798 | 17.1932 | 103.7613 | 20.3034 | 124.8014 | 23.4618 | 154.5408 | 26.637 | 199.5809 | 29.8781 | 284.4483 | 33.1364 | 379.1487 | 36.4771 | 491.8727 | 39.8335 | 609.0669 | 43.1145 | 726.095 | 45.8323 | 842.6345 | 48.5203 | 953.9199 | 51.1362 | 1106.4246 | 53.7616 | 1406.425 | 77.5952 | 1706.5983 | 101.2924 | 2004.4218 | 124.9736 | 2298.3076 | 148.4416 | 2583.6264 | 171.784 | 2851.1581 | 195.0032 | 3079.3038 | 218.2667 | 3294.99 | 241.2674 | 3510.4615 | 264.2023 | 3726.5715 | 287.0287 | 3943.0881 | 309.7476 | 4158.0121 | 332.3603 | 4371.6954 | 354.8675 | 4584.2211 | 377.2705 | 4764.3496 | 399.57 | 4785.307 | 401.1222 |  | 35.4142 | 9.8069 | 63.0846 | 11.0303 | 77.16 | 14.1002 | 90.0798 | 17.1932 | 103.7613 | 20.3034 | 138.3162 | 23.4619 | 222.0418 | 26.6373 | 307.4865 | 29.8786 | 392.3539 | 33.1373 | 487.0543 | 36.4784 | 648.9843 | 39.8354 | 962.9283 | 64.5963 | 1276.2432 | 88.7205 | 1588.6883 | 112.7483 | 1895.4207 | 136.571 | 2194.2029 | 160.3937 | 2493.2186 | 183.9982 | 2788.245 | 207.4564 | 3083.4626 | 230.9953 | 3378.182 | 254.2305 | 3629.124 | 277.3399 | 3848.0127 | 300.327 | 4067.3053 | 323.4393 | 4285.7332 | 346.212 | 4504.3286 | 368.9405 | 4730.6888 | 391.5607 | 4748.1067 | 393.2177 | 4765.9318 | 394.8525 | 4780.8359 | 396.4656 | 4799.6091 | 398.0581 | 4819.3165 | 399.6305 | 4838.4173 | 401.1832
Carleton |  | 5.7476 | 4.2548 | 6.5529 | 4.7559 | 7.0667 | 6.0472 | 7.4222 | 7.3337 | 7.8551 | 8.6027 | 8.5605 | 9.8757 | 9.7222 | 11.1496 | 10.9684 | 12.426 | 12.1962 | 13.7058 | 13.7737 | 14.9922 | 24.1927 | 16.2838 | 59.1102 | 17.531 | 94.0084 | 18.537 | 128.8483 | 19.52 | 163.3799 | 20.4821 | 197.6223 | 21.4198 | 231.877 | 30.7803 | 266.1219 | 40.068 | 327.3198 | 49.1748 | 399.7717 | 58.1543 | 468.3697 | 67.1126 | 503.2852 | 75.852 | 521.7385 | 84.5893 | 525.7266 | 93.106 | 529.7604 | 101.5512 | 533.3602 | 109.8861 | 534.628 | 118.1119 | 535.7688 | 126.2297 | 536.787 | 134.2405 | 537.8023 | 142.1456 | 538.9716 | 149.9457 | 539.9048 | 149.9255 |  | 5.7476 | 4.2548 | 5.9289 | 4.7559 | 6.1668 | 5.3923 | 6.2893 | 6.0479 | 6.4475 | 6.7129 | 6.8378 | 7.3074 | 7.908 | 7.7246 | 9.0669 | 8.4349 | 10.2074 | 9.1581 | 11.7162 | 9.8844 | 13.9029 | 10.6213 | 16.297 | 11.447 | 18.6724 | 11.9714 | 21.0662 | 12.4839 | 23.2081 | 12.9859 | 33.4881 | 13.4751 | 71.5707 | 13.9559 | 113.9469 | 14.4467 | 161.5864 | 14.9045 | 213.4185 | 15.3524 | 268.7409 | 15.8151 | 331.2466 | 16.2433 | 394.9033 | 16.6859 | 456.8644 | 17.0978 | 517.3366 | 17.5088 | 524.3306 | 17.9114 | 531.8189 | 18.3056 | 539.509 | 18.6917 | 547.3488 | 19.0698 | 555.3884 | 19.4404 | 562.857 | 19.8033 | 567.4251 | 20.159 |  | 5.7476 | 4.2548 | 6.5529 | 4.7559 | 7.0667 | 5.4759 | 7.4222 | 6.212 | 7.8551 | 6.9575 | 8.5605 | 7.6513 | 9.7222 | 8.208 | 10.9684 | 9.0011 | 12.1962 | 9.8083 | 13.7737 | 10.6197 | 24.1927 | 11.4433 | 59.1102 | 12.3415 | 94.0084 | 13.0729 | 128.8483 | 13.7905 | 163.3799 | 14.4955 | 197.6223 | 15.1852 | 231.877 | 15.8648 | 266.1219 | 16.5554 | 327.3198 | 17.2077 | 399.7717 | 17.848 | 468.3697 | 18.5051 | 503.2852 | 19.1216 | 521.7385 | 19.7547 | 525.7266 | 20.351 | 529.7604 | 20.9459 | 533.3602 | 21.5302 | 534.628 | 22.1042 | 535.7688 | 22.6681 | 536.787 | 23.222 | 537.8023 | 23.7662 | 538.9716 | 24.3008 | 539.9048 | 24.826 |  | 5.7476 | 4.2548 | 6.9742 | 4.7559 | 7.9438 | 6.0472 | 8.5504 | 7.3337 | 9.2701 | 8.6027 | 10.2996 | 9.8757 | 11.6602 | 11.1496 | 21.2583 | 12.426 | 55.1198 | 13.7058 | 89.3569 | 14.9922 | 124.3029 | 16.2838 | 159.4379 | 17.531 | 194.5963 | 18.537 | 229.7372 | 19.52 | 264.5873 | 20.4821 | 301.7485 | 21.4198 | 347.7527 | 30.7803 | 399.3611 | 40.068 | 449.7869 | 49.1748 | 498.7128 | 58.1543 | 545.0908 | 67.1126 | 586.9445 | 75.852 | 601.8665 | 84.5893 | 613.4214 | 93.106 | 625.1422 | 101.5512 | 637.2169 | 109.8861 | 649.4536 | 118.1119 | 661.6443 | 126.2297 | 673.8089 | 134.2405 | 685.9109 | 142.1456 | 716.009 | 149.9457 | 717.045 | 149.9255 |  | 5.7476 | 4.2548 | 6.9742 | 4.7559 | 7.9438 | 6.0472 | 8.5504 | 7.3337 | 9.2701 | 8.6027 | 18.4339 | 9.8754 | 52.2876 | 11.1488 | 86.2043 | 12.4242 | 120.0658 | 13.7027 | 154.3029 | 14.9874 | 191.8814 | 16.2769 | 237.5425 | 26.2503 | 283.2061 | 35.8579 | 328.8346 | 45.3228 | 374.1516 | 54.6533 | 419.1489 | 63.842 | 464.4711 | 72.9118 | 512.4907 | 81.972 | 560.8214 | 90.7866 | 609.346 | 99.4778 | 631.2282 | 108.2148 | 642.9076 | 116.669 | 654.6676 | 125.182 | 666.3998 | 133.4224 | 678.3156 | 141.6123 | 740.9129 | 149.6935 | 740.4504 | 149.7257 | 740.1628 | 149.7468 | 738.6424 | 149.757 | 738.7639 | 149.7565 | 739.2892 | 149.7456 | 739.5568 | 149.7245
Carlisle North |  | 15.7058 | 8.7864 | 25.7407 | 9.8825 | 29.588 | 12.6329 | 33.6595 | 15.4041 | 38.2205 | 18.1907 | 46.7662 | 21.0204 | 63.1426 | 23.8653 | 80.4451 | 26.7691 | 97.3836 | 29.6884 | 119.8195 | 32.6814 | 158.1347 | 35.6885 | 216.1263 | 38.6281 | 273.8049 | 41.0632 | 331.0626 | 43.4714 | 385.2382 | 45.8152 | 435.0034 | 48.1674 | 485.5169 | 69.5209 | 537.1553 | 90.7523 | 597.8124 | 111.9693 | 663.0288 | 132.9953 | 723.454 | 153.9088 | 760.1571 | 174.7118 | 789.1928 | 195.5546 | 809.4901 | 216.162 | 829.8828 | 236.7104 | 849.0748 | 257.1615 | 862.9323 | 277.5164 | 876.5529 | 297.7761 | 889.932 | 317.9412 | 903.3674 | 338.0131 | 917.2291 | 357.9922 | 930.5693 | 359.3828 |  | 15.7058 | 8.7864 | 16.2095 | 9.8825 | 16.8236 | 11.2648 | 17.3976 | 12.6966 | 18.0647 | 14.1804 | 22.6573 | 15.5324 | 39.1192 | 16.5063 | 56.409 | 18.1362 | 73.2569 | 19.7956 | 95.5638 | 21.4983 | 127.9359 | 23.2233 | 162.7925 | 25.1615 | 197.3999 | 26.4534 | 231.5837 | 27.732 | 262.724 | 28.9731 | 295.1842 | 30.2234 | 346.3557 | 31.4383 | 400.192 | 32.6346 | 456.2459 | 33.8466 | 514.0157 | 35.0158 | 568.8949 | 36.1709 | 615.2287 | 37.3124 | 662.4403 | 38.4701 | 708.451 | 39.5877 | 754.8829 | 40.7011 | 772.3018 | 41.8032 | 790.3259 | 42.894 | 808.4179 | 43.974 | 826.5287 | 45.0435 | 844.8902 | 46.103 | 861.8994 | 47.1526 | 872.5862 | 48.1929 |  | 15.7058 | 8.7864 | 25.7407 | 9.8825 | 29.588 | 11.4396 | 33.6595 | 13.0481 | 38.2205 | 14.7118 | 46.7662 | 16.2858 | 63.1426 | 17.5689 | 80.4451 | 19.391 | 97.3836 | 21.2459 | 119.8195 | 23.1498 | 158.1347 | 25.0797 | 216.1263 | 27.1935 | 273.8049 | 28.9591 | 331.0626 | 30.7117 | 385.2382 | 32.424 | 435.0034 | 34.1474 | 485.5169 | 35.8325 | 537.1553 | 37.4973 | 597.8124 | 39.1813 | 663.0288 | 40.8173 | 723.454 | 42.4377 | 760.1571 | 44.0433 | 789.1928 | 45.6691 | 809.4901 | 47.2483 | 829.8828 | 48.8238 | 849.0748 | 50.3862 | 862.9323 | 51.9362 | 876.5529 | 53.474 | 889.932 | 55 | 903.3674 | 56.5144 | 917.2291 | 58.0176 | 930.5693 | 59.5097 |  | 15.7058 | 8.7864 | 30.9636 | 9.8825 | 38.4823 | 12.6329 | 45.9852 | 15.4041 | 53.9106 | 18.1907 | 66.0398 | 21.0204 | 82.8033 | 23.8653 | 106.1229 | 26.7691 | 146.2649 | 29.6884 | 191.9456 | 32.6814 | 247.8494 | 35.6885 | 306.307 | 38.6281 | 364.5526 | 41.0632 | 422.4168 | 43.4714 | 477.3837 | 45.8152 | 557.7129 | 48.1674 | 727.771 | 69.5209 | 897.2804 | 90.7523 | 1065.0227 | 111.9693 | 1230.8151 | 132.9953 | 1392.2432 | 153.9088 | 1544.7416 | 174.7118 | 1682.5824 | 195.5546 | 1813.1415 | 216.162 | 1943.6854 | 236.7104 | 2074.6727 | 257.1615 | 2205.9698 | 277.5164 | 2336.5433 | 297.7761 | 2466.6121 | 317.9412 | 2596.1043 | 338.0131 | 2713.4633 | 357.9922 | 2726.8161 | 359.3828 |  | 15.7058 | 8.7864 | 30.9636 | 9.8825 | 38.4823 | 12.6329 | 45.9852 | 15.4041 | 53.9106 | 18.1907 | 71.7866 | 21.0205 | 111.5142 | 23.8655 | 152.0304 | 26.7696 | 192.1725 | 29.6891 | 237.8532 | 32.6826 | 323.6336 | 35.6903 | 501.5399 | 57.8747 | 679.0984 | 79.4886 | 856.1902 | 101.0162 | 1030.1402 | 122.3599 | 1199.5886 | 143.7037 | 1369.2599 | 164.852 | 1536.7958 | 185.8693 | 1703.741 | 206.9588 | 1870.2023 | 227.7762 | 2019.0211 | 248.4809 | 2151.0476 | 269.076 | 2283.5672 | 289.7833 | 2415.7289 | 310.1864 | 2548.1186 | 330.5498 | 2692.5277 | 350.8163 | 2703.9783 | 352.3008 | 2715.7625 | 353.7655 | 2725.6239 | 355.2108 | 2738.0942 | 356.6376 | 2751.2801 | 358.0463 | 2763.9385 | 359.4375
Carr St |  | 73.9552 | 7.2989 | 136.1461 | 8.2681 | 159.1021 | 10.6495 | 184.0941 | 13.0587 | 211.9638 | 15.499 | 264.2445 | 17.9947 | 364.6469 | 20.5464 | 470.6407 | 23.1487 | 574.3598 | 25.8117 | 711.876 | 28.5418 | 912.0962 | 31.3263 | 1129.0996 | 34.0794 | 1344.1143 | 36.4124 | 1556.6133 | 38.7443 | 1750.5495 | 41.064 | 1917.328 | 43.3768 | 2088.7657 | 62.9604 | 2267.3506 | 82.6525 | 2380.3331 | 102.422 | 2472.7099 | 122.2993 | 2553.2696 | 142.2796 | 2631.9795 | 162.3648 | 2723.3365 | 182.5273 | 2825.6681 | 202.8268 | 2928.2581 | 223.22 | 3026.5323 | 243.7187 | 3107.8953 | 264.3233 | 3188.6613 | 285.0344 | 3268.7827 | 305.8521 | 3349.2619 | 326.777 | 3431.3016 | 347.8091 | 3511.7667 | 350.8893 |  | 73.9552 | 7.2989 | 76.3608 | 8.2681 | 79.2667 | 9.4962 | 82.3824 | 10.7689 | 85.9696 | 12.0936 | 113.86 | 13.3142 | 215.3519 | 14.2338 | 321.7625 | 15.7124 | 425.3836 | 17.2457 | 562.5575 | 18.8159 | 761.6263 | 20.4308 | 975.8184 | 22.2501 | 1188.4231 | 23.513 | 1398.2376 | 24.7761 | 1589.5138 | 26.0323 | 1752.7437 | 27.2852 | 1910.3919 | 28.5432 | 2064.7494 | 29.7974 | 2212.3257 | 31.0398 | 2352.4319 | 32.2826 | 2457.4219 | 33.5244 | 2472.9942 | 34.7656 | 2489.0092 | 36.0009 | 2504.9458 | 37.2425 | 2520.1388 | 38.4817 | 2578.5546 | 39.7214 | 2637.5161 | 40.9614 | 2695.6129 | 42.2021 | 2752.9058 | 43.4435 | 2810.4251 | 44.6861 | 2863.4833 | 45.9299 | 2897.2358 | 47.1752 |  | 73.9552 | 7.2989 | 136.1461 | 8.2681 | 159.1021 | 9.6435 | 184.0941 | 11.0614 | 211.9638 | 12.5349 | 264.2445 | 13.9416 | 364.6469 | 15.1256 | 470.6407 | 16.7685 | 574.3598 | 18.4716 | 711.876 | 20.2176 | 912.0962 | 22.0142 | 1129.0996 | 23.9912 | 1344.1143 | 25.6792 | 1556.6133 | 27.3721 | 1750.5495 | 29.0616 | 1917.328 | 30.7512 | 2088.7657 | 32.4511 | 2267.3506 | 34.1506 | 2380.3331 | 35.8404 | 2472.7099 | 37.5346 | 2553.2696 | 39.2312 | 2631.9795 | 40.9307 | 2723.3365 | 42.6267 | 2825.6681 | 44.3336 | 2928.2581 | 46.0412 | 3026.5323 | 47.7523 | 3107.8953 | 49.4671 | 3188.6613 | 51.1859 | 3268.7827 | 52.9087 | 3349.2619 | 54.6358 | 3431.3016 | 56.3673 | 3511.7667 | 58.1033 |  | 73.9552 | 7.2989 | 168.628 | 8.2681 | 213.9021 | 10.6495 | 260.2291 | 13.0587 | 308.8435 | 15.499 | 383.2654 | 17.9947 | 485.3411 | 20.5464 | 592.5754 | 23.1487 | 699.1161 | 25.8117 | 839.6223 | 28.5418 | 1042.5691 | 31.3263 | 1260.9714 | 34.0794 | 1477.7268 | 36.4124 | 1692.2119 | 38.7443 | 1888.7233 | 41.064 | 2191.9324 | 43.3768 | 2893.6208 | 62.9604 | 3555.6652 | 82.6525 | 4211.1039 | 102.422 | 4861.0957 | 122.2993 | 5497.903 | 142.2796 | 6107.2006 | 162.3648 | 6732.8979 | 182.5273 | 7339.0859 | 202.8268 | 7944.4987 | 223.22 | 8550.6232 | 243.7187 | 9157.6684 | 264.3233 | 9761.5168 | 285.0344 | 10362.9558 | 305.8521 | 10962.2856 | 326.777 | 11433.2961 | 347.8091 | 11515.0792 | 350.8893 |  | 73.9552 | 7.2989 | 168.628 | 8.2681 | 213.9021 | 10.6495 | 260.2291 | 13.0587 | 308.8435 | 15.499 | 383.7883 | 17.9942 | 487.9549 | 20.5449 | 596.7564 | 23.1456 | 703.2971 | 25.8061 | 843.8034 | 28.5331 | 1180.9659 | 31.3136 | 1935.9506 | 51.0303 | 2688.6858 | 70.4379 | 3438.6211 | 89.962 | 4169.7146 | 109.5769 | 4873.3289 | 129.2904 | 5575.2964 | 149.1458 | 6239.2416 | 169.1004 | 6898.2768 | 189.1009 | 7552.7942 | 209.2137 | 8206.9125 | 229.429 | 8818.3786 | 249.7494 | 9432.8213 | 270.1336 | 10046.0549 | 290.671 | 10659.6212 | 311.2969 | 11129.62 | 332.0282 | 11208.3644 | 335.0924 | 11288.1848 | 338.1582 | 11363.4822 | 341.2257 | 11445.248 | 344.2953 | 11529.1549 | 347.367 | 11611.336 | 350.4409
Castleton |  | 38.4524 | 6.5725 | 60.0044 | 7.4058 | 68.9075 | 9.4927 | 77.5188 | 11.6047 | 87.161 | 13.7269 | 104.7707 | 15.8888 | 138.6589 | 18.0859 | 174.4452 | 20.3115 | 209.464 | 22.5749 | 255.8763 | 24.8814 | 324.4734 | 27.2293 | 401.906 | 29.5224 | 478.6947 | 31.437 | 554.57 | 33.3375 | 623.8644 | 35.227 | 683.8741 | 37.1151 | 745.243 | 53.7093 | 808.6933 | 70.2956 | 856.6279 | 86.8777 | 898.9893 | 103.5075 | 936.2744 | 120.0976 | 968.2243 | 136.747 | 1006.5636 | 153.3204 | 1049.7354 | 169.9647 | 1093.0299 | 186.5961 | 1133.3449 | 203.234 | 1162.2854 | 219.8788 | 1190.8544 | 236.5309 | 1219.0165 | 253.1906 | 1247.4464 | 269.8584 | 1276.9476 | 286.5344 | 1305.3993 | 288.3769 |  | 38.4524 | 6.5725 | 40.0221 | 7.4058 | 41.9937 | 8.4647 | 43.2669 | 9.5654 | 44.752 | 10.7016 | 54.3839 | 11.742 | 88.6798 | 12.511 | 124.6207 | 13.7636 | 159.5848 | 15.0554 | 205.8427 | 16.3707 | 272.9643 | 17.7225 | 345.2193 | 19.2345 | 416.8281 | 20.2567 | 487.5114 | 21.2721 | 551.5928 | 22.2825 | 607.4489 | 23.294 | 665.9994 | 24.2939 | 723.9864 | 25.2845 | 780.4405 | 26.2682 | 834.6978 | 27.2587 | 877.7894 | 28.2317 | 892.7396 | 29.2116 | 907.8781 | 30.1691 | 922.5819 | 31.1349 | 937.2468 | 32.0922 | 973.9482 | 33.0452 | 1010.4413 | 33.9937 | 1045.8286 | 34.9383 | 1080.112 | 35.879 | 1113.9859 | 36.8162 | 1144.3677 | 37.7499 | 1161.7337 | 38.6805 |  | 38.4524 | 6.5725 | 60.0044 | 7.4058 | 68.9075 | 8.596 | 77.5188 | 9.8298 | 87.161 | 11.1017 | 104.7707 | 12.31 | 138.6589 | 13.3143 | 174.4452 | 14.7132 | 209.464 | 16.1553 | 255.8763 | 17.6247 | 324.4734 | 19.1351 | 401.906 | 20.7832 | 478.6947 | 22.1704 | 554.57 | 23.5523 | 623.8644 | 24.9306 | 683.8741 | 26.3121 | 745.243 | 27.6829 | 808.6933 | 29.0449 | 856.6279 | 30.401 | 898.9893 | 31.7673 | 936.2744 | 33.1149 | 968.2243 | 34.4727 | 1006.5636 | 35.8058 | 1049.7354 | 37.1506 | 1093.0299 | 38.4872 | 1133.3449 | 39.82 | 1162.2854 | 41.1495 | 1190.8544 | 42.4757 | 1219.0165 | 43.7989 | 1247.4464 | 45.1192 | 1276.9476 | 46.4369 | 1305.3993 | 47.7519 |  | 38.4524 | 6.5725 | 71.281 | 7.4058 | 88.8776 | 9.4927 | 104.7158 | 11.6047 | 121.4789 | 13.7269 | 147.0194 | 15.8888 | 181.7147 | 18.0859 | 219.1175 | 20.3115 | 259.5097 | 22.5749 | 311.3865 | 24.8814 | 384.3302 | 27.2293 | 462.5048 | 29.5224 | 540.2746 | 31.437 | 617.2576 | 33.3375 | 688.0464 | 35.227 | 847.3184 | 37.1151 | 1299.1118 | 53.7093 | 1747.3365 | 70.2956 | 2197.4948 | 86.8777 | 2645.3007 | 103.5075 | 3084.0955 | 120.0976 | 3502.4556 | 136.747 | 3928.8484 | 153.3204 | 4339.6831 | 169.9647 | 4749.5812 | 186.5961 | 5159.5816 | 203.234 | 5569.868 | 219.8788 | 5977.4277 | 236.5309 | 6382.8839 | 253.1906 | 6786.4791 | 269.8584 | 7049.4942 | 286.5344 | 7074.283 | 288.3769 |  | 38.4524 | 6.5725 | 71.281 | 7.4058 | 88.8776 | 9.4927 | 104.7158 | 11.6047 | 121.4789 | 13.7269 | 148.2648 | 15.8888 | 187.9394 | 18.0859 | 229.0747 | 20.3115 | 269.4668 | 22.5749 | 321.3436 | 24.8815 | 492.3821 | 27.2294 | 962.766 | 44.2296 | 1432.2897 | 60.8506 | 1900.6522 | 77.4618 | 2362.1956 | 94.074 | 2814.1359 | 110.7201 | 3266.2108 | 127.3464 | 3716.5181 | 143.9574 | 4167.8846 | 160.5636 | 4618.9093 | 177.2537 | 5067.9525 | 193.8715 | 5484.5922 | 210.5809 | 5902.0816 | 227.1708 | 6317.9878 | 243.8643 | 6733.7648 | 260.5357 | 6954.2658 | 277.2134 | 6978.1156 | 279.0947 | 7002.239 | 280.9676 | 7025.1402 | 282.8322 | 7049.7718 | 284.6893 | 7074.9527 | 286.539 | 7099.7028 | 288.3816
Catterall Waterworks |  | 11.2422 | 2.4387 | 16.8338 | 2.7503 | 19.072 | 3.5251 | 21.1645 | 4.3059 | 23.5138 | 5.0945 | 28.0531 | 5.8932 | 36.5427 | 6.7043 | 45.4862 | 7.5354 | 54.2791 | 8.3747 | 65.8783 | 9.2221 | 84.7858 | 10.0925 | 111.3609 | 10.9382 | 137.7816 | 11.6533 | 163.9777 | 12.3534 | 188.5574 | 13.0491 | 210.9011 | 13.7379 | 233.6257 | 19.8568 | 256.9079 | 25.9811 | 282.3811 | 32.0729 | 309.6112 | 38.1849 | 334.9877 | 44.2553 | 350.8465 | 50.3126 | 365.4375 | 56.3484 | 379.0579 | 62.4061 | 392.7107 | 68.4387 | 405.0925 | 74.4612 | 412.6577 | 80.4741 | 420.046 | 86.4777 | 427.2428 | 92.4722 | 434.5275 | 98.4579 | 442.2377 | 104.435 | 449.489 | 104.9997 |  | 11.2422 | 2.4387 | 11.6262 | 2.7503 | 12.0829 | 3.1433 | 12.3106 | 3.5501 | 12.5965 | 3.9736 | 14.8833 | 4.358 | 23.2866 | 4.6414 | 32.1725 | 5.1108 | 40.8688 | 5.5907 | 52.3693 | 6.0742 | 69.0232 | 6.5761 | 86.962 | 7.1346 | 104.7162 | 7.5177 | 122.2709 | 7.8919 | 138.2104 | 8.2641 | 154.0761 | 8.6327 | 176.5757 | 8.9928 | 199.6546 | 9.3568 | 224.5714 | 9.7097 | 250.1129 | 10.0687 | 273.5924 | 10.4165 | 291.3921 | 10.7614 | 309.3734 | 11.102 | 326.7394 | 11.4465 | 343.3722 | 11.7857 | 356.7074 | 12.1227 | 370.0492 | 12.4574 | 383.0861 | 12.7901 | 395.8106 | 13.1207 | 408.5069 | 13.4495 | 420.0282 | 13.7764 | 426.6381 | 14.1016 |  | 11.2422 | 2.4387 | 16.8338 | 2.7503 | 19.072 | 3.1921 | 21.1645 | 3.6473 | 23.5138 | 4.1202 | 28.0531 | 4.5658 | 36.5427 | 4.9355 | 45.4862 | 5.4585 | 54.2791 | 5.9932 | 65.8783 | 6.5325 | 84.7858 | 7.0924 | 111.3609 | 7.7003 | 137.7816 | 8.2183 | 163.9777 | 8.7274 | 188.5574 | 9.235 | 210.9011 | 9.7393 | 233.6257 | 10.2346 | 256.9079 | 10.7349 | 282.3811 | 11.2232 | 309.6112 | 11.7192 | 334.9877 | 12.2027 | 350.8465 | 12.6834 | 365.4375 | 13.1594 | 379.0579 | 13.6406 | 392.7107 | 14.1161 | 405.0925 | 14.5893 | 412.6577 | 15.0604 | 420.046 | 15.5295 | 427.2428 | 15.9966 | 434.5275 | 16.4618 | 442.2377 | 16.9251 | 449.489 | 17.3868 |  | 11.2422 | 2.4387 | 19.709 | 2.7503 | 24.0445 | 3.5251 | 27.9424 | 4.3059 | 32.0768 | 5.0945 | 38.3654 | 5.8932 | 47.0611 | 6.7043 | 58.4227 | 7.5354 | 76.0368 | 8.3747 | 96.5229 | 9.2221 | 122.2494 | 10.0925 | 149.2726 | 10.9382 | 176.2832 | 11.6533 | 203.1718 | 12.3534 | 228.5673 | 13.0491 | 270.2821 | 13.7379 | 367.4852 | 19.8568 | 463.7154 | 25.9811 | 560.294 | 32.0729 | 656.1522 | 38.1849 | 749.6477 | 44.2553 | 837.8849 | 50.3126 | 921.1144 | 56.3484 | 1000.6675 | 62.4061 | 1080.0086 | 68.4387 | 1159.3586 | 74.4612 | 1238.7622 | 80.4741 | 1317.5197 | 86.4777 | 1395.7676 | 92.4722 | 1473.5628 | 98.4579 | 1524.8003 | 104.435 | 1530.6028 | 104.9997 |  | 11.2422 | 2.4387 | 19.709 | 2.7503 | 24.0445 | 3.5251 | 27.9424 | 4.3059 | 32.0768 | 5.0945 | 40.5037 | 5.8931 | 57.7406 | 6.7041 | 75.4948 | 7.5348 | 93.1089 | 8.3737 | 113.5949 | 9.2206 | 157.978 | 10.0903 | 259.5963 | 16.3826 | 361.0061 | 22.5491 | 462.1322 | 28.693 | 561.5697 | 34.833 | 658.6852 | 40.9636 | 755.7986 | 47.0578 | 851.5803 | 53.1785 | 947.7455 | 59.2431 | 1044.0995 | 65.3531 | 1133.6916 | 71.3983 | 1214.5976 | 77.4306 | 1295.5551 | 83.4374 | 1376.1368 | 89.4825 | 1456.6516 | 95.4953 | 1504.9346 | 101.4984 | 1510.281 | 102.0779 | 1515.6809 | 102.6541 | 1520.7062 | 103.227 | 1526.2312 | 103.7968 | 1531.8795 | 104.3637 | 1537.4494 | 104.9276
Cecil St |  | 28.9088 | 17.4863 | 35.9722 | 19.5893 | 39.4043 | 24.9641 | 42.846 | 30.352 | 46.8097 | 35.7419 | 53.2444 | 41.1574 | 65.9575 | 46.6419 | 79.4294 | 52.213 | 92.6377 | 57.804 | 110.0149 | 63.4616 | 135.7629 | 69.2311 | 165.7492 | 74.8594 | 195.584 | 79.5006 | 225.109 | 84.1434 | 252.1537 | 88.6761 | 275.9909 | 93.2089 | 300.4111 | 134.6257 | 325.6227 | 175.7373 | 351.6334 | 216.7823 | 375.4923 | 257.6801 | 395.2459 | 298.6409 | 410.765 | 339.2616 | 436.4143 | 379.6747 | 471.3361 | 420.1288 | 506.5804 | 460.3875 | 537.5365 | 500.5158 | 551.89 | 540.516 | 565.5698 | 580.3903 | 578.5216 | 620.1401 | 591.736 | 659.7681 | 606.3879 | 699.2751 | 619.3899 | 702.507 |  | 28.9088 | 17.4863 | 30.0034 | 19.5893 | 31.3144 | 22.2606 | 32.3633 | 25.0217 | 33.6216 | 27.8718 | 37.7525 | 30.4263 | 50.6412 | 32.2783 | 64.118 | 35.398 | 77.0832 | 38.5704 | 94.1272 | 41.7781 | 118.7189 | 45.0865 | 145.3509 | 48.8021 | 171.7163 | 51.2586 | 197.8263 | 53.7242 | 221.3996 | 56.127 | 242.8415 | 58.5372 | 268.9342 | 60.9341 | 296.3151 | 63.2523 | 320.3626 | 65.5895 | 343.2105 | 67.9055 | 363.1551 | 70.2496 | 376.2636 | 72.5212 | 389.3984 | 74.7597 | 402.1579 | 77.0132 | 414.1998 | 79.2345 | 467.787 | 81.4372 | 522.386 | 83.6215 | 576.5656 | 85.7881 | 630.2642 | 87.9377 | 684.4836 | 90.0711 | 734.3291 | 92.1888 | 764.2949 | 94.2914 |  | 28.9088 | 17.4863 | 35.9722 | 19.5893 | 39.4043 | 22.6059 | 42.846 | 25.7097 | 46.8097 | 28.9065 | 53.2444 | 31.8872 | 65.9575 | 34.3364 | 79.4294 | 37.8221 | 92.6377 | 41.3663 | 110.0149 | 44.953 | 135.7629 | 48.6514 | 165.7492 | 52.6996 | 195.584 | 56.0665 | 225.109 | 59.4457 | 252.1537 | 62.7573 | 275.9909 | 66.0788 | 300.4111 | 69.3888 | 325.6227 | 72.6116 | 351.6334 | 75.8584 | 375.4923 | 79.0841 | 395.2459 | 82.3451 | 410.765 | 85.5248 | 436.4143 | 88.6677 | 471.3361 | 91.8311 | 506.5804 | 94.9593 | 537.5365 | 98.0671 | 551.89 | 101.1555 | 565.5698 | 104.2253 | 578.5216 | 107.2768 | 591.736 | 110.3105 | 606.3879 | 113.3272 | 619.3899 | 116.3272 |  | 28.9088 | 17.4863 | 39.4633 | 19.5893 | 45.7548 | 24.9641 | 51.7559 | 30.352 | 58.4732 | 35.7419 | 68.5786 | 41.1574 | 82.2797 | 46.6419 | 97.255 | 52.213 | 114.4366 | 57.804 | 135.9932 | 63.4616 | 165.212 | 69.2311 | 196.5009 | 74.8594 | 228.3376 | 79.5006 | 260.1584 | 84.1434 | 290.0508 | 88.6761 | 432.6991 | 93.2089 | 923.8884 | 134.6257 | 1431.5995 | 175.7373 | 1942.0263 | 216.7823 | 2450.6752 | 257.6801 | 2949.6169 | 298.6409 | 3424.8772 | 339.2616 | 3911.3316 | 379.6747 | 4379.7132 | 420.1288 | 4847.2369 | 460.3875 | 5315.3292 | 500.5158 | 5784.162 | 540.516 | 6249.7464 | 580.3903 | 6713.0919 | 620.1401 | 7174.5281 | 659.7681 | 7515.5349 | 699.2751 | 7529.208 | 702.507 |  | 28.9088 | 17.4863 | 39.4633 | 19.5893 | 45.7548 | 24.9641 | 51.7559 | 30.352 | 58.4732 | 35.7419 | 69.3539 | 41.1571 | 86.1547 | 46.6409 | 103.4535 | 52.211 | 120.6351 | 57.8005 | 142.1917 | 63.4562 | 287.7166 | 69.2233 | 784.1227 | 112.1354 | 1280.23 | 153.8572 | 1775.7359 | 195.4733 | 2268.478 | 236.7576 | 2757.7224 | 277.9893 | 3249.3506 | 319.1186 | 3760.0595 | 359.7908 | 4271.5298 | 400.5315 | 4783.9647 | 441.1369 | 5296.9607 | 481.9401 | 5772.8697 | 522.271 | 6249.2692 | 562.3677 | 6723.7334 | 602.5942 | 7198.2951 | 642.5965 | 7525.4905 | 682.4698 | 7537.0592 | 685.8396 | 7549.4966 | 689.1795 | 7558.5728 | 692.4901 | 7572.5465 | 695.7731 | 7588.2087 | 699.0289 | 7602.512 | 702.2584
Central Manchester |  | 11.1589 | 13.145 | 11.7816 | 14.8766 | 12.343 | 19.1277 | 12.7805 | 23.4791 | 13.3085 | 27.8954 | 14.2514 | 32.4333 | 16.2008 | 37.0923 | 18.2968 | 41.8676 | 20.37 | 46.7642 | 23.0828 | 51.776 | 27.0566 | 56.9142 | 31.7286 | 62.0049 | 36.4205 | 66.3407 | 41.0847 | 70.6475 | 45.3452 | 74.9375 | 49.1969 | 79.1922 | 53.1927 | 114.9908 | 57.3222 | 150.9616 | 64.6328 | 187.1054 | 71.7768 | 223.4888 | 77.0792 | 260.0346 | 80.3699 | 296.7737 | 90.0516 | 333.6004 | 105.7003 | 370.7686 | 121.388 | 408.0667 | 134.6801 | 445.5518 | 138.4132 | 483.2232 | 141.6732 | 521.0803 | 144.4362 | 559.1219 | 147.2339 | 597.3478 | 150.708 | 635.7568 | 153.1686 | 641.3401 |  | 11.1589 | 13.145 | 11.5302 | 14.8766 | 11.9639 | 17.0562 | 12.2555 | 19.3452 | 12.594 | 21.731 | 13.3097 | 23.9435 | 15.1025 | 25.6259 | 17.0386 | 28.3291 | 18.9469 | 31.1375 | 21.4551 | 34.0079 | 25.0353 | 36.9775 | 28.9209 | 40.324 | 32.7675 | 42.6677 | 36.6106 | 44.9936 | 40.0484 | 47.3099 | 43.3893 | 49.6055 | 48.5547 | 51.9107 | 54.5498 | 54.1913 | 59.1853 | 56.4599 | 63.5565 | 58.7377 | 67.9743 | 61.0039 | 72.8688 | 63.268 | 77.6092 | 65.5102 | 81.9729 | 67.7814 | 85.7036 | 70.04 | 115.6817 | 72.2983 | 146.552 | 74.5561 | 177.3944 | 76.8139 | 208.0016 | 79.072 | 238.7969 | 81.3311 | 266.907 | 83.591 | 283.403 | 85.8525 |  | 11.1589 | 13.145 | 11.7816 | 14.8766 | 12.343 | 17.3208 | 12.7805 | 19.888 | 13.3085 | 22.5605 | 14.2514 | 25.1281 | 16.2008 | 27.3062 | 18.2968 | 30.3281 | 20.37 | 33.4659 | 23.0828 | 36.6755 | 27.0566 | 39.9958 | 31.7286 | 43.6503 | 36.4205 | 46.7857 | 41.0847 | 49.9111 | 45.3452 | 53.0343 | 49.1969 | 56.1419 | 53.1927 | 59.2686 | 57.3222 | 62.3747 | 64.6328 | 65.4736 | 71.7768 | 68.5905 | 77.0792 | 71.7001 | 80.3699 | 74.8139 | 90.0516 | 77.9077 | 105.7003 | 81.042 | 121.388 | 84.1676 | 134.6801 | 87.2979 | 138.4132 | 90.4334 | 141.6732 | 93.5746 | 144.4362 | 96.7213 | 147.2339 | 99.8741 | 150.708 | 103.0332 | 153.1686 | 106.1986 |  | 11.1589 | 13.145 | 11.9878 | 14.8766 | 12.8011 | 19.1277 | 13.4608 | 23.4791 | 14.2751 | 27.8954 | 15.5668 | 32.4333 | 17.8108 | 37.0923 | 20.3966 | 41.8676 | 23.4226 | 46.7642 | 27.2048 | 51.776 | 32.116 | 56.9142 | 37.3738 | 62.0049 | 43.1059 | 66.3407 | 48.9347 | 70.6475 | 54.5349 | 74.9375 | 86.3758 | 79.1922 | 198.5958 | 114.9908 | 316.5012 | 150.9616 | 434.5768 | 187.1054 | 551.9599 | 223.4888 | 666.9509 | 260.0346 | 776.0221 | 296.7737 | 887.7426 | 333.6004 | 995.0381 | 370.7686 | 1102.1671 | 408.0667 | 1209.7451 | 445.5518 | 1317.5307 | 483.2232 | 1424.1619 | 521.0803 | 1530.1163 | 559.1219 | 1635.4017 | 597.3478 | 1725.9241 | 635.7568 | 1726.4772 | 641.3401 |  | 11.1589 | 13.145 | 11.9878 | 14.8766 | 12.8011 | 19.1277 | 13.4608 | 23.4791 | 14.2751 | 27.8954 | 15.6959 | 32.434 | 18.4562 | 37.0947 | 21.4289 | 41.8727 | 24.455 | 46.7732 | 28.2371 | 51.7901 | 59.9727 | 56.9347 | 172.5726 | 92.9357 | 285.2507 | 128.48 | 397.8191 | 164.2536 | 509.8729 | 200.256 | 621.3761 | 236.4154 | 733.621 | 272.8603 | 851.8828 | 309.4087 | 970.2101 | 346.1012 | 1088.4131 | 383.0656 | 1206.8414 | 420.1637 | 1316.3403 | 457.4532 | 1425.7582 | 494.7775 | 1534.5297 | 532.5163 | 1643.3405 | 570.3539 | 1770.785 | 608.3757 | 1767.4222 | 614.0136 | 1764.7195 | 619.6409 | 1760.5632 | 625.2582 | 1759.0704 | 630.8668 | 1758.4234 | 636.4672 | 1757.5794 | 642.0602
Chadderton |  | 22.5003 | 6.7974 | 35.2765 | 7.67 | 40.4314 | 9.8452 | 46.2548 | 12.054 | 52.8429 | 14.2858 | 63.3878 | 16.5667 | 83.1504 | 18.8842 | 104.0276 | 21.2467 | 124.4646 | 23.647 | 151.5292 | 26.0982 | 192.6612 | 28.5986 | 242.462 | 31.0609 | 291.9004 | 33.1188 | 340.8264 | 35.1807 | 385.9734 | 37.2222 | 425.7811 | 39.2496 | 466.4375 | 56.8919 | 508.3748 | 74.5531 | 544.0302 | 92.2888 | 578.2303 | 110.0392 | 610.231 | 127.8795 | 634.1869 | 145.7168 | 660.7776 | 163.6332 | 688.2429 | 181.5889 | 715.8988 | 199.5901 | 741.4842 | 217.6375 | 758.9755 | 235.7313 | 776.1738 | 253.8716 | 793.0464 | 272.0582 | 810.0773 | 290.2914 | 827.8488 | 308.5708 | 844.8279 | 310.8957 |  | 22.5003 | 6.7974 | 23.368 | 7.67 | 24.4344 | 8.779 | 25.6985 | 9.9339 | 27.212 | 11.1334 | 33.4672 | 12.237 | 53.803 | 13.0554 | 74.9233 | 14.3875 | 95.348 | 15.7585 | 122.2813 | 17.1576 | 161.3119 | 18.5983 | 203.3719 | 20.2196 | 245.036 | 21.3218 | 286.1978 | 22.4282 | 323.5505 | 23.5233 | 357.4067 | 24.6111 | 396.6115 | 25.7097 | 435.8534 | 26.7908 | 475.1685 | 27.8781 | 513.7796 | 28.9515 | 546.1635 | 30.0325 | 563.0746 | 31.0981 | 580.4688 | 32.1677 | 597.544 | 33.2326 | 615.3647 | 34.2942 | 638.8891 | 35.3534 | 662.3744 | 36.4098 | 685.2073 | 37.464 | 707.4141 | 38.5161 | 729.4597 | 39.5663 | 749.3019 | 40.6148 | 760.5611 | 41.6618 |  | 22.5003 | 6.7974 | 35.2765 | 7.67 | 40.4314 | 8.9151 | 46.2548 | 10.2104 | 52.8429 | 11.5537 | 63.3878 | 12.8352 | 83.1504 | 13.902 | 104.0276 | 15.3907 | 124.4646 | 16.9225 | 151.5292 | 18.4866 | 192.6612 | 20.0974 | 242.462 | 21.8663 | 291.9004 | 23.3565 | 340.8264 | 24.8545 | 385.9734 | 26.3427 | 425.7811 | 27.8253 | 466.4375 | 29.3233 | 508.3748 | 30.804 | 544.0302 | 32.2945 | 578.2303 | 33.7719 | 610.231 | 35.2606 | 634.1869 | 36.7339 | 660.7776 | 38.2143 | 688.2429 | 39.6914 | 715.8988 | 41.1673 | 741.4842 | 42.6422 | 758.9755 | 44.1162 | 776.1738 | 45.5898 | 793.0464 | 47.0628 | 810.0773 | 48.5355 | 827.8488 | 50.0082 | 844.8279 | 51.4808 |  | 22.5003 | 6.7974 | 41.906 | 7.67 | 51.9936 | 9.8452 | 62.4195 | 12.054 | 73.7295 | 14.2858 | 90.3533 | 16.5667 | 111.0915 | 18.8842 | 134.2146 | 21.2467 | 162.5715 | 23.647 | 197.6159 | 26.0982 | 244.9537 | 28.5986 | 295.3799 | 31.0609 | 345.5936 | 33.1188 | 395.3575 | 35.1807 | 441.6856 | 37.2222 | 567.6824 | 39.2496 | 948.7149 | 56.8919 | 1333.0524 | 74.5531 | 1718.9614 | 92.2888 | 2103.2095 | 110.0392 | 2479.4812 | 127.8795 | 2838.5328 | 145.7168 | 3202.1014 | 163.6332 | 3551.4556 | 181.5889 | 3899.9108 | 199.5901 | 4248.2998 | 217.6375 | 4596.8379 | 235.7313 | 4942.9868 | 253.8716 | 5287.2763 | 272.0582 | 5629.8759 | 290.2914 | 5845.8073 | 308.5708 | 5859.085 | 310.8957 |  | 22.5003 | 6.7974 | 41.906 | 7.67 | 51.9936 | 9.8452 | 62.4195 | 12.054 | 73.7295 | 14.2858 | 92.2525 | 16.5669 | 120.5841 | 18.8848 | 149.3992 | 21.248 | 177.756 | 23.6491 | 212.8005 | 26.1016 | 345.4389 | 28.6035 | 736.8936 | 46.5444 | 1127.7707 | 64.122 | 1517.897 | 81.7679 | 1904.0218 | 99.4337 | 2284.538 | 117.128 | 2665.8929 | 134.9421 | 3052.253 | 152.7358 | 3438.5245 | 170.6339 | 3825.5896 | 188.5195 | 4208.6062 | 206.5249 | 4563.1164 | 224.4959 | 4918.3702 | 242.5643 | 5272.1376 | 260.6671 | 5625.7107 | 278.8141 | 5793.0815 | 297.0067 | 5805.9169 | 299.3665 | 5818.8921 | 301.7189 | 5831.29 | 304.0642 | 5844.5203 | 306.4032 | 5858.0233 | 308.7359 | 5871.3155 | 311.0628
Chamberhall |  | 51.032 | 15.7567 | 76.0492 | 17.7551 | 86.4966 | 22.7473 | 97.1293 | 27.8434 | 109.1132 | 32.9969 | 130.0123 | 38.2408 | 170.2881 | 43.5776 | 212.839 | 48.9867 | 254.4873 | 54.4932 | 309.6207 | 60.1083 | 391.3098 | 65.7953 | 484.4686 | 71.4142 | 576.8998 | 76.0877 | 668.2678 | 80.7694 | 751.8542 | 85.3882 | 824.5643 | 90.0109 | 898.9572 | 130.3079 | 975.8799 | 170.7003 | 1037.426 | 211.1481 | 1092.3848 | 251.666 | 1140.5782 | 292.2389 | 1180.8225 | 332.8706 | 1231.4802 | 373.4986 | 1290.4629 | 414.246 | 1349.6872 | 455.0207 | 1404.0234 | 495.8451 | 1439.7731 | 536.7186 | 1474.8724 | 577.6407 | 1509.2607 | 618.6105 | 1544.0445 | 659.6281 | 1580.5376 | 700.6922 | 1615.2783 | 705.4929 |  | 51.032 | 15.7567 | 53.0367 | 17.7551 | 55.5119 | 20.2838 | 57.5075 | 22.9368 | 59.867 | 25.6961 | 71.8207 | 28.2172 | 112.7637 | 30.0887 | 155.5612 | 33.1238 | 197.05 | 36.2572 | 251.8546 | 39.4499 | 331.2988 | 42.7128 | 416.9178 | 46.4045 | 501.7697 | 48.8949 | 585.5647 | 51.3954 | 661.5259 | 53.8603 | 728.3529 | 56.3322 | 800.6718 | 58.7726 | 873.1566 | 61.2216 | 942.1984 | 63.6569 | 1008.4439 | 66.0828 | 1062.0689 | 68.4961 | 1084.2108 | 70.8981 | 1106.6989 | 73.2776 | 1128.6816 | 75.6599 | 1150.4902 | 78.0272 | 1210.1209 | 80.3852 | 1269.9209 | 82.7338 | 1328.3805 | 85.0736 | 1385.5417 | 87.4051 | 1442.556 | 89.7289 | 1494.2964 | 92.0453 | 1524.6685 | 94.355 |  | 51.032 | 15.7567 | 76.0492 | 17.7551 | 86.4966 | 20.5984 | 97.1293 | 23.5848 | 109.1132 | 26.6864 | 130.0123 | 29.6275 | 170.2881 | 32.0805 | 212.839 | 35.485 | 254.4873 | 38.9971 | 309.6207 | 42.5777 | 391.3098 | 46.2369 | 484.4686 | 50.2743 | 576.8998 | 53.6595 | 668.2678 | 57.062 | 751.8542 | 60.4304 | 824.5643 | 63.8116 | 898.9572 | 67.1634 | 975.8799 | 70.5304 | 1037.426 | 73.8868 | 1092.3848 | 77.2383 | 1140.5782 | 80.5798 | 1180.8225 | 83.9137 | 1231.4802 | 87.2254 | 1290.4629 | 90.5452 | 1349.6872 | 93.8523 | 1404.0234 | 97.1519 | 1439.7731 | 100.4449 | 1474.8724 | 103.7316 | 1509.2607 | 107.0121 | 1544.0445 | 110.2871 | 1580.5376 | 113.5569 | 1615.2783 | 116.8216 |  | 51.032 | 15.7567 | 89.0293 | 17.7551 | 109.4184 | 22.7473 | 128.6976 | 27.8434 | 149.3892 | 32.9969 | 180.6375 | 38.2408 | 222.3811 | 43.5776 | 267.4613 | 48.9867 | 317.1089 | 54.4932 | 380.3913 | 60.1083 | 468.6658 | 65.7953 | 563.2311 | 71.4142 | 657.496 | 76.0877 | 750.8609 | 80.7694 | 837.2054 | 85.3882 | 1071.7407 | 90.0109 | 1783.1856 | 130.3079 | 2500.0556 | 170.7003 | 3219.6233 | 211.1481 | 3935.8242 | 251.666 | 4637.8065 | 292.2389 | 5307.2621 | 332.8706 | 5990.3421 | 373.4986 | 6648.2757 | 414.246 | 7304.8347 | 455.0207 | 7961.653 | 495.8451 | 8619.1052 | 536.7186 | 9272.2931 | 577.6407 | 9922.3083 | 618.6105 | 10569.3766 | 659.6281 | 11010.491 | 700.6922 | 11042.1806 | 705.4929 |  | 51.032 | 15.7567 | 89.0293 | 17.7551 | 109.4184 | 22.7473 | 128.6976 | 27.8434 | 149.3892 | 32.9969 | 182.4407 | 38.2421 | 231.3943 | 43.5817 | 281.8789 | 48.9954 | 331.5264 | 54.5085 | 394.8088 | 60.1321 | 642.6632 | 65.8297 | 1375.259 | 107.0607 | 2106.7837 | 147.3923 | 2836.8318 | 187.8385 | 3558.7223 | 228.2532 | 4269.2779 | 268.8022 | 4981.3351 | 309.3162 | 5701.99 | 349.9967 | 6423.3568 | 390.7289 | 7144.877 | 431.5397 | 7864.2032 | 472.4006 | 8531.7758 | 513.319 | 9200.6133 | 554.2015 | 9866.8793 | 595.234 | 10533.085 | 636.279 | 10916.995 | 677.37 | 10946.9228 | 682.3165 | 10977.5439 | 687.2338 | 11005.3668 | 692.1231 | 11037.2254 | 696.9863 | 11070.4524 | 701.8242 | 11102.5708 | 706.638
Chapel Wharf |  | 14.9527 | 4.4278 | 17.7396 | 5.0152 | 19.1416 | 6.4582 | 20.468 | 7.9202 | 21.9738 | 9.4015 | 25.1788 | 10.9173 | 32.2758 | 12.4679 | 39.7966 | 14.0503 | 47.1651 | 15.67 | 56.9327 | 17.3302 | 73.7078 | 19.0246 | 99.4499 | 20.7003 | 125.0876 | 22.1212 | 150.5439 | 23.5403 | 174.5982 | 24.9523 | 196.7929 | 26.359 | 219.3534 | 38.2614 | 242.3943 | 50.2287 | 275.1088 | 62.2443 | 308.8574 | 74.3272 | 337.3281 | 86.4716 | 354.5223 | 98.6799 | 373.788 | 110.9329 | 392.8357 | 123.2729 | 411.8265 | 135.6682 | 428.532 | 148.1274 | 435.9095 | 160.6506 | 442.8778 | 173.2381 | 449.4258 | 185.89 | 456.0607 | 198.6066 | 463.4052 | 211.3877 | 469.8407 | 213.2578 |  | 14.9527 | 4.4278 | 15.427 | 5.0152 | 15.9909 | 5.7588 | 16.395 | 6.5308 | 16.8464 | 7.3344 | 18.9124 | 8.0754 | 25.8807 | 8.6344 | 33.2505 | 9.5331 | 40.415 | 10.4652 | 49.9213 | 11.4195 | 63.7045 | 12.4017 | 78.5619 | 13.5083 | 93.3658 | 14.2774 | 107.9655 | 15.0458 | 121.1928 | 15.8101 | 135.3551 | 16.5718 | 160.5617 | 17.3366 | 188.7788 | 18.0984 | 213.9303 | 18.8534 | 239.2412 | 19.6089 | 264.6468 | 20.3635 | 290.0154 | 21.1177 | 315.676 | 21.8678 | 340.5811 | 22.6225 | 366.2298 | 23.3754 | 397.9564 | 24.1285 | 430.6784 | 24.8818 | 463.4353 | 25.6354 | 496.1261 | 26.3894 | 529.1869 | 27.1441 | 559.7765 | 27.8995 | 578.9219 | 28.6557 |  | 14.9527 | 4.4278 | 17.7396 | 5.0152 | 19.1416 | 5.8481 | 20.468 | 6.7088 | 21.9738 | 7.6035 | 25.1788 | 8.4583 | 32.2758 | 9.1785 | 39.7966 | 10.1778 | 47.1651 | 11.2139 | 56.9327 | 12.2758 | 73.7078 | 13.3693 | 99.4499 | 14.5726 | 125.0876 | 15.6006 | 150.5439 | 16.6308 | 174.5982 | 17.6591 | 196.7929 | 18.6868 | 219.3534 | 19.7207 | 242.3943 | 20.7536 | 275.1088 | 21.7811 | 308.8574 | 22.8116 | 337.3281 | 23.8431 | 354.5223 | 24.8763 | 373.788 | 25.9068 | 392.8357 | 26.9448 | 411.8265 | 27.9829 | 428.532 | 29.0229 | 435.9095 | 30.0652 | 442.8778 | 31.1098 | 449.4258 | 32.1567 | 456.0607 | 33.2062 | 463.4052 | 34.2583 | 469.8407 | 35.3131 |  | 14.9527 | 4.4278 | 19.1133 | 5.0152 | 21.6047 | 6.4582 | 23.9216 | 7.9202 | 26.4581 | 9.4015 | 30.7445 | 10.9173 | 38.1337 | 12.4679 | 48.6262 | 14.0503 | 66.9019 | 15.67 | 87.6591 | 17.3302 | 112.9631 | 19.0246 | 139.4701 | 20.7003 | 166.0566 | 22.1212 | 192.5223 | 23.5403 | 217.8443 | 24.9523 | 266.2741 | 26.359 | 390.4698 | 38.2614 | 520.8253 | 50.2287 | 648.514 | 62.2443 | 774.2806 | 74.3272 | 897.1752 | 86.4716 | 1013.4468 | 98.6799 | 1125.0032 | 110.9329 | 1230.9619 | 123.2729 | 1337.2185 | 135.6682 | 1444.3107 | 148.1274 | 1551.9564 | 160.6506 | 1659.1243 | 173.2381 | 1766.073 | 185.89 | 1872.5983 | 198.6066 | 2010.1027 | 211.3877 | 2018.3744 | 213.2578 |  | 14.9527 | 4.4278 | 19.1133 | 5.0152 | 21.6047 | 6.4582 | 23.9216 | 7.9202 | 26.4581 | 9.4015 | 33.3777 | 10.9171 | 51.2939 | 12.4672 | 69.6757 | 14.0489 | 87.9513 | 15.6674 | 108.7086 | 17.3262 | 159.0452 | 19.0187 | 285.6395 | 31.0003 | 412.1572 | 42.7985 | 538.4897 | 54.6683 | 663.3957 | 66.5959 | 786.3879 | 78.5824 | 910.2817 | 90.6563 | 1039.201 | 102.7872 | 1167.2429 | 114.9485 | 1293.6232 | 127.1809 | 1412.8676 | 139.4733 | 1520.1871 | 151.8296 | 1627.8313 | 164.2212 | 1735.2003 | 176.7116 | 1843.0628 | 189.253 | 2066.2385 | 201.8583 | 2068.7094 | 203.7222 | 2072.3501 | 205.5865 | 2072.4827 | 207.4512 | 2078.2726 | 209.3167 | 2085.8698 | 211.183 | 2092.5709 | 213.0502
Chassen Rd |  | 48.6162 | 9.2188 | 75.0659 | 10.4236 | 85.6835 | 13.4009 | 97.944 | 16.3847 | 111.8264 | 19.3938 | 134.1544 | 22.4668 | 176.398 | 25.5984 | 221.0309 | 28.7698 | 264.7213 | 32.0034 | 322.564 | 35.3075 | 413.7054 | 38.6651 | 533.1765 | 41.9715 | 651.8787 | 44.7316 | 769.4962 | 47.4786 | 879.0883 | 50.217 | 977.3405 | 52.9374 | 1077.4583 | 76.6546 | 1180.3789 | 100.4331 | 1282.0656 | 124.2598 | 1384.5789 | 148.0897 | 1479.7808 | 171.9574 | 1544.6009 | 195.9413 | 1610.594 | 219.8695 | 1671.1609 | 243.9237 | 1732.0615 | 268.0091 | 1788.1726 | 292.1485 | 1825.5484 | 316.3438 | 1862.2393 | 340.5967 | 1898.1863 | 364.9085 | 1934.5016 | 389.2806 | 1972.5192 | 413.7142 | 2008.7545 | 416.7607 |  | 48.6162 | 9.2188 | 50.412 | 10.4236 | 52.5986 | 11.9496 | 55.36 | 13.5185 | 58.6577 | 15.1469 | 72.0456 | 16.6446 | 115.4731 | 17.7618 | 160.5885 | 19.5633 | 204.1755 | 21.4254 | 261.6509 | 23.3258 | 344.9293 | 25.2734 | 434.71 | 27.4656 | 523.7037 | 28.9528 | 611.6268 | 30.4342 | 691.4815 | 31.9123 | 767.3233 | 33.3814 | 866.6615 | 34.8384 | 968.6363 | 36.299 | 1070.788 | 37.754 | 1172.8808 | 39.1907 | 1263.785 | 40.6218 | 1326.1816 | 42.0638 | 1390.1464 | 43.479 | 1452.8794 | 44.9055 | 1519.2568 | 46.3239 | 1577.2029 | 47.7392 | 1635.731 | 49.1512 | 1693.2822 | 50.5605 | 1749.9376 | 51.9673 | 1806.8109 | 53.3722 | 1858.8105 | 54.7751 | 1889.8202 | 56.1766 |  | 48.6162 | 9.2188 | 75.0659 | 10.4236 | 85.6835 | 12.135 | 97.944 | 13.8787 | 111.8264 | 15.6849 | 134.1544 | 17.4064 | 176.398 | 18.8448 | 221.0309 | 20.8403 | 264.7213 | 22.9027 | 322.564 | 25.0101 | 413.7054 | 27.1715 | 533.1765 | 29.5471 | 651.8787 | 31.5462 | 769.4962 | 33.5427 | 879.0883 | 35.5393 | 977.3405 | 37.5291 | 1077.4583 | 39.5093 | 1180.3789 | 41.4972 | 1282.0656 | 43.4821 | 1384.5789 | 45.4499 | 1479.7808 | 47.4143 | 1544.6009 | 49.395 | 1610.594 | 51.3474 | 1671.1609 | 53.3165 | 1732.0615 | 55.2794 | 1788.1726 | 57.2413 | 1825.5484 | 59.2026 | 1862.2393 | 61.1637 | 1898.1863 | 63.1248 | 1934.5016 | 65.0861 | 1972.5192 | 67.0481 | 2008.7545 | 69.0108 |  | 48.6162 | 9.2188 | 88.7463 | 10.4236 | 109.3896 | 13.4009 | 131.2848 | 16.3847 | 155.086 | 19.3938 | 190.2199 | 22.4668 | 234.6179 | 25.5984 | 287.4378 | 28.7698 | 361.2729 | 32.0034 | 449.4478 | 35.3075 | 563.8489 | 38.6651 | 684.8841 | 41.9715 | 805.5613 | 44.7316 | 925.4582 | 47.4786 | 1037.9246 | 50.217 | 1291.1202 | 52.9374 | 2000.8425 | 76.6546 | 2716.8593 | 100.4331 | 3432.4674 | 124.2598 | 4143.6372 | 148.0897 | 4839.371 | 171.9574 | 5503.0124 | 195.9413 | 6163.8765 | 219.8695 | 6796.7044 | 243.9237 | 7428.4324 | 268.0091 | 8060.7412 | 292.1485 | 8693.8952 | 316.3438 | 9323.2028 | 340.5967 | 9949.5583 | 364.9085 | 10573.4237 | 389.2806 | 11031.9898 | 413.7142 | 11067.7191 | 416.7607 |  | 48.6162 | 9.2188 | 88.7463 | 10.4236 | 109.3896 | 13.4009 | 131.2848 | 16.3847 | 155.086 | 19.3938 | 197.5542 | 22.4656 | 271.2771 | 25.5945 | 346.0786 | 28.7616 | 419.9137 | 31.989 | 508.0886 | 35.2849 | 775.0185 | 38.6321 | 1505.8454 | 62.8123 | 2235.589 | 86.4729 | 2963.8915 | 110.1578 | 3683.8069 | 133.8865 | 4391.9844 | 157.6404 | 5101.8701 | 181.4043 | 5819.1168 | 205.2601 | 6534.876 | 229.164 | 7250.8577 | 253.0377 | 7948.2151 | 276.9504 | 8589.1684 | 301.0212 | 9232.1873 | 324.982 | 9873.0338 | 349.109 | 10514.0374 | 373.2587 | 10949.1767 | 397.4647 | 10982.1041 | 400.4871 | 11016.0274 | 403.5113 | 11045.8483 | 406.5371 | 11081.5678 | 409.5651 | 11119.2517 | 412.595 | 11155.3672 | 415.6269
Chatsworth St |  | 30.229 | 15.6875 | 40.5568 | 17.5328 | 45.1847 | 22.2903 | 50.1123 | 27.151 | 55.7519 | 32.0528 | 64.7212 | 36.9019 | 82.066 | 41.8308 | 100.4174 | 46.792 | 118.4066 | 51.7874 | 142.1452 | 56.8257 | 177.208 | 61.9 | 217.3152 | 66.8193 | 257.1668 | 70.8327 | 296.5862 | 74.7683 | 332.6481 | 78.6325 | 364.1823 | 82.4107 | 396.4841 | 118.6687 | 429.875 | 154.7868 | 459.6482 | 190.3227 | 486.3796 | 225.4775 | 509.4164 | 260.6664 | 528.5491 | 295.088 | 556.9995 | 329.6059 | 593.9568 | 363.3289 | 631.3345 | 396.8532 | 664.7656 | 430.0144 | 682.7127 | 462.8111 | 700.0218 | 495.2419 | 716.6291 | 527.3054 | 733.4621 | 559.0011 | 751.6298 | 590.3278 | 768.2039 | 590.8742 |  | 30.229 | 15.6875 | 31.3975 | 17.5328 | 32.8114 | 19.8763 | 34.1411 | 22.3451 | 35.7453 | 24.9167 | 41.4046 | 27.1631 | 59.1575 | 28.7973 | 77.6375 | 31.5334 | 95.4856 | 34.3301 | 118.9654 | 37.1499 | 152.8936 | 40.0209 | 189.5177 | 43.2386 | 225.7667 | 45.3256 | 261.6182 | 47.3725 | 294.0467 | 49.3833 | 322.9405 | 51.349 | 355.691 | 53.2856 | 389.1655 | 55.2665 | 419.6141 | 57.1211 | 448.532 | 58.9395 | 472.5356 | 60.8201 | 484.892 | 62.5666 | 497.4027 | 64.3736 | 509.5695 | 66.06 | 521.1897 | 67.7452 | 568.2187 | 69.3987 | 615.7296 | 71.0203 | 662.5007 | 72.6111 | 708.4466 | 74.1716 | 754.4387 | 75.7025 | 796.2603 | 77.2041 | 820.7172 | 78.6773 |  | 30.229 | 15.6875 | 40.5568 | 17.5328 | 45.1847 | 20.1846 | 50.1123 | 22.9983 | 55.7519 | 25.9228 | 64.7212 | 28.5902 | 82.066 | 30.7946 | 100.4174 | 33.8952 | 118.4066 | 37.0607 | 142.1452 | 40.2525 | 177.208 | 43.4995 | 217.3152 | 47.0396 | 257.1668 | 49.9536 | 296.5862 | 52.8224 | 332.6481 | 55.6493 | 364.1823 | 58.4236 | 396.4841 | 61.1643 | 429.875 | 63.9552 | 459.6482 | 66.5994 | 486.3796 | 69.2009 | 509.4164 | 71.8743 | 528.5491 | 74.389 | 556.9995 | 76.9749 | 593.9568 | 79.4159 | 631.3345 | 81.8547 | 664.7656 | 84.2536 | 682.7127 | 86.6134 | 700.0218 | 88.9345 | 716.6291 | 91.2175 | 733.4621 | 93.4627 | 751.6298 | 95.6708 | 768.2039 | 97.842 |  | 30.229 | 15.6875 | 45.8045 | 17.5328 | 54.5876 | 22.2903 | 63.2752 | 27.151 | 72.8937 | 32.0528 | 87.1793 | 36.9019 | 105.6894 | 41.8308 | 125.5185 | 46.792 | 147.5041 | 51.7874 | 175.4079 | 56.8257 | 213.8927 | 61.9 | 255.119 | 66.8193 | 296.7138 | 70.8327 | 338.081 | 74.7683 | 376.6648 | 78.6325 | 549.8288 | 82.4107 | 1141.0192 | 118.6687 | 1748.6598 | 154.7868 | 2359.8434 | 190.3227 | 2968.9064 | 225.4775 | 3566.0398 | 260.6664 | 4134.9827 | 295.088 | 4717.3572 | 329.6059 | 5277.868 | 363.3289 | 5836.8112 | 396.8532 | 6395.7343 | 430.0144 | 6954.9216 | 462.8111 | 7509.7912 | 495.2419 | 8061.4902 | 527.3054 | 8610.3926 | 559.0011 | 8950.9582 | 590.3278 | 8961.268 | 590.8742 |  | 30.229 | 15.6875 | 45.8045 | 17.5328 | 54.5876 | 22.2903 | 63.2752 | 27.151 | 72.8937 | 32.0528 | 87.9896 | 36.9051 | 109.7392 | 41.841 | 131.9967 | 46.8134 | 153.9823 | 51.8244 | 181.8861 | 56.8831 | 359.9996 | 61.9825 | 959.59 | 100.2744 | 1558.651 | 137.3782 | 2156.8612 | 174.1205 | 2751.3109 | 210.5131 | 3340.777 | 246.5102 | 3932.6429 | 282.1831 | 4544.4137 | 317.9584 | 5156.8386 | 352.8777 | 5770.5797 | 387.4167 | 6384.9047 | 422.2466 | 6955.0221 | 456.0349 | 7525.5006 | 490.1524 | 8093.2607 | 523.2466 | 8660.6014 | 556.2119 | 8920.1138 | 588.8049 | 8929.8094 | 589.7442 | 8939.7308 | 590.6022 | 8948.7739 | 591.3814 | 8959.0992 | 592.0849 | 8969.8602 | 592.7147 | 8980.2803 | 593.2733
Cheadle Heath |  | 22.7083 | 5.2753 | 34.1584 | 5.9528 | 38.907 | 7.6411 | 44.204 | 9.335 | 50.2058 | 11.0418 | 59.584 | 12.7822 | 77.0032 | 14.5485 | 95.4112 | 16.3466 | 113.432 | 18.1729 | 137.2849 | 20.0367 | 172.5775 | 21.937 | 212.7177 | 23.7994 | 252.556 | 25.3518 | 291.9463 | 26.8951 | 327.9842 | 28.4227 | 359.3453 | 29.9472 | 391.4439 | 43.3588 | 424.6415 | 56.7614 | 449.7378 | 70.1912 | 472.5045 | 83.6143 | 493.9083 | 97.0464 | 511.4534 | 110.5244 | 534.3603 | 124.0037 | 561.7991 | 137.4884 | 589.4573 | 150.9979 | 614.7882 | 164.5258 | 630.9004 | 178.0732 | 646.6996 | 191.6409 | 662.1553 | 205.2296 | 677.8243 | 218.8402 | 694.3771 | 232.4733 | 710.0731 | 234.0819 |  | 22.7083 | 5.2753 | 23.6018 | 5.9528 | 24.7062 | 6.8136 | 25.9356 | 7.7009 | 27.4075 | 8.6215 | 33.037 | 9.4662 | 50.9845 | 10.09 | 69.609 | 11.1098 | 87.6021 | 12.1591 | 111.311 | 13.229 | 145.6558 | 14.3298 | 182.6889 | 15.5636 | 219.3482 | 16.3979 | 255.5907 | 17.228 | 288.4457 | 18.0495 | 317.3542 | 18.8706 | 347.9081 | 19.6916 | 377.8967 | 20.4999 | 407.777 | 21.3104 | 436.6008 | 22.1113 | 459.4765 | 22.9082 | 467.8958 | 23.7089 | 476.59 | 24.503 | 485.1359 | 25.2918 | 493.5945 | 26.0792 | 521.5118 | 26.8642 | 549.7917 | 27.6466 | 577.7221 | 28.4267 | 605.3376 | 29.2048 | 633.23 | 29.9811 | 658.8867 | 30.7557 | 674.2264 | 31.5288 |  | 22.7083 | 5.2753 | 34.1584 | 5.9528 | 38.907 | 6.9193 | 44.204 | 7.9073 | 50.2058 | 8.9301 | 59.584 | 9.9032 | 77.0032 | 10.7102 | 95.4112 | 11.8412 | 113.432 | 13.0051 | 137.2849 | 14.193 | 172.5775 | 15.416 | 212.7177 | 16.7543 | 252.556 | 17.8789 | 291.9463 | 19.0009 | 327.9842 | 20.1152 | 359.3453 | 21.2305 | 391.4439 | 22.348 | 424.6415 | 23.4528 | 449.7378 | 24.5619 | 472.5045 | 25.6619 | 493.9083 | 26.7589 | 511.4534 | 27.8622 | 534.3603 | 28.9593 | 561.7991 | 30.052 | 589.4573 | 31.1447 | 614.7882 | 32.2359 | 630.9004 | 33.3257 | 646.6996 | 34.4145 | 662.1553 | 35.5022 | 677.8243 | 36.5892 | 694.3771 | 37.6755 | 710.0731 | 38.7613 |  | 22.7083 | 5.2753 | 40.0714 | 5.9528 | 49.3073 | 7.6411 | 58.7387 | 9.335 | 69.0176 | 11.0418 | 84.0157 | 12.7822 | 102.4352 | 14.5485 | 121.9982 | 16.3466 | 143.3931 | 18.1729 | 170.7138 | 20.0367 | 208.873 | 21.937 | 249.8081 | 23.7994 | 290.6601 | 25.3518 | 331.2199 | 26.8951 | 368.7986 | 28.4227 | 486.2579 | 29.9472 | 857.1608 | 43.3588 | 1232.0545 | 56.7614 | 1609.5028 | 70.1912 | 1985.9124 | 83.6143 | 2355.0059 | 97.0464 | 2707.7651 | 110.5244 | 3068.7989 | 124.0037 | 3416.8926 | 137.4884 | 3764.5511 | 150.9979 | 4112.6822 | 164.5258 | 4461.4749 | 178.0732 | 4808.3545 | 191.6409 | 5153.8203 | 205.2296 | 5498.0817 | 218.8402 | 5768.6254 | 232.4733 | 5786.5331 | 234.0819 |  | 22.7083 | 5.2753 | 40.0714 | 5.9528 | 49.3073 | 7.6411 | 58.7387 | 9.335 | 69.0176 | 11.0418 | 84.7546 | 12.7816 | 106.1287 | 14.5466 | 127.9065 | 16.3427 | 149.3014 | 18.1659 | 176.6221 | 20.0258 | 299.5273 | 21.9211 | 679.2836 | 35.6228 | 1058.5803 | 49.0184 | 1437.2617 | 62.4148 | 1812.4351 | 75.7984 | 2182.767 | 89.2029 | 2554.0964 | 102.6392 | 2931.5301 | 116.0421 | 3309.4504 | 129.4911 | 3688.6965 | 142.9186 | 4067.5983 | 156.3558 | 4420.174 | 169.8586 | 4773.791 | 183.3546 | 5126.3154 | 196.852 | 5479.1094 | 210.3786 | 5749.1758 | 223.9247 | 5765.2986 | 225.5295 | 5782.1982 | 227.1335 | 5796.0696 | 228.7369 | 5814.3392 | 230.3397 | 5834.1307 | 231.9421 | 5852.68 | 233.544
Cheadle Hulme |  | 38.6134 | 9.1842 | 57.4468 | 10.3637 | 65.1107 | 13.303 | 74.6882 | 16.2522 | 85.6044 | 19.2235 | 101.4829 | 22.2536 | 130.7818 | 25.3287 | 161.7522 | 28.4592 | 192.0742 | 31.6387 | 232.1705 | 34.8835 | 291.2127 | 38.1919 | 357.7654 | 41.4343 | 423.8299 | 44.1371 | 489.1706 | 46.8239 | 548.9743 | 49.4835 | 601.047 | 52.1376 | 654.4486 | 75.4869 | 709.8085 | 98.8207 | 750.9037 | 122.2017 | 787.4782 | 145.5711 | 822.2165 | 168.9562 | 851.0117 | 192.4212 | 890.5066 | 215.8884 | 939.4217 | 239.3651 | 988.6725 | 262.8848 | 1033.4616 | 286.4367 | 1060.8439 | 310.0225 | 1087.6324 | 333.6436 | 1113.7766 | 357.3013 | 1140.3269 | 380.9972 | 1168.5412 | 404.7322 | 1195.1735 | 407.5327 |  | 38.6134 | 9.1842 | 40.0318 | 10.3637 | 41.7481 | 11.8623 | 44.3855 | 13.4072 | 47.5598 | 15.0098 | 57.6837 | 16.4805 | 88.1972 | 17.5666 | 119.6769 | 19.3419 | 149.9258 | 21.1689 | 189.6894 | 23.0314 | 247.2285 | 24.9479 | 309.3462 | 27.096 | 370.8537 | 28.5485 | 431.6952 | 29.9936 | 486.9281 | 31.4239 | 535.4911 | 32.8534 | 586.5909 | 34.2827 | 636.963 | 35.69 | 685.739 | 37.1011 | 732.3745 | 38.4953 | 769.0657 | 39.8828 | 782.0764 | 41.2769 | 795.7251 | 42.6593 | 809.3724 | 44.0327 | 822.6952 | 45.4035 | 876.497 | 46.7701 | 931.3899 | 48.1322 | 985.9675 | 49.4905 | 1040.3708 | 50.8451 | 1095.7687 | 52.1967 | 1147.2964 | 53.5451 | 1179.0408 | 54.8911 |  | 38.6134 | 9.1842 | 57.4468 | 10.3637 | 65.1107 | 12.0463 | 74.6882 | 13.7664 | 85.6044 | 15.5471 | 101.4829 | 17.2413 | 130.7818 | 18.6462 | 161.7522 | 20.6153 | 192.0742 | 22.6416 | 232.1705 | 24.7097 | 291.2127 | 26.8389 | 357.7654 | 29.169 | 423.8299 | 31.1269 | 489.1706 | 33.0802 | 548.9743 | 35.0202 | 601.047 | 36.962 | 654.4486 | 38.9075 | 709.8085 | 40.831 | 750.9037 | 42.7619 | 787.4782 | 44.6769 | 822.2165 | 46.5868 | 851.0117 | 48.5076 | 890.5066 | 50.4177 | 939.4217 | 52.3201 | 988.6725 | 54.2225 | 1033.4616 | 56.1221 | 1060.8439 | 58.0195 | 1087.6324 | 59.915 | 1113.7766 | 61.8088 | 1140.3269 | 63.7012 | 1168.5412 | 65.5924 | 1195.1735 | 67.4828 |  | 38.6134 | 9.1842 | 67.0891 | 10.3637 | 81.7964 | 13.303 | 98.5675 | 16.2522 | 117.1211 | 19.2235 | 143.7911 | 22.2536 | 175.3237 | 25.3287 | 208.2191 | 28.4592 | 243.5291 | 31.6387 | 288.8041 | 34.8835 | 352.3063 | 38.1919 | 420.5467 | 41.4343 | 488.6733 | 44.1371 | 556.4017 | 46.8239 | 619.2928 | 49.4835 | 811.6717 | 52.1376 | 1415.3211 | 75.4869 | 2025.9206 | 98.8207 | 2638.6577 | 122.2017 | 3249.3788 | 145.5711 | 3848.2476 | 168.9562 | 4422.0375 | 192.4212 | 5010.6969 | 215.8884 | 5578.9069 | 239.3651 | 6146.9029 | 262.8848 | 6716.1606 | 286.4367 | 7287.0223 | 310.0225 | 7855.3473 | 333.6436 | 8421.8854 | 357.3013 | 8986.9301 | 380.9972 | 9490.302 | 404.7322 | 9527.3029 | 407.5327 |  | 38.6134 | 9.1842 | 67.0891 | 10.3637 | 81.7964 | 13.303 | 98.5675 | 16.2522 | 117.1211 | 19.2235 | 144.8166 | 22.2526 | 180.4493 | 25.3254 | 216.4183 | 28.4523 | 251.7283 | 31.6266 | 297.0032 | 34.8646 | 497.9463 | 38.1644 | 1115.623 | 62.0187 | 1732.5935 | 85.3402 | 2348.6183 | 108.6631 | 2958.9063 | 131.9637 | 3561.3043 | 155.3007 | 4165.6699 | 178.6931 | 4780.2258 | 202.0274 | 5393.8662 | 225.4419 | 6009.2393 | 248.819 | 6624.6092 | 272.2129 | 7198.8716 | 295.7211 | 7775.6583 | 319.2174 | 8351.1674 | 342.7161 | 8927.6061 | 366.2656 | 9480.9496 | 389.8493 | 9513.6668 | 392.6432 | 9548.3554 | 395.4358 | 9575.4298 | 398.2271 | 9613.5779 | 401.0177 | 9655.5903 | 403.8074 | 9694.4261 | 406.5964
Cheetham Hill |  | 66.1572 | 10.0663 | 93.7158 | 11.3883 | 104.9677 | 14.6419 | 116.9879 | 17.9614 | 130.5435 | 21.3273 | 157.5061 | 24.7773 | 214.6289 | 28.3116 | 274.9899 | 31.9245 | 334.0589 | 35.6237 | 412.2632 | 39.4098 | 531.7787 | 43.2803 | 678.5223 | 47.1118 | 824.2184 | 50.3613 | 968.4652 | 53.5976 | 1101.9879 | 56.8163 | 1220.3222 | 60.0163 | 1341.3649 | 87.1043 | 1466.4111 | 114.3192 | 1594.1952 | 141.6471 | 1710.8676 | 169.131 | 1804.0297 | 196.7319 | 1875.4954 | 224.465 | 1955.6461 | 252.2658 | 2038.1057 | 280.285 | 2120.6495 | 308.4001 | 2196.479 | 336.6439 | 2246.1695 | 365.0162 | 2294.8341 | 393.5169 | 2342.4295 | 422.1454 | 2390.4617 | 450.9019 | 2440.7254 | 479.7855 | 2488.5451 | 483.8914 |  | 66.1572 | 10.0663 | 68.3148 | 11.3883 | 70.8785 | 13.0562 | 73.2329 | 14.8019 | 75.9427 | 16.6202 | 92.1693 | 18.3005 | 149.6956 | 19.5713 | 210.0872 | 21.616 | 268.6562 | 23.7376 | 346.1522 | 25.9062 | 458.4807 | 28.1429 | 579.4668 | 30.6648 | 699.8181 | 32.4188 | 818.4491 | 34.1654 | 926.3856 | 35.902 | 1025.3246 | 37.6284 | 1152.318 | 39.3583 | 1288.981 | 41.0761 | 1403.4616 | 42.7831 | 1513.0308 | 44.4936 | 1611.4121 | 46.1972 | 1680.7024 | 47.8987 | 1751.1082 | 49.5859 | 1820.2657 | 51.2892 | 1891.5909 | 52.9845 | 1990.5455 | 54.679 | 2091.5977 | 56.3724 | 2192.1659 | 58.0654 | 2292.2984 | 59.7581 | 2393.5316 | 61.4509 | 2487.8127 | 63.144 | 2549.6012 | 64.8377 |  | 66.1572 | 10.0663 | 93.7158 | 11.3883 | 104.9677 | 13.2588 | 116.9879 | 15.2143 | 130.5435 | 17.2485 | 157.5061 | 19.1965 | 214.6289 | 20.8422 | 274.9899 | 23.1255 | 334.0589 | 25.4935 | 412.2632 | 27.9159 | 531.7787 | 30.4147 | 678.5223 | 33.1658 | 824.2184 | 35.5165 | 968.4652 | 37.8657 | 1101.9879 | 40.2097 | 1220.3222 | 42.5475 | 1341.3649 | 44.8953 | 1466.4111 | 47.2347 | 1594.1952 | 49.5664 | 1710.8676 | 51.9077 | 1804.0297 | 54.2454 | 1875.4954 | 56.5856 | 1955.6461 | 58.9131 | 2038.1057 | 61.2643 | 2120.6495 | 63.6104 | 2196.479 | 65.9593 | 2246.1695 | 68.3114 | 2294.8341 | 70.667 | 2342.4295 | 73.0261 | 2390.4617 | 75.3889 | 2440.7254 | 77.7559 | 2488.5451 | 80.1269 |  | 66.1572 | 10.0663 | 107.9791 | 11.3883 | 129.4821 | 14.6419 | 151.3735 | 17.9614 | 174.8455 | 21.3273 | 212.8267 | 24.7773 | 271.4803 | 28.3116 | 339.1625 | 31.9245 | 424.339 | 35.6237 | 528.9549 | 39.4098 | 669.0314 | 43.2803 | 818.0866 | 47.1118 | 966.7589 | 50.3613 | 1114.4171 | 53.5976 | 1252.0453 | 56.8163 | 1492.0678 | 60.0163 | 2086.4886 | 87.1043 | 2689.0115 | 114.3192 | 3275.3885 | 141.6471 | 3852.0576 | 169.131 | 4416.4694 | 196.7319 | 4953.9016 | 224.465 | 5488.4518 | 252.2658 | 6001.3135 | 280.285 | 6514.3064 | 308.4001 | 7029.1582 | 336.6439 | 7545.6843 | 365.0162 | 8059.7881 | 393.5169 | 8572.3053 | 422.1454 | 9083.3926 | 450.9019 | 9581.1329 | 479.7855 | 9637.7441 | 483.8914 |  | 66.1572 | 10.0663 | 107.9791 | 11.3883 | 129.4821 | 14.6419 | 151.3735 | 17.9614 | 174.8455 | 21.3273 | 219.0388 | 24.7776 | 302.5304 | 28.3126 | 388.8309 | 31.9266 | 474.0074 | 35.6274 | 578.6232 | 39.4156 | 836.5244 | 43.2887 | 1456.6489 | 70.5983 | 2075.6395 | 97.5088 | 2693.0163 | 124.5776 | 3299.4688 | 151.7826 | 3890.5425 | 179.1074 | 4484.0656 | 206.6126 | 5082.3795 | 234.2153 | 5673.4726 | 261.9063 | 6253.6004 | 289.7707 | 6817.8777 | 317.738 | 7335.9314 | 345.8365 | 7856.1567 | 373.9706 | 8375.3839 | 402.3655 | 8895.6979 | 430.8386 | 9516.9027 | 459.4388 | 9565.811 | 463.5778 | 9616.9624 | 467.7097 | 9658.9888 | 471.835 | 9714.2463 | 475.9548 | 9773.7942 | 480.0692 | 9830.1205 | 484.1787
Chester Rd T11 & T12 |  | 10.1501 | 4.6353 | 14.3725 | 5.2411 | 16.1333 | 6.7382 | 17.8859 | 8.2385 | 19.8593 | 9.7515 | 23.6771 | 11.2966 | 31.3901 | 12.8712 | 39.5443 | 14.4659 | 47.5274 | 16.0918 | 58.0901 | 17.7531 | 75.193 | 19.4413 | 98.8935 | 21.1039 | 122.4598 | 22.4917 | 145.8301 | 23.8729 | 167.735 | 25.2498 | 187.592 | 26.6177 | 207.8027 | 38.543 | 228.5326 | 50.4992 | 252.3184 | 62.4796 | 276.508 | 74.4616 | 297.7723 | 86.4627 | 311.7382 | 98.5221 | 325.9097 | 110.5535 | 338.6555 | 122.6483 | 351.4732 | 134.7588 | 363.1477 | 146.8964 | 370.2485 | 159.0622 | 377.1646 | 171.2569 | 383.8852 | 183.4812 | 390.678 | 195.7359 | 397.8636 | 208.0214 | 404.6054 | 209.5532 |  | 10.1501 | 4.6353 | 10.5084 | 5.2411 | 10.9404 | 6.0085 | 11.2504 | 6.7973 | 11.6087 | 7.6161 | 13.7858 | 8.3692 | 21.5247 | 8.9309 | 29.6636 | 9.8367 | 37.5711 | 10.773 | 48.0317 | 11.7285 | 63.1916 | 12.7078 | 79.5314 | 13.8101 | 95.7577 | 14.5579 | 111.7764 | 15.3027 | 126.3306 | 16.046 | 140.6891 | 16.7846 | 161.7133 | 17.5173 | 184.1063 | 18.2517 | 205.4815 | 18.9832 | 226.9333 | 19.7056 | 247.0592 | 20.4252 | 263.4936 | 21.1503 | 280.1894 | 21.8618 | 296.4806 | 22.5791 | 313.6176 | 23.2923 | 329.3378 | 24.0039 | 345.4181 | 24.7139 | 361.4361 | 25.4225 | 377.3726 | 26.1299 | 393.4896 | 26.8363 | 408.4016 | 27.5417 | 417.7371 | 28.2464 |  | 10.1501 | 4.6353 | 14.3725 | 5.2411 | 16.1333 | 6.1017 | 17.8859 | 6.9784 | 19.8593 | 7.8866 | 23.6771 | 8.7522 | 31.3901 | 9.4754 | 39.5443 | 10.4788 | 47.5274 | 11.5158 | 58.0901 | 12.5754 | 75.193 | 13.6622 | 98.8935 | 14.8567 | 122.4598 | 15.8619 | 145.8301 | 16.8658 | 167.735 | 17.8697 | 187.592 | 18.8701 | 207.8027 | 19.8659 | 228.5326 | 20.8654 | 252.3184 | 21.8634 | 276.508 | 22.8529 | 297.7723 | 23.8406 | 311.7382 | 24.8365 | 325.9097 | 25.8182 | 338.6555 | 26.8083 | 351.4732 | 27.7953 | 363.1477 | 28.7817 | 370.2485 | 29.7679 | 377.1646 | 30.754 | 383.8852 | 31.74 | 390.678 | 32.7262 | 397.8636 | 33.7127 | 404.6054 | 34.6996 |  | 10.1501 | 4.6353 | 16.5438 | 5.2411 | 19.9132 | 6.7382 | 23.1167 | 8.2385 | 26.5349 | 9.7515 | 31.9198 | 11.2966 | 39.8558 | 12.8712 | 50.0103 | 14.4659 | 65.4677 | 16.0918 | 83.5543 | 17.7531 | 106.4098 | 19.4413 | 130.483 | 21.1039 | 154.5786 | 22.4917 | 178.5501 | 23.8729 | 201.2039 | 25.2498 | 251.7098 | 26.6177 | 392.2357 | 38.543 | 536.0329 | 50.4992 | 679.2135 | 62.4796 | 821.2758 | 74.4616 | 960.3357 | 86.4627 | 1092.3546 | 98.5221 | 1222.5586 | 110.5535 | 1346.946 | 122.6483 | 1471.2034 | 134.7588 | 1595.7294 | 146.8964 | 1720.5187 | 159.0622 | 1844.5452 | 171.2569 | 1968.0496 | 183.4812 | 2091.0861 | 195.7359 | 2192.0554 | 208.0214 | 2199.4052 | 209.5532 |  | 10.1501 | 4.6353 | 16.5438 | 5.2411 | 19.9132 | 6.7382 | 23.1167 | 8.2385 | 26.5349 | 9.7515 | 33.7348 | 11.296 | 48.9278 | 12.8693 | 64.5222 | 14.4617 | 79.9796 | 16.0845 | 98.0661 | 17.7417 | 150.9028 | 19.4248 | 294.8676 | 31.5829 | 438.6638 | 43.4798 | 582.2039 | 55.3889 | 724.2158 | 67.3201 | 864.1122 | 79.2638 | 1004.5762 | 91.2127 | 1148.1693 | 103.2077 | 1291.5476 | 115.2269 | 1434.4974 | 127.231 | 1572.8587 | 139.2546 | 1699.0288 | 151.3578 | 1825.4256 | 163.4056 | 1951.3969 | 175.537 | 2077.4844 | 187.6798 | 2186.906 | 199.8509 | 2193.1948 | 201.3706 | 2199.7976 | 202.8912 | 2205.0676 | 204.4127 | 2212.248 | 205.9352 | 2220.0437 | 207.4586 | 2227.3658 | 208.9831
Chester Rd T13 |  | 6.4891 | 4.1165 | 7.845 | 4.6544 | 8.5422 | 5.9839 | 9.1438 | 7.3163 | 9.8313 | 8.6599 | 11.1908 | 10.0321 | 14.1169 | 11.4304 | 17.2149 | 12.8466 | 20.2473 | 14.2905 | 24.2491 | 15.7658 | 31.7048 | 17.2651 | 44.6506 | 18.7415 | 57.5513 | 19.974 | 70.3701 | 21.2006 | 82.6 | 22.4234 | 94.0654 | 23.6381 | 105.6544 | 34.2285 | 117.4159 | 44.8463 | 134.7651 | 55.4856 | 153.4221 | 66.1263 | 169.9283 | 76.784 | 179.5489 | 87.4935 | 188.6955 | 98.1781 | 195.8512 | 108.919 | 202.9988 | 119.6738 | 209.2715 | 130.4528 | 212.2032 | 141.2567 | 215.0101 | 152.0864 | 217.6873 | 162.9422 | 220.4275 | 173.8251 | 223.4589 | 184.7354 | 226.1866 | 186.0958 |  | 6.4891 | 4.1165 | 6.7299 | 4.6544 | 7.0207 | 5.3359 | 7.184 | 6.0364 | 7.3726 | 6.7635 | 8.2183 | 7.4323 | 11.1298 | 7.9312 | 14.2011 | 8.7356 | 17.1589 | 9.567 | 21.0703 | 10.4156 | 26.7347 | 11.2853 | 32.8655 | 12.2642 | 38.9587 | 12.9283 | 44.975 | 13.5897 | 50.4048 | 14.2498 | 56.855 | 14.9057 | 69.7596 | 15.5564 | 84.0334 | 16.2086 | 97.7946 | 16.8582 | 111.9705 | 17.4998 | 126.3784 | 18.1388 | 141.0556 | 18.7827 | 155.9593 | 19.4146 | 170.507 | 20.0516 | 185.8943 | 20.685 | 197.7695 | 21.3169 | 209.9015 | 21.9474 | 221.9604 | 22.5767 | 233.9547 | 23.2049 | 246.093 | 23.8322 | 257.3264 | 24.4587 | 264.3106 | 25.0845 |  | 6.4891 | 4.1165 | 7.845 | 4.6544 | 8.5422 | 5.4186 | 9.1438 | 6.1972 | 9.8313 | 7.0037 | 11.1908 | 7.7725 | 14.1169 | 8.4147 | 17.2149 | 9.3058 | 20.2473 | 10.2267 | 24.2491 | 11.1677 | 31.7048 | 12.1328 | 44.6506 | 13.1937 | 57.5513 | 14.0863 | 70.3701 | 14.9778 | 82.6 | 15.8693 | 94.0654 | 16.7578 | 105.6544 | 17.6421 | 117.4159 | 18.5297 | 134.7651 | 19.416 | 153.4221 | 20.2947 | 169.9283 | 21.1719 | 179.5489 | 22.0563 | 188.6955 | 22.9281 | 195.8512 | 23.8074 | 202.9988 | 24.6839 | 209.2715 | 25.5599 | 212.2032 | 26.4357 | 215.0101 | 27.3114 | 217.6873 | 28.187 | 220.4275 | 29.0628 | 223.4589 | 29.9389 | 226.1866 | 30.8153 |  | 6.4891 | 4.1165 | 8.5214 | 4.6544 | 9.7996 | 5.9839 | 10.8654 | 7.3163 | 12.0368 | 8.6599 | 13.9479 | 10.0321 | 17.0119 | 11.4304 | 21.9328 | 12.8466 | 31.8752 | 14.2905 | 42.8224 | 15.7658 | 55.5845 | 17.2651 | 68.8291 | 18.7415 | 82.1115 | 19.974 | 95.3675 | 21.2006 | 108.1321 | 22.4234 | 133.0455 | 23.6381 | 196.9809 | 34.2285 | 263.9416 | 44.8463 | 330.2087 | 55.4856 | 395.6934 | 66.1263 | 459.676 | 76.784 | 520.2196 | 87.4935 | 577.4021 | 98.1781 | 631.4404 | 108.919 | 685.5546 | 119.6738 | 739.9393 | 130.4528 | 794.5732 | 141.2567 | 848.9998 | 152.0864 | 903.3132 | 162.9422 | 957.5132 | 173.8251 | 1016.7479 | 184.7354 | 1021.1731 | 186.0958 |  | 6.4891 | 4.1165 | 8.5214 | 4.6544 | 9.7996 | 5.9839 | 10.8654 | 7.3163 | 12.0368 | 8.6599 | 15.6364 | 10.0315 | 25.4517 | 11.4287 | 35.4332 | 12.8429 | 45.3757 | 14.284 | 56.3228 | 15.7557 | 82.0007 | 17.2504 | 146.8824 | 28.0475 | 211.7187 | 38.6127 | 276.4655 | 49.1887 | 340.6152 | 59.7842 | 403.9923 | 70.391 | 467.7482 | 81.0023 | 534.0017 | 91.6546 | 600.1833 | 102.3284 | 665.9431 | 112.9887 | 727.1762 | 123.6664 | 781.8109 | 134.4147 | 836.625 | 145.1139 | 891.3413 | 155.8873 | 946.2387 | 166.6709 | 1026.6655 | 177.4796 | 1029.9753 | 178.8291 | 1033.6315 | 180.1795 | 1035.9583 | 181.5306 | 1040.2399 | 182.8827 | 1045.1709 | 184.2357 | 1049.6177 | 185.5895
Chorley South |  | 90.1019 | 11.7786 | 165.0322 | 13.3585 | 192.4895 | 17.2183 | 221.1972 | 21.2485 | 253.1842 | 25.3557 | 316.0259 | 29.5736 | 436.5089 | 33.9106 | 563.647 | 38.3398 | 688.1664 | 42.889 | 853.1498 | 47.5305 | 1097.2527 | 52.2914 | 1373.5327 | 56.9666 | 1647.4411 | 60.9449 | 1918.3489 | 64.925 | 2167.0717 | 68.8587 | 2383.3707 | 72.8358 | 2605.3516 | 105.6921 | 2835.9964 | 138.8101 | 3002.0896 | 172.1353 | 3150.7142 | 205.5195 | 3282.6106 | 239.2369 | 3394.4046 | 272.9488 | 3515.2397 | 306.7603 | 3643.5715 | 340.9551 | 3772.2234 | 375.2124 | 3894.6794 | 409.6253 | 3992.907 | 444.1913 | 4090.1797 | 478.9085 | 4186.4279 | 513.7743 | 4283.0609 | 548.7872 | 4381.7839 | 583.9449 | 4478.1523 | 588.9347 |  | 90.1019 | 11.7786 | 92.8873 | 13.3585 | 96.1923 | 15.3536 | 98.9005 | 17.4911 | 102.0209 | 19.7185 | 134.2265 | 21.7807 | 255.0032 | 23.3603 | 382.119 | 25.8569 | 506.2484 | 28.4547 | 670.6827 | 31.1002 | 909.2752 | 33.8391 | 1165.9471 | 36.897 | 1420.6939 | 39.0351 | 1672.1296 | 41.1752 | 1901.4341 | 43.2869 | 2101.3294 | 45.4273 | 2307.4223 | 47.5055 | 2511.2208 | 49.6111 | 2712.4978 | 51.7139 | 2907.6806 | 53.7761 | 3062.4922 | 55.8759 | 3112.6123 | 57.9304 | 3163.2294 | 59.9717 | 3212.3371 | 62.054 | 3259.6707 | 64.1149 | 3335.6579 | 66.1739 | 3412.1869 | 68.2307 | 3487.49 | 70.2858 | 3561.5285 | 72.3394 | 3635.6688 | 74.3921 | 3703.8359 | 76.4438 | 3746.5228 | 78.4951 |  | 90.1019 | 11.7786 | 165.0322 | 13.3585 | 192.4895 | 15.5917 | 221.1972 | 17.9985 | 253.1842 | 20.5065 | 316.0259 | 22.9125 | 436.5089 | 24.964 | 563.647 | 27.7726 | 688.1664 | 30.6927 | 853.1498 | 33.6682 | 1097.2527 | 36.7472 | 1373.5327 | 40.1034 | 1647.4411 | 42.9804 | 1918.3489 | 45.8683 | 2167.0717 | 48.7323 | 2383.3707 | 51.6357 | 2605.3516 | 54.4758 | 2835.9964 | 57.3539 | 3002.0896 | 60.2351 | 3150.7142 | 63.0756 | 3282.6106 | 65.9655 | 3394.4046 | 68.8079 | 3515.2397 | 71.6396 | 3643.5715 | 74.5254 | 3772.2234 | 77.3911 | 3894.6794 | 80.2587 | 3992.907 | 83.1287 | 4090.1797 | 86.0014 | 4186.4279 | 88.8767 | 4283.0609 | 91.755 | 4381.7839 | 94.6363 | 4478.1523 | 97.5209 |  | 90.1019 | 11.7786 | 204.1054 | 13.3585 | 258.201 | 17.2183 | 311.9981 | 21.2485 | 368.0872 | 25.3557 | 454.751 | 29.5736 | 576.5235 | 33.9106 | 709.4923 | 38.3398 | 853.8678 | 42.889 | 1038.961 | 47.5305 | 1298.9368 | 52.2914 | 1577.3467 | 56.9666 | 1854.0504 | 60.9449 | 2128.0553 | 64.925 | 2380.7842 | 68.8587 | 2743.1949 | 72.8358 | 3528.2399 | 105.6921 | 4264.3885 | 138.8101 | 4993.4495 | 172.1353 | 5715.9805 | 205.5195 | 6422.9963 | 239.2369 | 7095.8723 | 272.9488 | 7771.7877 | 306.7603 | 8424.8069 | 340.9551 | 9076.7209 | 375.2124 | 9729.1293 | 409.6253 | 10382.2969 | 444.1913 | 11031.3639 | 478.9085 | 11677.4333 | 513.7743 | 12320.5239 | 548.7872 | 12802.2169 | 583.9449 | 12894.5461 | 588.9347 |  | 90.1019 | 11.7786 | 204.1054 | 13.3585 | 258.201 | 17.2183 | 311.9981 | 21.2485 | 368.0872 | 25.3557 | 459.4059 | 29.5758 | 599.7763 | 33.9177 | 746.6685 | 38.3549 | 891.0441 | 42.9155 | 1076.1372 | 47.572 | 1478.763 | 52.3517 | 2327.5589 | 85.4693 | 3173.6625 | 118.1695 | 4016.3862 | 151.1517 | 4836.5408 | 184.2852 | 5623.7986 | 217.7905 | 6408.7706 | 251.2285 | 7144.8925 | 285.0226 | 7876.6941 | 319.0194 | 8603.7351 | 352.9674 | 9316.8034 | 387.3552 | 9976.8505 | 421.6209 | 10639.2018 | 455.9579 | 11299.8264 | 490.7823 | 11960.4992 | 525.6169 | 12434.6479 | 560.6009 | 12523.4491 | 565.726 | 12613.0441 | 570.8266 | 12698.6712 | 575.9039 | 12789.8068 | 580.9599 | 12882.5744 | 585.9953 | 12974.1006 | 591.0115
Chorlton |  | 41.4794 | 6.3477 | 59.5773 | 7.1838 | 66.9974 | 9.2366 | 74.4192 | 11.3378 | 82.7499 | 13.4702 | 99.9268 | 15.6613 | 136.0106 | 17.9109 | 174.1393 | 20.2165 | 211.4553 | 22.5807 | 260.8726 | 25.0005 | 334.9562 | 27.4812 | 421.8646 | 29.939 | 508.1145 | 32.0322 | 593.449 | 34.1114 | 671.9845 | 36.1825 | 740.8861 | 38.2366 | 811.4651 | 55.521 | 884.5287 | 72.8884 | 953.7263 | 90.3392 | 1014.6505 | 107.9053 | 1061.9865 | 125.5498 | 1101.0942 | 143.2876 | 1147.894 | 161.0674 | 1199.6151 | 179.012 | 1251.4662 | 197.0192 | 1299.2345 | 215.1165 | 1330.8405 | 233.3036 | 1361.8031 | 251.5803 | 1392.0939 | 269.946 | 1422.6483 | 288.4005 | 1454.5854 | 306.9433 | 1484.9935 | 309.6378 |  | 41.4794 | 6.3477 | 42.8836 | 7.1838 | 44.5753 | 8.2363 | 45.7851 | 9.3416 | 47.1579 | 10.4936 | 57.1024 | 11.5619 | 93.2676 | 12.3742 | 131.3335 | 13.6794 | 168.3695 | 15.0354 | 217.4099 | 16.4213 | 288.5101 | 17.855 | 365.0419 | 19.4707 | 441.1322 | 20.6022 | 516.1478 | 21.7251 | 584.3815 | 22.8433 | 645.3636 | 23.9516 | 718.3128 | 25.0644 | 795.9412 | 26.1655 | 860.7295 | 27.2607 | 922.0391 | 28.3604 | 975.1875 | 29.4544 | 1007.3449 | 30.5475 | 1039.8599 | 31.6299 | 1071.6837 | 32.7263 | 1103.9014 | 33.8167 | 1164.5178 | 34.9069 | 1226.4924 | 35.9969 | 1288.2756 | 37.0868 | 1349.8121 | 38.1769 | 1412.0406 | 39.2675 | 1469.9547 | 40.3584 | 1507.7233 | 41.4502 |  | 41.4794 | 6.3477 | 59.5773 | 7.1838 | 66.9974 | 8.3641 | 74.4192 | 9.6037 | 82.7499 | 10.8941 | 99.9268 | 12.1338 | 136.0106 | 13.1855 | 174.1393 | 14.6445 | 211.4553 | 16.1594 | 260.8726 | 17.7091 | 334.9562 | 19.3121 | 421.8646 | 21.0765 | 508.1145 | 22.5902 | 593.449 | 24.0991 | 671.9845 | 25.6069 | 740.8861 | 27.1072 | 811.4651 | 28.6166 | 884.5287 | 30.1162 | 953.7263 | 31.6123 | 1014.6505 | 33.117 | 1061.9865 | 34.6182 | 1101.0942 | 36.1215 | 1147.894 | 37.615 | 1199.6151 | 39.1282 | 1251.4662 | 40.6371 | 1299.2345 | 42.1482 | 1330.8405 | 43.6619 | 1361.8031 | 45.1783 | 1392.0939 | 46.6974 | 1422.6483 | 48.2194 | 1454.5854 | 49.7444 | 1484.9935 | 51.2725 |  | 41.4794 | 6.3477 | 68.9693 | 7.1838 | 83.244 | 9.2366 | 96.9256 | 11.3378 | 111.4324 | 13.4702 | 135.0306 | 15.6613 | 171.8362 | 17.9109 | 213.0721 | 20.2165 | 260.9977 | 22.5807 | 321.2139 | 25.0005 | 403.8074 | 27.4812 | 492.0511 | 29.939 | 580.1498 | 32.0322 | 667.6071 | 34.1114 | 748.7227 | 36.1825 | 899.2749 | 38.2366 | 1287.6766 | 55.521 | 1679.4543 | 72.8884 | 2063.4713 | 90.3392 | 2442.2326 | 107.9053 | 2813.3931 | 125.5498 | 3166.6936 | 143.2876 | 3522.8123 | 161.0674 | 3865.5832 | 179.012 | 4208.3646 | 197.0192 | 4552.3414 | 215.1165 | 4897.3833 | 233.3036 | 5240.6466 | 251.5803 | 5582.7814 | 269.946 | 5923.8956 | 288.4005 | 6246.2292 | 306.9433 | 6281.6321 | 309.6378 |  | 41.4794 | 6.3477 | 68.9693 | 7.1838 | 83.244 | 9.2366 | 96.9256 | 11.3378 | 111.4324 | 13.4702 | 137.491 | 15.6617 | 184.1343 | 17.912 | 232.7444 | 20.219 | 280.6701 | 22.585 | 340.8863 | 25.0072 | 502.7142 | 27.491 | 907.7992 | 44.8737 | 1312.19 | 62.0355 | 1715.5509 | 79.3077 | 2111.9799 | 96.6903 | 2498.6361 | 114.1485 | 2886.6468 | 131.7441 | 3276.8909 | 149.3898 | 3663.9262 | 167.105 | 4045.0755 | 184.9511 | 4420.6774 | 202.8616 | 4767.2915 | 220.8646 | 5115.0486 | 238.8841 | 5462.0439 | 257.1036 | 5809.6958 | 275.3707 | 6203.7044 | 293.7266 | 6234.4212 | 296.4474 | 6266.5032 | 299.1631 | 6292.9609 | 301.8739 | 6327.5468 | 304.5806 | 6364.7611 | 307.2833 | 6399.9895 | 309.9825
Church |  | 10.2031 | 4.0646 | 15.0602 | 4.5633 | 17.0771 | 5.8206 | 19.1305 | 7.0767 | 21.446 | 8.3421 | 25.4119 | 9.6225 | 32.85 | 10.9148 | 40.7135 | 12.2048 | 48.417 | 13.5226 | 58.606 | 14.8387 | 73.6359 | 16.1877 | 90.6464 | 17.4806 | 107.5344 | 18.5631 | 124.2373 | 19.6058 | 139.519 | 20.6595 | 152.8257 | 21.6966 | 166.4639 | 31.3094 | 180.5857 | 40.8109 | 191.5306 | 50.2959 | 201.564 | 59.7281 | 210.7519 | 69.1944 | 218.4329 | 78.5295 | 228.9438 | 87.7971 | 242.0374 | 97.0762 | 255.3347 | 106.2859 | 267.484 | 115.4482 | 274.8695 | 124.5633 | 282.0713 | 133.6316 | 289.0677 | 142.6535 | 296.149 | 151.6293 | 303.6696 | 160.5593 | 310.7001 | 161.1497 |  | 10.2031 | 4.0646 | 10.5959 | 4.5633 | 11.0759 | 5.1903 | 11.4602 | 5.8318 | 11.9175 | 6.501 | 14.142 | 7.1072 | 21.6851 | 7.5452 | 29.5774 | 8.2638 | 37.2425 | 9.0107 | 47.3601 | 9.7543 | 62.0137 | 10.526 | 77.8122 | 11.378 | 93.4504 | 11.9494 | 108.9146 | 12.4975 | 122.9387 | 13.0546 | 135.2714 | 13.603 | 148.2553 | 14.1471 | 161.0221 | 14.6637 | 173.8594 | 15.1912 | 186.293 | 15.7126 | 196.2381 | 16.2482 | 200.0021 | 16.7572 | 203.8007 | 17.2573 | 207.4648 | 17.7636 | 210.991 | 18.2601 | 224.8415 | 18.7512 | 238.8954 | 19.2369 | 252.8056 | 19.7176 | 266.5496 | 20.1933 | 280.4024 | 20.6642 | 293.0912 | 21.1305 | 300.5837 | 21.5923 |  | 10.2031 | 4.0646 | 15.0602 | 4.5633 | 17.0771 | 5.2708 | 19.1305 | 5.9943 | 21.446 | 6.7467 | 25.4119 | 7.4552 | 32.85 | 8.0352 | 40.7135 | 8.8409 | 48.417 | 9.6772 | 58.606 | 10.511 | 73.6359 | 11.3757 | 90.6464 | 12.306 | 107.5344 | 13.0913 | 124.2373 | 13.8512 | 139.519 | 14.621 | 152.8257 | 15.3814 | 166.4639 | 16.1375 | 180.5857 | 16.8624 | 191.5306 | 17.6 | 201.564 | 18.331 | 210.7519 | 19.0792 | 218.4329 | 19.7966 | 228.9438 | 20.5038 | 242.0374 | 21.2188 | 255.3347 | 21.9225 | 267.484 | 22.62 | 274.8695 | 23.3116 | 282.0713 | 23.9973 | 289.0677 | 24.6773 | 296.149 | 25.3518 | 303.6696 | 26.0208 | 310.7001 | 26.6846 |  | 10.2031 | 4.0646 | 17.5541 | 4.5633 | 21.4516 | 5.8206 | 25.1742 | 7.0767 | 29.1745 | 8.3421 | 35.1353 | 9.6225 | 42.8894 | 10.9148 | 51.2324 | 12.2048 | 60.3014 | 13.5226 | 71.9004 | 14.8387 | 88.1035 | 16.1877 | 105.4933 | 17.4806 | 122.932 | 18.5631 | 140.2324 | 19.6058 | 156.3602 | 20.6595 | 232.9684 | 21.6966 | 497.1895 | 31.3094 | 767.753 | 40.8109 | 1041.0578 | 50.2959 | 1314.0207 | 59.7281 | 1581.832 | 69.1944 | 1836.8424 | 78.5295 | 2098.02 | 87.7971 | 2349.551 | 97.0762 | 2600.4758 | 106.2859 | 2851.4486 | 115.4482 | 3102.6115 | 124.5633 | 3352.0271 | 133.6316 | 3600.1461 | 142.6535 | 3847.0986 | 151.6293 | 4009.4431 | 160.5593 | 4014.646 | 161.1497 |  | 10.2031 | 4.0646 | 17.5541 | 4.5633 | 21.4516 | 5.8206 | 25.1742 | 7.0767 | 29.1745 | 8.3421 | 35.42 | 9.6226 | 44.3124 | 10.9152 | 53.5087 | 12.2056 | 62.5777 | 13.524 | 74.1767 | 14.8409 | 153.0318 | 16.1908 | 420.9557 | 26.1952 | 688.6187 | 35.9415 | 955.9331 | 45.5701 | 1221.6756 | 55.1912 | 1485.2751 | 64.7497 | 1749.9089 | 74.2666 | 2022.7452 | 83.6131 | 2296.4203 | 92.9978 | 2571.5241 | 102.3322 | 2847.2518 | 111.7553 | 3103.0708 | 120.9924 | 3358.999 | 130.1555 | 3613.7804 | 139.3597 | 3868.4767 | 148.4841 | 3999.1999 | 157.5608 | 4003.9878 | 158.1995 | 4008.9484 | 158.828 | 4013.2294 | 159.4468 | 4018.4963 | 160.0561 | 4024.1019 | 160.6563 | 4029.4331 | 161.2476
Circle Sq |  | 0 | 0 | 0 | 0 | 0 | 0 | 0 | 0 | 0 | 0 | 0 | 0 | 0 | 0 | 0 | 0 | 0 | 0 | 0 | 0 | 0 | 0 | 0 | 0 | 0 | 0 | 0 | 0 | 0 | 0 | 0 | 0 | 0 | 0 | 0 | 0 | 0 | 0 | 0 | 0 | 0 | 0 | 0 | 0 | 0 | 0 | 0 | 0 | 0 | 0 | 0 | 0 | 0 | 0 | 0 | 0 | 0 | 0 | 0 | 0 | 0 | 0 | 0 | 0 |  | 0 | 0 | 0 | 0 | 0 | 0 | 0 | 0 | 0 | 0 | 0 | 0 | 0 | 0 | 0 | 0 | 0 | 0 | 0 | 0 | 0 | 0 | 0 | 0 | 0 | 0 | 0 | 0 | 0 | 0 | 0 | 0 | 0 | 0 | 0 | 0 | 0 | 0 | 0 | 0 | 0 | 0 | 0 | 0 | 0 | 0 | 0 | 0 | 0 | 0 | 0 | 0 | 0 | 0 | 0 | 0 | 0 | 0 | 0 | 0 | 0 | 0 | 0 | 0 |  | 0 | 0 | 0 | 0 | 0 | 0 | 0 | 0 | 0 | 0 | 0 | 0 | 0 | 0 | 0 | 0 | 0 | 0 | 0 | 0 | 0 | 0 | 0 | 0 | 0 | 0 | 0 | 0 | 0 | 0 | 0 | 0 | 0 | 0 | 0 | 0 | 0 | 0 | 0 | 0 | 0 | 0 | 0 | 0 | 0 | 0 | 0 | 0 | 0 | 0 | 0 | 0 | 0 | 0 | 0 | 0 | 0 | 0 | 0 | 0 | 0 | 0 | 0 | 0 |  | 0 | 0 | 0 | 0 | 0 | 0 | 0 | 0 | 0 | 0 | 0 | 0 | 0 | 0 | 0 | 0 | 0 | 0 | 0 | 0 | 0 | 0 | 0 | 0 | 0 | 0 | 0 | 0 | 0 | 0 | 0 | 0 | 0 | 0 | 0 | 0 | 0 | 0 | 0 | 0 | 0 | 0 | 0 | 0 | 0 | 0 | 0 | 0 | 0 | 0 | 0 | 0 | 0 | 0 | 0 | 0 | 0 | 0 | 0 | 0 | 0 | 0 | 0 | 0 |  | 0 | 0 | 0 | 0 | 0 | 0 | 0 | 0 | 0 | 0 | 0 | 0 | 0 | 0 | 0 | 0 | 0 | 0 | 0 | 0 | 0 | 0 | 0 | 0 | 0 | 0 | 0 | 0 | 0 | 0 | 0 | 0 | 0 | 0 | 0 | 0 | 0 | 0 | 0 | 0 | 0 | 0 | 0 | 0 | 0 | 0 | 0 | 0 | 0 | 0 | 0 | 0 | 0 | 0 | 0 | 0 | 0 | 0 | 0 | 0 | 0 | 0 | 0 | 0
Clarendon Rd |  | 34.9102 | 8.9248 | 58.6157 | 10.0236 | 67.7412 | 12.8058 | 77.7219 | 15.6969 | 88.9283 | 18.6137 | 108.4345 | 21.5888 | 145.0034 | 24.609 | 183.6262 | 27.6616 | 221.434 | 30.7621 | 271.5177 | 33.9336 | 347.638 | 37.1367 | 439.6748 | 40.2722 | 531.0214 | 42.8796 | 621.4406 | 45.4942 | 704.9904 | 48.0636 | 778.6818 | 50.6221 | 854.0197 | 73.2673 | 931.8547 | 95.8781 | 996.4877 | 118.4902 | 1059.0798 | 141.065 | 1117.5462 | 163.6151 | 1160.9706 | 186.2366 | 1206.4476 | 208.7302 | 1252.0141 | 231.2059 | 1297.8599 | 253.6536 | 1340.8036 | 276.0616 | 1372.1459 | 298.4273 | 1403.0523 | 320.7485 | 1433.4819 | 343.0229 | 1464.1233 | 365.2488 | 1495.8097 | 387.4241 | 1526.3602 | 389.5006 |  | 34.9102 | 8.9248 | 36.1555 | 10.0236 | 37.6722 | 11.419 | 39.3036 | 12.9096 | 41.2313 | 14.4515 | 51.9543 | 15.864 | 89.1278 | 16.9061 | 127.9768 | 18.5972 | 165.7095 | 20.3398 | 215.5786 | 22.1236 | 287.9032 | 23.9425 | 365.8042 | 25.9848 | 443.0357 | 27.358 | 519.329 | 28.7391 | 588.7387 | 30.0947 | 651.4875 | 31.4465 | 723.0118 | 32.799 | 794.2687 | 34.1284 | 867.2358 | 35.453 | 939.4016 | 36.7608 | 999.8383 | 38.0581 | 1030.2265 | 39.3656 | 1061.2966 | 40.6406 | 1091.6629 | 41.9086 | 1122.5729 | 43.1676 | 1157.1961 | 44.4168 | 1192.1067 | 45.6558 | 1226.3841 | 46.8851 | 1260.0363 | 48.1048 | 1293.7194 | 49.3155 | 1324.3655 | 50.5172 | 1342.3346 | 51.7102 |  | 34.9102 | 8.9248 | 58.6157 | 10.0236 | 67.7412 | 11.5961 | 77.7219 | 13.2961 | 88.9283 | 15.054 | 108.4345 | 16.7262 | 145.0034 | 18.1164 | 183.6262 | 20.0375 | 221.434 | 22.0143 | 271.5177 | 24.0368 | 347.638 | 26.0974 | 439.6748 | 28.3509 | 531.0214 | 30.2401 | 621.4406 | 32.1408 | 704.9904 | 34.0153 | 778.6818 | 35.8876 | 854.0197 | 37.7635 | 931.8547 | 39.6151 | 996.4877 | 41.4631 | 1059.0798 | 43.294 | 1117.5462 | 45.114 | 1160.9706 | 46.9485 | 1206.4476 | 48.746 | 1252.0141 | 50.5366 | 1297.8599 | 52.3185 | 1340.8036 | 54.0893 | 1372.1459 | 55.8496 | 1403.0523 | 57.5994 | 1433.4819 | 59.3388 | 1464.1233 | 61.0681 | 1495.8097 | 62.7874 | 1526.3602 | 64.4969 |  | 34.9102 | 8.9248 | 70.9275 | 10.0236 | 88.8154 | 12.8058 | 107.0341 | 15.6969 | 126.4329 | 18.6137 | 155.4172 | 21.5888 | 193.1371 | 24.609 | 235.7385 | 27.6616 | 287.914 | 30.7621 | 352.4518 | 33.9336 | 439.7417 | 37.1367 | 532.719 | 40.2722 | 625.2488 | 42.8796 | 716.93 | 45.4942 | 802.2681 | 48.0636 | 991.0741 | 50.6221 | 1519.4706 | 73.2673 | 2045.4992 | 95.8781 | 2573.275 | 118.4902 | 3098.7912 | 141.065 | 3613.3352 | 163.6151 | 4103.7544 | 186.2366 | 4597.0898 | 208.7302 | 5071.3828 | 231.2059 | 5544.6649 | 253.6536 | 6018.1034 | 276.0616 | 6491.9243 | 298.4273 | 6962.6706 | 320.7485 | 7431.0966 | 343.0229 | 7897.3244 | 365.2488 | 8215.4493 | 387.4241 | 8242.6685 | 389.5006 |  | 34.9102 | 8.9248 | 70.9275 | 10.0236 | 88.8154 | 12.8058 | 107.0341 | 15.6969 | 126.4329 | 18.6137 | 158.8858 | 21.5915 | 210.4701 | 24.6175 | 263.4584 | 27.6796 | 315.6339 | 30.7934 | 380.1717 | 33.9823 | 581.1678 | 37.2071 | 1128.7579 | 60.4782 | 1675.3934 | 83.2329 | 2220.8037 | 106.0468 | 2759.0679 | 128.8084 | 3287.1377 | 151.5933 | 3815.9129 | 174.4319 | 4344.193 | 197.1993 | 4872.2775 | 219.9837 | 5401.5046 | 242.7119 | 5922.1075 | 265.4118 | 6403.0345 | 288.2332 | 6885.0709 | 310.8622 | 7365.2975 | 333.4758 | 7845.4521 | 356.0581 | 8121.0086 | 378.5929 | 8146.8735 | 380.8763 | 8173.1302 | 383.119 | 8197.61 | 385.3228 | 8224.5969 | 387.4895 | 8252.3766 | 389.6204 | 8279.5321 | 391.7169
Claughton |  | 11.8186 | 2.9576 | 17.003 | 3.3251 | 19.1595 | 4.2496 | 21.1142 | 5.1817 | 23.3484 | 6.1194 | 27.6133 | 7.0818 | 35.4906 | 8.0597 | 43.8046 | 9.0542 | 51.9786 | 10.0732 | 62.7413 | 11.0984 | 84.0314 | 12.1414 | 123.6398 | 13.1563 | 163.1074 | 14.0112 | 202.3575 | 14.8398 | 240.0752 | 15.6509 | 275.7233 | 16.4399 | 311.7046 | 23.7289 | 348.1616 | 30.9983 | 399.3241 | 38.2125 | 457.3188 | 45.3911 | 511.8567 | 52.5685 | 542.2433 | 59.6786 | 563.4784 | 66.7882 | 576.8209 | 73.8363 | 590.2318 | 80.8639 | 602.4008 | 87.8603 | 609.5242 | 94.8258 | 616.4294 | 101.7609 | 623.105 | 108.666 | 629.837 | 115.5415 | 636.9775 | 122.3875 | 643.6174 | 122.8803 |  | 11.8186 | 2.9576 | 12.2165 | 3.3251 | 12.7011 | 3.7894 | 12.9393 | 4.2717 | 13.2482 | 4.7719 | 15.3977 | 5.2352 | 23.1571 | 5.5775 | 31.373 | 6.1381 | 39.4184 | 6.7212 | 50.0595 | 7.306 | 65.4683 | 7.9067 | 82.0837 | 8.5764 | 98.5375 | 9.0333 | 114.8244 | 9.4744 | 129.6038 | 9.9056 | 148.1882 | 10.324 | 185.7446 | 10.7395 | 225.8592 | 11.1564 | 270.0135 | 11.5609 | 316.6938 | 11.9611 | 363.2642 | 12.365 | 408.3523 | 12.7563 | 454.1548 | 13.1501 | 498.6328 | 13.534 | 541.7963 | 13.9162 | 555.2314 | 14.2946 | 568.836 | 14.6693 | 582.2425 | 15.0405 | 595.4272 | 15.4082 | 608.6367 | 15.7727 | 620.6713 | 16.134 | 627.6753 | 16.4922 |  | 11.8186 | 2.9576 | 17.003 | 3.3251 | 19.1595 | 3.8482 | 21.1142 | 4.3892 | 23.3484 | 4.9491 | 27.6133 | 5.4867 | 35.4906 | 5.9333 | 43.8046 | 6.5587 | 51.9786 | 7.2087 | 62.7413 | 7.8616 | 84.0314 | 8.5323 | 123.6398 | 9.2618 | 163.1074 | 9.8811 | 202.3575 | 10.484 | 240.0752 | 11.0763 | 275.7233 | 11.6548 | 311.7046 | 12.2304 | 348.1616 | 12.8079 | 399.3241 | 13.3717 | 457.3188 | 13.9309 | 511.8567 | 14.4949 | 542.2433 | 15.0444 | 563.4784 | 15.5975 | 576.8209 | 16.139 | 590.2318 | 16.6789 | 602.4008 | 17.2146 | 609.5242 | 17.7463 | 616.4294 | 18.274 | 623.105 | 18.7979 | 629.837 | 19.3181 | 636.9775 | 19.8346 | 643.6174 | 20.3476 |  | 11.8186 | 2.9576 | 19.6883 | 3.3251 | 23.8964 | 4.2496 | 27.5228 | 5.1817 | 31.4158 | 6.1194 | 37.3179 | 7.0818 | 45.4656 | 8.0597 | 59.8477 | 9.0542 | 91.2154 | 10.0732 | 125.239 | 11.0984 | 164.1181 | 12.1414 | 204.1909 | 13.1563 | 244.279 | 14.0112 | 284.2556 | 14.8398 | 322.8143 | 15.6509 | 377.5046 | 16.4399 | 487.1498 | 23.7289 | 598.7829 | 30.9983 | 710.2152 | 38.2125 | 820.2954 | 45.3911 | 927.0504 | 52.5685 | 1026.9173 | 59.6786 | 1109.6898 | 66.7882 | 1187.541 | 73.8363 | 1265.2648 | 80.8639 | 1343.1412 | 87.8603 | 1421.1482 | 94.8258 | 1498.5314 | 101.7609 | 1575.4382 | 108.666 | 1651.9084 | 115.5415 | 1711.7312 | 122.3875 | 1717.1683 | 122.8803 |  | 11.8186 | 2.9576 | 19.6883 | 3.3251 | 23.8964 | 4.2496 | 27.5228 | 5.1817 | 31.4158 | 6.1194 | 43.0474 | 7.0818 | 74.0824 | 8.0596 | 105.5938 | 9.0539 | 136.9616 | 10.0727 | 170.9852 | 11.0976 | 228.1734 | 12.1402 | 341.4682 | 19.7078 | 454.5807 | 27.1162 | 567.4306 | 34.4749 | 678.6806 | 41.7873 | 787.7678 | 49.0319 | 897.0207 | 56.2486 | 1006.6026 | 63.465 | 1116.6986 | 70.6041 | 1227.0512 | 77.7096 | 1318.868 | 84.8363 | 1398.022 | 91.8739 | 1477.2494 | 98.9284 | 1556.1179 | 105.9072 | 1635.0013 | 112.8711 | 1704.9202 | 119.8041 | 1709.3458 | 120.3245 | 1713.8892 | 120.839 | 1717.5969 | 121.3477 | 1722.4168 | 121.8508 | 1727.5104 | 122.3484 | 1732.4288 | 122.8408
Cleveleys |  | 49.9154 | 11.156 | 79.7478 | 12.5768 | 91.1448 | 16.1152 | 104.8278 | 19.6802 | 120.2823 | 23.2788 | 146.124 | 26.9224 | 195.4397 | 30.622 | 247.543 | 34.4109 | 298.5428 | 38.2364 | 366.0505 | 42.0993 | 468.8238 | 46.0654 | 593.9363 | 49.9197 | 718.1482 | 53.1753 | 841.1479 | 56.3655 | 955.0185 | 59.533 | 1055.8077 | 62.6709 | 1158.9548 | 90.5812 | 1265.6304 | 118.5051 | 1359.1237 | 146.2859 | 1448.391 | 174.1495 | 1529.5695 | 201.835 | 1589.6704 | 229.4521 | 1655.9213 | 256.9688 | 1723.4775 | 284.5826 | 1791.2893 | 312.0805 | 1853.9765 | 339.5308 | 1896.7797 | 366.935 | 1938.8528 | 394.2946 | 1980.1462 | 421.6106 | 2021.8381 | 448.8846 | 2065.3357 | 476.1173 | 2106.9951 | 478.6739 |  | 49.9154 | 11.156 | 51.5415 | 12.5768 | 53.4618 | 14.3699 | 56.3391 | 16.2258 | 59.7515 | 18.1568 | 74.925 | 19.9087 | 125.3667 | 21.1994 | 177.8989 | 23.3385 | 228.6909 | 25.5252 | 295.7192 | 27.7282 | 392.8421 | 30.0149 | 497.5558 | 32.5602 | 601.4597 | 34.3032 | 704.1014 | 36.0077 | 797.5856 | 37.7015 | 882.7378 | 39.3803 | 983.3609 | 41.0216 | 1085.8522 | 42.6769 | 1184.9618 | 44.2852 | 1282.1623 | 45.9192 | 1365.0625 | 47.505 | 1411.697 | 49.0763 | 1459.5544 | 50.6275 | 1506.6946 | 52.1966 | 1555.8667 | 53.7413 | 1621.3049 | 55.2758 | 1688.186 | 56.8001 | 1754.7588 | 58.3147 | 1821.1635 | 59.82 | 1888.6696 | 61.3166 | 1951.5352 | 62.8047 | 1991.152 | 64.2849 |  | 49.9154 | 11.156 | 79.7478 | 12.5768 | 91.1448 | 14.5928 | 104.8278 | 16.6701 | 120.2823 | 18.8269 | 146.124 | 20.8585 | 195.4397 | 22.543 | 247.543 | 24.9266 | 298.5428 | 27.3632 | 366.0505 | 29.821 | 468.8238 | 32.372 | 593.9363 | 35.1425 | 718.1482 | 37.501 | 841.1479 | 39.8212 | 955.0185 | 42.1324 | 1055.8077 | 44.4294 | 1158.9548 | 46.6874 | 1265.6304 | 48.9643 | 1359.1237 | 51.1896 | 1448.391 | 53.4479 | 1529.5695 | 55.6525 | 1589.6704 | 57.8428 | 1655.9213 | 60.0115 | 1723.4775 | 62.2036 | 1791.2893 | 64.3696 | 1853.9765 | 66.525 | 1896.7797 | 68.6705 | 1938.8528 | 70.8066 | 1980.1462 | 72.9335 | 2021.8381 | 75.0517 | 2065.3357 | 77.1614 | 2106.9951 | 79.263 |  | 49.9154 | 11.156 | 95.113 | 12.5768 | 117.083 | 16.1152 | 141.6615 | 19.6802 | 168.2171 | 23.2788 | 207.8387 | 26.9224 | 259.345 | 30.622 | 317.4149 | 34.4109 | 389.2945 | 38.2364 | 477.8812 | 42.0993 | 597.1313 | 46.0654 | 724.1758 | 49.9197 | 850.7317 | 53.1753 | 976.367 | 56.3655 | 1093.6592 | 59.533 | 1329.0213 | 62.6709 | 1957.5881 | 90.5812 | 2584.7801 | 118.5051 | 3208.1526 | 146.2859 | 3827.1724 | 174.1495 | 4433.2526 | 201.835 | 5012.6467 | 229.4521 | 5594.8037 | 256.9688 | 6154.4828 | 284.5826 | 6714.0509 | 312.0805 | 7274.9779 | 339.5308 | 7837.5 | 366.935 | 8397.5658 | 394.2946 | 8955.967 | 421.6106 | 9512.8041 | 448.8846 | 10022.3711 | 476.1173 | 10074.0444 | 478.6739 |  | 49.9154 | 11.156 | 95.113 | 12.5768 | 117.083 | 16.1152 | 141.6615 | 19.6802 | 168.2171 | 23.2788 | 212.8062 | 26.9221 | 284.1743 | 30.6209 | 357.1325 | 34.4084 | 429.0121 | 38.232 | 517.5988 | 42.0926 | 768.2416 | 46.0556 | 1420.5296 | 74.7676 | 2071.7207 | 102.8945 | 2721.4773 | 130.9202 | 3361.9039 | 158.918 | 3989.0817 | 186.8731 | 4617.7914 | 214.6673 | 5245.8308 | 242.5611 | 5870.2873 | 270.2141 | 6493.5076 | 298.0594 | 7104.7189 | 325.6298 | 7669.7496 | 353.129 | 8237.5445 | 380.5102 | 8804.2653 | 408.0612 | 9371.9604 | 435.4652 | 9950.2944 | 462.8226 | 9996.7991 | 465.4479 | 10045.342 | 468.0577 | 10085.9063 | 470.6524 | 10138.0688 | 473.233 | 10194.1946 | 475.7997 | 10247.1437 | 478.3529
Clifton Junction |  | 35.7322 | 2.7328 | 59.652 | 3.0957 | 68.9628 | 3.9873 | 78.4433 | 4.8893 | 89.0207 | 5.8029 | 109.2873 | 6.7373 | 148.994 | 7.6927 | 190.9136 | 8.6671 | 231.9277 | 9.6641 | 286.3022 | 10.6863 | 365.7415 | 11.7288 | 452.6545 | 12.7596 | 538.7858 | 13.6331 | 623.8833 | 14.5062 | 701.4815 | 15.3747 | 768.2748 | 16.2406 | 836.8046 | 23.5728 | 907.9996 | 30.9457 | 957.5164 | 38.3476 | 998.2727 | 45.7898 | 1032.1813 | 53.2706 | 1064.613 | 60.7906 | 1103.0917 | 68.3396 | 1146.5554 | 75.9399 | 1190.0087 | 83.5753 | 1231.1246 | 91.2501 | 1263.4864 | 98.9647 | 1295.5709 | 106.719 | 1327.3602 | 114.5133 | 1359.3678 | 122.3478 | 1392.2003 | 130.2224 | 1424.2684 | 131.3756 |  | 35.7322 | 2.7328 | 37.0333 | 3.0957 | 38.6412 | 3.5555 | 39.8519 | 4.032 | 41.2385 | 4.5279 | 52.1994 | 4.9849 | 92.2629 | 5.3292 | 134.3124 | 5.8829 | 175.2527 | 6.4569 | 229.4635 | 7.0448 | 308.1413 | 7.6495 | 392.7979 | 8.3306 | 476.8211 | 8.8034 | 559.7091 | 9.2764 | 635.106 | 9.7467 | 699.777 | 10.2158 | 764.7094 | 10.6868 | 829.4209 | 11.1564 | 889.1873 | 11.6216 | 945.646 | 12.0868 | 989.094 | 12.5518 | 999.4784 | 13.0165 | 1009.9994 | 13.479 | 1020.3439 | 13.9439 | 1030.3553 | 14.4079 | 1062.3315 | 14.872 | 1094.3756 | 15.3363 | 1125.7305 | 15.8008 | 1156.4375 | 16.2656 | 1187.0639 | 16.7308 | 1215.0915 | 17.1965 | 1232.6127 | 17.6627 |  | 35.7322 | 2.7328 | 59.652 | 3.0957 | 68.9628 | 3.6106 | 78.4433 | 4.1415 | 89.0207 | 4.6931 | 109.2873 | 5.2198 | 148.994 | 5.6631 | 190.9136 | 6.2783 | 231.9277 | 6.9159 | 286.3022 | 7.5696 | 365.7415 | 8.2423 | 452.6545 | 8.9825 | 538.7858 | 9.6145 | 623.8833 | 10.2483 | 701.4815 | 10.8809 | 768.2748 | 11.5135 | 836.8046 | 12.1499 | 907.9996 | 12.7862 | 957.5164 | 13.4189 | 998.2727 | 14.0532 | 1032.1813 | 14.6884 | 1064.613 | 15.3248 | 1103.0917 | 15.9598 | 1146.5554 | 16.5988 | 1190.0087 | 17.2382 | 1231.1246 | 17.8788 | 1263.4864 | 18.5209 | 1295.5709 | 19.1644 | 1327.3602 | 19.8094 | 1359.3678 | 20.456 | 1392.2003 | 21.1043 | 1424.2684 | 21.7543 |  | 35.7322 | 2.7328 | 72.1771 | 3.0957 | 90.5548 | 3.9873 | 108.1351 | 4.8893 | 126.5966 | 5.8029 | 155.2169 | 6.7373 | 195.5578 | 7.6927 | 238.2824 | 8.6671 | 281.599 | 9.6641 | 338.3518 | 10.6863 | 419.8124 | 11.7288 | 507.3875 | 12.7596 | 594.3176 | 13.6331 | 680.3268 | 14.5062 | 759.1126 | 15.3747 | 879.6788 | 16.2406 | 1156.8481 | 23.5728 | 1420.4526 | 30.9457 | 1680.7497 | 38.3476 | 1938.1261 | 45.7898 | 2190.2636 | 53.2706 | 2431.315 | 60.7906 | 2678.0309 | 68.3396 | 2916.8859 | 75.9399 | 3155.5445 | 83.5753 | 3394.5994 | 91.2501 | 3634.1187 | 98.9647 | 3872.4825 | 106.719 | 4109.9856 | 114.5133 | 4346.7064 | 122.3478 | 4539.9615 | 130.2224 | 4573.462 | 131.3756 |  | 35.7322 | 2.7328 | 72.1771 | 3.0957 | 90.5548 | 3.9873 | 108.1351 | 4.8893 | 126.5966 | 5.8029 | 155.7095 | 6.7372 | 198.0198 | 7.6922 | 242.2206 | 8.6659 | 285.5372 | 9.662 | 342.2901 | 10.683 | 476.4633 | 11.7241 | 774.7626 | 19.1061 | 1072.1899 | 26.3725 | 1368.4874 | 33.6824 | 1657.1942 | 41.0264 | 1934.9691 | 48.4073 | 2212.0691 | 55.8413 | 2475.6639 | 63.3125 | 2737.8086 | 70.8008 | 2996.8913 | 78.3312 | 3255.0524 | 85.9 | 3495.8926 | 93.5081 | 3737.9314 | 101.1401 | 3979.5583 | 108.8294 | 4221.4206 | 116.5519 | 4427.4368 | 124.3139 | 4459.3059 | 125.4611 | 4491.7382 | 126.609 | 4521.8171 | 127.7575 | 4555.2688 | 128.9068 | 4589.835 | 130.0568 | 4623.511 | 131.2077
Clover Hill |  | 21.2628 | 7.0568 | 34.9302 | 7.9313 | 40.2352 | 10.1405 | 46.1126 | 12.3398 | 52.7312 | 14.5451 | 63.9198 | 16.778 | 84.7339 | 19.0128 | 106.7282 | 21.2912 | 128.2685 | 23.5713 | 156.7941 | 25.8792 | 200.4999 | 28.213 | 254.4269 | 30.4531 | 307.9799 | 32.3204 | 361.0217 | 34.1613 | 410.1692 | 35.9793 | 453.7468 | 37.7677 | 498.287 | 54.4162 | 544.263 | 71.0707 | 584.0159 | 87.5545 | 623.3528 | 103.9361 | 660.5491 | 120.2127 | 687.7751 | 136.3868 | 717.1616 | 152.607 | 746.7984 | 168.538 | 776.9229 | 184.4466 | 805.0094 | 200.2622 | 824.3177 | 215.9861 | 843.2655 | 231.6196 | 861.8045 | 247.1638 | 880.472 | 262.6201 | 899.9319 | 277.9892 | 918.44 | 278.9172 |  | 21.2628 | 7.0568 | 22.0343 | 7.9313 | 22.9695 | 9.0423 | 24.021 | 10.1748 | 25.2741 | 11.3466 | 31.5398 | 12.4098 | 52.761 | 13.1659 | 74.9056 | 14.4447 | 96.4231 | 15.7405 | 124.8308 | 17.0511 | 165.9967 | 18.3896 | 210.3319 | 19.8706 | 254.2516 | 20.8578 | 297.6596 | 21.8318 | 337.1402 | 22.7944 | 373.2914 | 23.7416 | 415.7326 | 24.6536 | 458.0985 | 25.6051 | 502.0068 | 26.5165 | 545.694 | 27.4171 | 582.7954 | 28.3059 | 603.1348 | 29.1835 | 623.9487 | 30.0792 | 644.2483 | 30.9255 | 665.5619 | 31.7759 | 689.2148 | 32.6167 | 713.1401 | 33.4481 | 736.7407 | 34.2703 | 759.9573 | 35.0836 | 783.2439 | 35.8886 | 804.4295 | 36.6851 | 816.7194 | 37.4738 |  | 21.2628 | 7.0568 | 34.9302 | 7.9313 | 40.2352 | 9.1826 | 46.1126 | 10.4525 | 52.7312 | 11.7635 | 63.9198 | 12.999 | 84.7339 | 13.9967 | 106.7282 | 15.423 | 128.2685 | 16.8684 | 156.7941 | 18.3315 | 200.4999 | 19.8264 | 254.4269 | 21.4384 | 307.9799 | 22.7934 | 361.0217 | 24.1343 | 410.1692 | 25.463 | 453.7468 | 26.7747 | 498.287 | 28.0472 | 544.263 | 29.3652 | 584.0159 | 30.6378 | 623.3528 | 31.8988 | 660.5491 | 33.1466 | 687.7751 | 34.3819 | 717.1616 | 35.6392 | 746.7984 | 36.8388 | 776.9229 | 38.0439 | 805.0094 | 39.2378 | 824.3177 | 40.421 | 843.2655 | 41.5938 | 861.8045 | 42.7564 | 880.472 | 43.909 | 899.9319 | 45.052 | 918.44 | 46.1855 |  | 21.2628 | 7.0568 | 41.996 | 7.9313 | 52.3452 | 10.1405 | 63.0212 | 12.3398 | 74.4589 | 14.5451 | 91.4075 | 16.778 | 113.0271 | 19.0128 | 137.7492 | 21.2912 | 169.1162 | 23.5713 | 207.5386 | 25.8792 | 258.8695 | 28.213 | 313.4631 | 30.4531 | 367.9979 | 32.3204 | 422.0773 | 34.1613 | 472.7509 | 35.9793 | 645.9531 | 37.7677 | 1203.9556 | 54.4162 | 1771.7512 | 71.0707 | 2343.9977 | 87.5545 | 2915.0062 | 103.9361 | 3474.6498 | 120.2127 | 4007.4308 | 136.3868 | 4547.6523 | 152.607 | 5066.6676 | 168.538 | 5584.2209 | 184.4466 | 6101.6211 | 200.2622 | 6619.1633 | 215.9861 | 7132.901 | 231.6196 | 7643.7639 | 247.1638 | 8152.0087 | 262.6201 | 8462.9792 | 277.9892 | 8474.7915 | 278.9172 |  | 21.2628 | 7.0568 | 41.996 | 7.9313 | 52.3452 | 10.1405 | 63.0212 | 12.3398 | 74.4589 | 14.5451 | 93.7668 | 16.7777 | 124.8195 | 19.0118 | 156.6127 | 21.2892 | 187.9797 | 23.5677 | 226.4021 | 25.8736 | 406.2872 | 28.2049 | 974.9445 | 45.607 | 1542.911 | 62.5332 | 2109.9963 | 79.3365 | 2672.8424 | 96.0298 | 3229.7234 | 112.599 | 3788.4536 | 128.9392 | 4360.2186 | 145.445 | 4932.8112 | 161.6979 | 5508.1531 | 177.8542 | 6079.2851 | 193.9065 | 6607.0825 | 209.8579 | 7135.2161 | 225.9277 | 7660.8841 | 241.6138 | 8186.1584 | 257.3136 | 8409.318 | 272.9217 | 8420.9225 | 273.9114 | 8432.5732 | 274.8876 | 8443.9982 | 275.8506 | 8455.7393 | 276.801 | 8467.5748 | 277.7389 | 8479.3413 | 278.6647
Cog Lane |  | 50.7116 | 11.0695 | 84.1894 | 12.4418 | 97.3248 | 15.8899 | 111.2016 | 19.3532 | 126.7602 | 22.8072 | 153.8831 | 26.2733 | 204.5566 | 29.8003 | 258.0754 | 33.3279 | 310.4599 | 36.9319 | 379.875 | 40.5407 | 483.657 | 44.1891 | 604.3077 | 47.7973 | 724.0086 | 50.7203 | 842.4111 | 53.6013 | 951.2106 | 56.4455 | 1046.2803 | 59.243 | 1143.5521 | 85.4416 | 1244.1742 | 111.5813 | 1320.7051 | 137.4435 | 1392.419 | 163.1394 | 1459.6475 | 188.6649 | 1512.7413 | 214.2715 | 1572.961 | 239.7361 | 1637.2171 | 264.7715 | 1701.8872 | 289.8112 | 1762.3743 | 314.7138 | 1806.1688 | 339.4815 | 1849.3808 | 364.1166 | 1891.952 | 388.6208 | 1934.8842 | 412.9962 | 1979.3871 | 437.2442 | 2022.3032 | 438.7837 |  | 50.7116 | 11.0695 | 52.6381 | 12.4418 | 55.0213 | 14.169 | 57.2239 | 15.959 | 59.8186 | 17.7946 | 74.6247 | 19.4372 | 126.1205 | 20.6416 | 179.9548 | 22.6179 | 232.2915 | 24.671 | 301.4693 | 26.7208 | 401.8087 | 28.814 | 509.8532 | 31.1999 | 616.9105 | 32.7452 | 722.6727 | 34.2693 | 818.795 | 35.7754 | 903.8733 | 37.2571 | 994.8802 | 38.7263 | 1084.1208 | 40.2174 | 1175.9867 | 41.6437 | 1266.0112 | 43.0529 | 1338.6957 | 44.4434 | 1367.4602 | 45.869 | 1396.8658 | 47.2733 | 1425.526 | 48.6051 | 1455.0828 | 49.9498 | 1505.1541 | 51.2801 | 1555.6272 | 52.596 | 1605.2405 | 53.8982 | 1653.9838 | 55.187 | 1702.8689 | 56.4631 | 1747.423 | 57.7267 | 1773.4952 | 58.9783 |  | 50.7116 | 11.0695 | 84.1894 | 12.4418 | 97.3248 | 14.3888 | 111.2016 | 16.3932 | 126.7602 | 18.4454 | 153.8831 | 20.3556 | 204.5566 | 21.9381 | 258.0754 | 24.1421 | 310.4599 | 26.4297 | 379.875 | 28.717 | 483.657 | 31.0534 | 604.3077 | 33.6484 | 724.0086 | 35.7696 | 842.4111 | 37.8683 | 951.2106 | 39.9473 | 1046.2803 | 41.9993 | 1143.5521 | 44.0384 | 1244.1742 | 46.1034 | 1320.7051 | 48.0954 | 1392.419 | 50.0688 | 1459.6475 | 52.0211 | 1512.7413 | 54.0159 | 1572.961 | 55.987 | 1637.2171 | 57.8733 | 1701.8872 | 59.7763 | 1762.3743 | 61.6625 | 1806.1688 | 63.5327 | 1849.3808 | 65.3873 | 1891.952 | 67.2267 | 1934.8842 | 69.0513 | 1979.3871 | 70.8615 | 2022.3032 | 72.6576 |  | 50.7116 | 11.0695 | 101.6014 | 12.4418 | 127.4281 | 15.8899 | 152.8033 | 19.3532 | 179.7636 | 22.8072 | 220.0058 | 26.2733 | 272.2122 | 29.8003 | 329.4722 | 33.3279 | 394.8255 | 36.9319 | 477.3222 | 40.5407 | 591.3767 | 44.1891 | 713.3307 | 47.7973 | 834.7061 | 50.7203 | 954.9018 | 53.6013 | 1066.317 | 56.4455 | 1332.1571 | 59.243 | 2101.4343 | 85.4416 | 2867.1009 | 111.5813 | 3637.7561 | 137.4435 | 4406.055 | 163.1394 | 5158.9722 | 188.6649 | 5877.1278 | 214.2715 | 6606.5176 | 239.7361 | 7308.7361 | 264.7715 | 8009.7026 | 289.8112 | 8711.1383 | 314.7138 | 9413.4148 | 339.4815 | 10111.4207 | 364.1166 | 10806.283 | 388.6208 | 11498.15 | 412.9962 | 11993.8726 | 437.2442 | 12035.2433 | 438.7837 |  | 50.7116 | 11.0695 | 101.6014 | 12.4418 | 127.4281 | 15.8899 | 152.8033 | 19.3532 | 179.7636 | 22.8072 | 223.0789 | 26.2727 | 287.5725 | 29.7983 | 354.0428 | 33.3238 | 419.3961 | 36.9248 | 501.8928 | 40.5296 | 784.6047 | 44.1731 | 1580.8945 | 71.5751 | 2375.8754 | 98.1219 | 3169.1551 | 124.4676 | 3952.4726 | 150.6331 | 4721.6244 | 176.5968 | 5491.711 | 202.4196 | 6261.9088 | 228.3082 | 7033.3122 | 253.7864 | 7807.2502 | 279.1073 | 8575.3933 | 304.2596 | 9287.2051 | 329.6294 | 10000.7137 | 354.8417 | 10711.7558 | 379.489 | 11422.9438 | 404.212 | 11873.6003 | 428.8005 | 11912.5815 | 430.427 | 11952.469 | 432.0341 | 11988.6254 | 433.6224 | 12030.1394 | 435.1927 | 12073.4528 | 436.7451 | 12115.3081 | 438.2802
Coniston |  | 6.3129 | 4.9986 | 8.1378 | 5.6118 | 8.9818 | 7.1671 | 9.7221 | 8.7027 | 10.5723 | 10.2296 | 12.1371 | 11.7804 | 14.9857 | 13.3309 | 18.0055 | 14.9073 | 20.9722 | 16.4843 | 24.8714 | 18.0787 | 35.8786 | 19.6893 | 63.3284 | 21.2565 | 90.7333 | 22.5403 | 118.0517 | 23.8045 | 144.7754 | 25.0516 | 170.753 | 26.2773 | 196.8424 | 37.8762 | 223.076 | 49.332 | 266.0004 | 60.7351 | 316.0109 | 72.0551 | 363.163 | 83.2093 | 387.8767 | 94.3529 | 402.842 | 105.4008 | 409.2914 | 116.3434 | 415.7984 | 127.2122 | 421.6961 | 138.0004 | 424.5688 | 148.7099 | 427.2882 | 159.342 | 429.8561 | 169.8983 | 432.4328 | 180.3802 | 435.2245 | 190.7889 | 437.7115 | 191.2808 |  | 6.3129 | 4.9986 | 6.5119 | 5.6118 | 6.7621 | 6.3909 | 6.908 | 7.1811 | 7.0874 | 7.9911 | 7.9121 | 8.7299 | 10.6775 | 9.2528 | 13.6167 | 10.1407 | 16.4958 | 11.0403 | 20.3108 | 11.9489 | 25.8473 | 12.8759 | 31.836 | 13.9166 | 37.781 | 14.5964 | 43.6879 | 15.2664 | 49.0401 | 15.928 | 59.1767 | 16.5785 | 87.5192 | 17.2231 | 118.634 | 17.8392 | 153.1754 | 18.463 | 190.345 | 19.079 | 229.1045 | 19.6673 | 270.8104 | 20.2662 | 313.2489 | 20.8542 | 354.5173 | 21.4301 | 394.7099 | 21.9999 | 403.7929 | 22.5626 | 413.381 | 23.1181 | 423.1359 | 23.6668 | 433.0032 | 24.2088 | 443.0712 | 24.7445 | 452.4028 | 25.2739 | 458.1297 | 25.7974 |  | 6.3129 | 4.9986 | 8.1378 | 5.6118 | 8.9818 | 6.49 | 9.7221 | 7.3716 | 10.5723 | 8.2733 | 12.1371 | 9.127 | 14.9857 | 9.8138 | 18.0055 | 10.7986 | 20.9722 | 11.7967 | 24.8714 | 12.806 | 35.8786 | 13.8365 | 63.3284 | 14.9642 | 90.7333 | 15.8962 | 118.0517 | 16.8174 | 144.7754 | 17.7294 | 170.753 | 18.6288 | 196.8424 | 19.5221 | 223.076 | 20.3831 | 266.0004 | 21.253 | 316.0109 | 22.1143 | 363.163 | 22.9435 | 387.8767 | 23.7855 | 402.842 | 24.6149 | 409.2914 | 25.4302 | 415.7984 | 26.2387 | 421.6961 | 27.0387 | 424.5688 | 27.8305 | 427.2882 | 28.6143 | 429.8561 | 29.3904 | 432.4328 | 30.1588 | 435.2245 | 30.92 | 437.7115 | 31.6739 |  | 6.3129 | 4.9986 | 9.0778 | 5.6118 | 10.6856 | 7.1671 | 12.0197 | 8.7027 | 13.478 | 10.2296 | 15.6656 | 11.7804 | 18.6921 | 13.3309 | 27.2704 | 14.9073 | 51.779 | 16.4843 | 77.259 | 18.0787 | 104.5293 | 19.6893 | 132.2642 | 21.2565 | 160.0164 | 22.5403 | 187.7388 | 23.8045 | 214.9037 | 25.0516 | 249.1379 | 26.2773 | 307.4897 | 37.8762 | 369.3758 | 49.332 | 430.6061 | 60.7351 | 490.7534 | 72.0551 | 548.6797 | 83.2093 | 602.2841 | 94.3529 | 638.9037 | 105.4008 | 672.3655 | 116.3434 | 705.936 | 127.2122 | 739.8622 | 138.0004 | 773.9616 | 148.7099 | 807.8557 | 159.342 | 841.5951 | 169.8983 | 875.1648 | 180.3802 | 919.4685 | 190.7889 | 921.7565 | 191.2808 |  | 6.3129 | 4.9986 | 9.0778 | 5.6118 | 10.6856 | 7.1671 | 12.0197 | 8.7027 | 13.478 | 10.2296 | 21.0181 | 11.7797 | 45.4255 | 13.3286 | 70.0059 | 14.9026 | 94.5145 | 16.476 | 119.9945 | 18.0658 | 155.1265 | 19.6707 | 214.2946 | 31.8077 | 273.4264 | 43.5676 | 332.4811 | 55.2212 | 390.9224 | 66.7797 | 448.576 | 78.2351 | 506.5074 | 89.6159 | 566.1857 | 100.8 | 626.0978 | 111.9835 | 686.1836 | 123.089 | 728.8573 | 133.9809 | 762.8126 | 144.9148 | 796.8568 | 155.7478 | 830.7731 | 166.4675 | 864.8584 | 177.1199 | 939.8688 | 187.6944 | 940.551 | 188.2101 | 941.4236 | 188.72 | 940.9983 | 189.2241 | 942.3124 | 189.7225 | 944.0579 | 190.2153 | 945.533 | 190.7025
Copse Rd |  | 64.2365 | 14.6325 | 103.2407 | 16.5017 | 118.4081 | 21.1504 | 134.9477 | 25.8354 | 153.5211 | 30.5668 | 187.451 | 35.3593 | 254.0384 | 40.2259 | 324.3714 | 45.2121 | 393.2092 | 50.248 | 484.4148 | 55.3327 | 623.0015 | 60.5548 | 790.5103 | 65.6289 | 956.7602 | 69.9199 | 1121.3274 | 74.1204 | 1273.4265 | 78.2945 | 1407.6154 | 82.4276 | 1544.8547 | 119.1407 | 1686.6973 | 155.8864 | 1812.4285 | 192.4372 | 1930.2911 | 229.1093 | 2033.5627 | 265.5321 | 2112.3173 | 301.8758 | 2196.5791 | 338.0902 | 2280.2441 | 374.4369 | 2364.2856 | 410.6321 | 2442.8685 | 446.7674 | 2499.6915 | 482.8448 | 2555.6767 | 518.8663 | 2610.7658 | 554.8331 | 2666.2395 | 590.7473 | 2723.6379 | 626.61 | 2778.9503 | 629.9982 |  | 64.2365 | 14.6325 | 66.451 | 16.5017 | 69.135 | 18.8599 | 71.9355 | 21.3008 | 75.2067 | 23.8415 | 94.4736 | 26.148 | 161.9732 | 27.8486 | 232.6193 | 30.6649 | 301.274 | 33.5445 | 392.0542 | 36.4451 | 523.6889 | 39.4569 | 665.3834 | 42.8077 | 806.0336 | 45.1062 | 944.84 | 47.3513 | 1071.1768 | 49.5843 | 1185.4832 | 51.7963 | 1320.4627 | 53.9568 | 1459.1024 | 56.1406 | 1589.677 | 58.2583 | 1717.001 | 60.4125 | 1825.7714 | 62.4989 | 1886.9583 | 64.5685 | 1949.4428 | 66.6119 | 2010.6714 | 68.6792 | 2074.5671 | 70.7143 | 2148.5775 | 72.7361 | 2223.7953 | 74.7447 | 2298.3322 | 76.7406 | 2372.1578 | 78.7245 | 2446.5283 | 80.6971 | 2515.2224 | 82.6586 | 2558.5936 | 84.6098 |  | 64.2365 | 14.6325 | 103.2407 | 16.5017 | 118.4081 | 19.1524 | 134.9477 | 21.8839 | 153.5211 | 24.7211 | 187.451 | 27.395 | 254.0384 | 29.6131 | 324.3714 | 32.7508 | 393.2092 | 35.959 | 484.4148 | 39.1949 | 623.0015 | 42.5543 | 790.5103 | 46.2015 | 956.7602 | 49.3098 | 1121.3274 | 52.3646 | 1273.4265 | 55.4101 | 1407.6154 | 58.4356 | 1544.8547 | 61.4076 | 1686.6973 | 64.4096 | 1812.4285 | 67.3393 | 1930.2911 | 70.3155 | 2033.5627 | 73.2159 | 2112.3173 | 76.1001 | 2196.5791 | 78.9562 | 2280.2441 | 81.8438 | 2364.2856 | 84.6968 | 2442.8685 | 87.5361 | 2499.6915 | 90.3626 | 2555.6767 | 93.177 | 2610.7658 | 95.9794 | 2666.2395 | 98.7705 | 2723.6379 | 101.5508 | 2778.9503 | 104.3205 |  | 64.2365 | 14.6325 | 123.5306 | 16.5017 | 153.1348 | 21.1504 | 183.368 | 25.8354 | 215.5662 | 30.5668 | 265.0107 | 35.3593 | 333.4547 | 40.2259 | 411.0137 | 45.2121 | 505.9987 | 50.248 | 623.5806 | 55.3327 | 782.5024 | 60.5548 | 951.7724 | 65.6289 | 1120.3955 | 69.9199 | 1287.6896 | 74.1204 | 1443.2012 | 78.2945 | 1738.2242 | 82.4276 | 2505.485 | 119.1407 | 3269.0057 | 155.8864 | 4026.2814 | 192.4372 | 4776.8752 | 229.1093 | 5511.5967 | 265.5321 | 6212.0584 | 301.8758 | 6913.7545 | 338.0902 | 7587.6357 | 374.4369 | 8260.656 | 410.6321 | 8934.747 | 446.7674 | 9610.0118 | 482.8448 | 10281.3242 | 518.8663 | 10949.7594 | 554.8331 | 11615.709 | 590.7473 | 12142.3256 | 626.61 | 12199.2363 | 629.9982 |  | 64.2365 | 14.6325 | 123.5306 | 16.5017 | 153.1348 | 21.1504 | 183.368 | 25.8354 | 215.5662 | 30.5668 | 271.307 | 35.3588 | 364.9256 | 40.2243 | 461.3553 | 45.2088 | 556.3403 | 50.2421 | 673.9222 | 55.3236 | 990.7036 | 60.5416 | 1791.1473 | 98.2956 | 2590.0892 | 135.2943 | 3387.016 | 172.1579 | 4171.1297 | 208.9979 | 4936.9511 | 245.7814 | 5704.0877 | 282.347 | 6467.5761 | 319.0708 | 7227.2565 | 355.4587 | 7982.7892 | 392.1186 | 8722.6095 | 428.3895 | 9404.4158 | 464.5834 | 10088.5503 | 500.6247 | 10770.7288 | 536.8948 | 11453.346 | 572.9717 | 11996.3305 | 608.9903 | 12048.7602 | 612.4673 | 12102.5862 | 615.9243 | 12150.5436 | 619.3617 | 12206.9225 | 622.7809 | 12266.0408 | 626.1819 | 12323.0268 | 629.5657
Cox Green |  | 27.3512 | 5.5174 | 42.2083 | 6.2125 | 48.0867 | 7.9537 | 54.9131 | 9.7219 | 62.6398 | 11.5006 | 75.0041 | 13.3114 | 97.7921 | 15.147 | 121.8801 | 17.0072 | 145.4721 | 18.8969 | 176.6812 | 20.8205 | 227.1027 | 22.7707 | 296.6218 | 24.6818 | 365.7496 | 26.2693 | 434.3167 | 27.8492 | 498.606 | 29.4104 | 556.8696 | 30.9625 | 616.1869 | 44.7872 | 677.0564 | 58.5941 | 740.7292 | 72.3997 | 807.6784 | 86.1795 | 871.1665 | 99.9665 | 911.8713 | 113.7451 | 951.5358 | 127.4905 | 987.8906 | 141.2373 | 1024.5908 | 154.9696 | 1058.2788 | 168.6898 | 1079.4616 | 182.3977 | 1100.179 | 196.0936 | 1120.3987 | 209.7772 | 1140.8677 | 223.4489 | 1162.4966 | 237.1084 | 1182.9538 | 238.4819 |  | 27.3512 | 5.5174 | 28.3075 | 6.2125 | 29.4665 | 7.0924 | 30.9739 | 8.0101 | 32.7764 | 8.9589 | 40.0098 | 9.8266 | 63.3385 | 10.4642 | 87.6097 | 11.5074 | 111.1147 | 12.5821 | 142.1005 | 13.6753 | 186.9781 | 14.7942 | 235.3673 | 16.0516 | 283.3005 | 16.8957 | 330.7211 | 17.7369 | 373.8502 | 18.5682 | 416.2255 | 19.3956 | 474.9435 | 20.2195 | 535.1501 | 21.0351 | 598.3605 | 21.8485 | 662.6369 | 22.6516 | 721.0914 | 23.4541 | 764.4565 | 24.2511 | 808.8024 | 25.0383 | 852.0908 | 25.8229 | 896.2804 | 26.6019 | 934.3526 | 27.3762 | 973.6455 | 28.1458 | 1013.1439 | 28.9108 | 1052.8431 | 29.6715 | 1093.5173 | 30.4281 | 1131.5916 | 31.1808 | 1155.4027 | 31.9297 |  | 27.3512 | 5.5174 | 42.2083 | 6.2125 | 48.0867 | 7.2024 | 54.9131 | 8.2349 | 62.6398 | 9.3012 | 75.0041 | 10.3131 | 97.7921 | 11.1508 | 121.8801 | 12.3197 | 145.4721 | 13.5232 | 176.6812 | 14.7482 | 227.1027 | 16.0019 | 296.6218 | 17.3755 | 365.7496 | 18.526 | 434.3167 | 19.6749 | 498.606 | 20.8142 | 556.8696 | 21.9503 | 616.1869 | 23.0842 | 677.0564 | 24.2101 | 740.7292 | 25.3347 | 807.6784 | 26.4492 | 871.1665 | 27.564 | 911.8713 | 28.6741 | 951.5358 | 29.7736 | 987.8906 | 30.8714 | 1024.5908 | 31.964 | 1058.2788 | 33.0517 | 1079.4616 | 34.1351 | 1100.179 | 35.2141 | 1120.3987 | 36.2889 | 1140.8677 | 37.3597 | 1162.4966 | 38.4267 | 1182.9538 | 39.4899 |  | 27.3512 | 5.5174 | 49.8333 | 6.2125 | 61.1483 | 7.9537 | 73.3511 | 9.7219 | 86.6006 | 11.5006 | 105.972 | 13.3114 | 130.0201 | 15.147 | 159.9809 | 17.0072 | 205.103 | 18.8969 | 257.9461 | 20.8205 | 325.0187 | 22.7707 | 395.7648 | 24.6818 | 466.4249 | 26.2693 | 536.668 | 27.8492 | 603.2912 | 29.4104 | 768.1438 | 30.9625 | 1246.0361 | 44.7872 | 1731.2348 | 58.5941 | 2218.5385 | 72.3997 | 2704.1738 | 86.1795 | 3179.787 | 99.9665 | 3633.1319 | 113.7451 | 4083.2842 | 127.4905 | 4515.3165 | 141.2373 | 4947.29 | 154.9696 | 5380.3775 | 168.6898 | 5814.7324 | 182.3977 | 6247.1094 | 196.0936 | 6678.2071 | 209.7772 | 7107.9731 | 223.4489 | 7499.8222 | 237.1084 | 7527.6042 | 238.4819 |  | 27.3512 | 5.5174 | 49.8333 | 6.2125 | 61.1483 | 7.9537 | 73.3511 | 9.7219 | 86.6006 | 11.5006 | 111.1982 | 13.3117 | 156.1345 | 15.148 | 201.7427 | 17.0093 | 246.8648 | 18.9006 | 299.7079 | 20.8262 | 471.2102 | 22.7789 | 959.4731 | 36.9941 | 1447.1998 | 50.8746 | 1934.2048 | 64.7481 | 2416.7996 | 78.5927 | 2893.2435 | 92.4321 | 3371.3643 | 106.2728 | 3857.8779 | 120.0906 | 4344.5792 | 133.9184 | 4833.4729 | 147.7088 | 5308.8382 | 161.5192 | 5745.9372 | 175.3213 | 6184.5565 | 189.0773 | 6622.1285 | 202.8408 | 7060.5125 | 216.5876 | 7504.0856 | 230.3212 | 7527.9212 | 231.7496 | 7553.2609 | 233.1665 | 7572.4323 | 234.5721 | 7600.469 | 235.9672 | 7631.488 | 237.352 | 7660.0915 | 238.7271
Craggs Row & Bushell St |  | 40.7751 | 15.0995 | 58.7505 | 16.94 | 66.1122 | 21.604 | 73.6127 | 26.2041 | 82.0503 | 30.7996 | 98.7176 | 35.4331 | 133.0457 | 40.1529 | 169.3228 | 44.8897 | 204.8301 | 49.71 | 251.8406 | 54.5591 | 326.377 | 59.4653 | 425.3471 | 64.2487 | 523.6878 | 68.2312 | 621.1463 | 72.0644 | 712.1072 | 75.9012 | 793.8976 | 79.6231 | 877.2721 | 114.7816 | 962.9945 | 149.6618 | 1057.0855 | 184.4106 | 1149.6588 | 218.8103 | 1228.8917 | 252.9653 | 1283.3855 | 287.0892 | 1338.9048 | 320.9821 | 1389.5398 | 354.5344 | 1440.3134 | 387.9579 | 1486.9071 | 421.19 | 1517.0994 | 454.2357 | 1546.6254 | 487.0999 | 1575.4477 | 519.7865 | 1604.5128 | 552.3002 | 1634.9526 | 584.6442 | 1663.7977 | 586.6301 |  | 40.7751 | 15.0995 | 42.1714 | 16.94 | 43.8469 | 19.2643 | 45.1446 | 21.6253 | 46.6375 | 24.0656 | 56.2632 | 26.2667 | 90.7537 | 27.8814 | 127.0062 | 30.5508 | 162.2209 | 33.3107 | 208.8273 | 36.0805 | 276.395 | 38.9104 | 349.175 | 42.089 | 421.5055 | 44.2121 | 492.8446 | 46.2461 | 557.7013 | 48.2899 | 619.8593 | 50.2676 | 706.5552 | 52.2285 | 799.1529 | 54.1565 | 883.9464 | 56.0975 | 967.8361 | 57.977 | 1045.4077 | 59.8319 | 1105.8011 | 61.7072 | 1167.1754 | 63.5527 | 1227.177 | 65.3498 | 1290.1227 | 67.1401 | 1348.4464 | 68.9115 | 1407.7729 | 70.6641 | 1466.5454 | 72.3988 | 1524.725 | 74.1163 | 1583.2185 | 75.8174 | 1637.1302 | 77.5024 | 1671.1403 | 79.1721 |  | 40.7751 | 15.0995 | 58.7505 | 16.94 | 66.1122 | 19.5632 | 73.6127 | 22.1962 | 82.0503 | 24.9094 | 98.7176 | 27.4523 | 133.0457 | 29.5594 | 169.3228 | 32.5172 | 204.8301 | 35.5741 | 251.8406 | 38.6469 | 326.377 | 41.7886 | 425.3471 | 45.2299 | 523.6878 | 48.1189 | 621.1463 | 50.9121 | 712.1072 | 53.7163 | 793.8976 | 56.4474 | 877.2721 | 59.1608 | 962.9945 | 61.8377 | 1057.0855 | 64.5306 | 1149.6588 | 67.1546 | 1228.8917 | 69.7508 | 1283.3855 | 72.3726 | 1338.9048 | 74.9609 | 1389.5398 | 77.4936 | 1440.3134 | 80.02 | 1486.9071 | 82.5246 | 1517.0994 | 85.0085 | 1546.6254 | 87.4724 | 1575.4477 | 89.9168 | 1604.5128 | 92.3423 | 1634.9526 | 94.7497 | 1663.7977 | 97.1393 |  | 40.7751 | 15.0995 | 68.0519 | 16.94 | 82.2078 | 21.604 | 95.9489 | 26.2041 | 110.5861 | 30.7996 | 133.9426 | 35.4331 | 169.1092 | 40.1529 | 212.4627 | 44.8897 | 274.4311 | 49.71 | 348.0683 | 54.5591 | 442.9847 | 59.4653 | 543.264 | 64.2487 | 643.3821 | 68.2312 | 742.8247 | 72.0644 | 836.2601 | 75.9012 | 1017.4272 | 79.6231 | 1490.533 | 114.7816 | 1971.8877 | 149.6618 | 2447.1467 | 184.4106 | 2916.9617 | 218.8103 | 3376.4853 | 252.9653 | 3812.7136 | 287.0892 | 4241.5333 | 320.9821 | 4650.9864 | 354.5344 | 5059.8603 | 387.9579 | 5469.434 | 421.19 | 5879.6603 | 454.2357 | 6287.2339 | 487.0999 | 6692.9235 | 519.7865 | 7096.8562 | 552.3002 | 7411.1727 | 584.6442 | 7439.3256 | 586.6301 |  | 40.7751 | 15.0995 | 68.0519 | 16.94 | 82.2078 | 21.604 | 95.9489 | 26.2041 | 110.5861 | 30.7996 | 140.3751 | 35.4307 | 201.2606 | 40.1452 | 263.8925 | 44.8736 | 325.8609 | 49.682 | 399.4981 | 54.5154 | 591.6242 | 59.4021 | 1080.6019 | 96.1254 | 1568.8129 | 131.859 | 2055.9196 | 167.1396 | 2536.2953 | 202.2826 | 3007.225 | 237.0017 | 3479.8477 | 271.5032 | 3959.2333 | 305.7168 | 4436.0649 | 339.915 | 4908.6908 | 373.6689 | 5364.4563 | 407.1846 | 5779.6679 | 440.7873 | 6195.7181 | 474.1428 | 6610.2892 | 507.099 | 7025.0727 | 539.9665 | 7358.8922 | 572.6506 | 7383.3615 | 574.6756 | 7408.7075 | 576.6891 | 7430.4616 | 578.6908 | 7457.4481 | 580.6813 | 7486.067 | 582.6602 | 7513.5498 | 584.6278
Crown Lane |  | 69.7501 | 16.2064 | 105.4937 | 18.2875 | 119.9164 | 23.4585 | 133.8697 | 28.6672 | 149.6626 | 33.9109 | 179.196 | 39.2497 | 235.0488 | 44.6654 | 293.958 | 50.1679 | 351.79 | 55.7657 | 428.181 | 61.4499 | 544.4575 | 67.2367 | 686.5241 | 72.9107 | 827.6008 | 77.6324 | 967.2484 | 82.3222 | 1096.3151 | 86.9716 | 1210.5752 | 91.5929 | 1327.3206 | 132.5051 | 1447.7406 | 173.406 | 1556.4179 | 214.3439 | 1663.2158 | 255.1987 | 1760.2912 | 296.156 | 1830.6936 | 337.0005 | 1911.029 | 377.8678 | 1999.1756 | 418.79 | 2087.7205 | 459.6913 | 2168.2656 | 500.6001 | 2218.6239 | 541.5185 | 2267.8529 | 582.4485 | 2315.8463 | 623.3916 | 2364.389 | 664.35 | 2415.6243 | 705.3245 | 2463.9473 | 709.786 |  | 69.7501 | 16.2064 | 72.2705 | 18.2875 | 75.2953 | 20.918 | 77.1596 | 23.6384 | 79.4647 | 26.4557 | 94.9996 | 29.0336 | 150.8147 | 30.9333 | 209.5819 | 34.0401 | 266.9125 | 37.2445 | 342.6897 | 40.4933 | 452.4267 | 43.832 | 570.6354 | 47.5809 | 687.6984 | 50.1068 | 803.3667 | 52.6177 | 908.3752 | 55.1078 | 1004.2749 | 57.5852 | 1117.0291 | 60.0405 | 1230.3336 | 62.4826 | 1346.4559 | 64.9242 | 1461.5606 | 67.3271 | 1559.8899 | 69.7434 | 1614.8465 | 72.1191 | 1670.1635 | 74.4879 | 1723.495 | 76.8544 | 1775.4776 | 79.2038 | 1859.8578 | 81.5425 | 1944.068 | 83.8705 | 2026.204 | 86.1885 | 2106.3145 | 88.4971 | 2186.2494 | 90.7971 | 2258.9738 | 93.0888 | 2301.4631 | 95.3728 |  | 69.7501 | 16.2064 | 105.4937 | 18.2875 | 119.9164 | 21.2425 | 133.8697 | 24.2826 | 149.6626 | 27.4257 | 179.196 | 30.4092 | 235.0488 | 32.8813 | 293.958 | 36.3406 | 351.79 | 39.9077 | 428.181 | 43.528 | 544.4575 | 47.2498 | 686.5241 | 51.3278 | 827.6008 | 54.7489 | 967.2484 | 58.1591 | 1096.3151 | 61.551 | 1210.5752 | 64.9332 | 1327.3206 | 68.2958 | 1447.7406 | 71.6483 | 1556.4179 | 75.0051 | 1663.2158 | 78.3225 | 1760.2912 | 81.6599 | 1830.6936 | 84.9548 | 1911.029 | 88.2457 | 1999.1756 | 91.5385 | 2087.7205 | 94.8157 | 2168.2656 | 98.0836 | 2218.6239 | 101.3432 | 2267.8529 | 104.5949 | 2315.8463 | 107.8392 | 2364.389 | 111.0766 | 2415.6243 | 114.3076 | 2463.9473 | 117.5325 |  | 69.7501 | 16.2064 | 123.9553 | 18.2875 | 152.0907 | 23.4585 | 177.8846 | 28.6672 | 205.4105 | 33.9109 | 247.2774 | 39.2497 | 304.701 | 44.6654 | 370.9582 | 50.1679 | 453.677 | 55.7657 | 555.3135 | 61.4499 | 691.4953 | 67.2367 | 836.2443 | 72.9107 | 980.9682 | 77.6324 | 1124.7938 | 82.3222 | 1259.109 | 86.9716 | 1558.9914 | 91.5929 | 2398.6907 | 132.5051 | 3238.6079 | 173.406 | 4083.134 | 214.3439 | 4923.6915 | 255.1987 | 5746.7665 | 296.156 | 6528.8546 | 337.0005 | 7313.5349 | 377.8678 | 8067.8495 | 418.79 | 8820.4821 | 459.6913 | 9573.2909 | 500.6001 | 10326.9715 | 541.5185 | 11075.3357 | 582.4485 | 11819.7531 | 623.3916 | 12560.5888 | 664.35 | 13072.6859 | 705.3245 | 13116.3672 | 709.786 |  | 69.7501 | 16.2064 | 123.9553 | 18.2875 | 152.0907 | 23.4585 | 177.8846 | 28.6672 | 205.4105 | 33.9109 | 253.0872 | 39.2488 | 333.7267 | 44.6628 | 417.37 | 50.1625 | 500.0889 | 55.7562 | 601.7253 | 61.4352 | 918.9761 | 67.2154 | 1787.773 | 109.1884 | 2655.1283 | 150.1963 | 3520.5423 | 191.1769 | 4374.8594 | 232.1186 | 5213.7855 | 273.0572 | 6053.9476 | 313.9537 | 6896.5962 | 354.8527 | 7741.5611 | 395.8332 | 8587.8982 | 436.6671 | 9419.4158 | 477.6792 | 10185.613 | 518.5099 | 10952.7177 | 559.3814 | 11716.7178 | 600.3348 | 12480.4985 | 641.2561 | 12941.464 | 682.1868 | 12982.5529 | 686.7062 | 13024.5328 | 691.2115 | 13062.7831 | 695.7029 | 13106.3848 | 700.1818 | 13151.7606 | 704.6482 | 13195.7283 | 709.1028
Culcheth |  | 29.2314 | 4.9467 | 44.1695 | 5.5799 | 50.1366 | 7.1631 | 55.7135 | 8.7745 | 62.0304 | 10.4029 | 74.2573 | 12.0679 | 97.1013 | 13.7661 | 121.1709 | 15.492 | 144.8403 | 17.253 | 176.0754 | 19.0444 | 224.1066 | 20.8719 | 284.2236 | 22.6616 | 343.945 | 24.1647 | 403.0878 | 25.6605 | 457.9171 | 27.151 | 506.7292 | 28.6313 | 556.5797 | 41.4859 | 607.9519 | 54.3666 | 656.0875 | 67.2456 | 704.8849 | 80.1815 | 749.7707 | 93.1055 | 780.7918 | 106.0944 | 815.2756 | 119.0422 | 853.3049 | 132.0628 | 891.4609 | 145.0909 | 925.9994 | 158.141 | 946.7616 | 171.213 | 966.9777 | 184.3071 | 986.6048 | 197.4231 | 1006.4402 | 210.5611 | 1027.4492 | 223.7209 | 1047.1156 | 225.3067 |  | 29.2314 | 4.9467 | 30.2433 | 5.5799 | 31.4413 | 6.3874 | 32.0292 | 7.2302 | 32.7846 | 8.1052 | 38.9272 | 8.9108 | 61.5285 | 9.5128 | 85.4219 | 10.4854 | 108.8094 | 11.4912 | 139.7396 | 12.5129 | 184.5235 | 13.5652 | 232.7587 | 14.7427 | 280.5129 | 15.5473 | 327.7192 | 16.3483 | 370.5903 | 17.1473 | 410.2945 | 17.941 | 458.1772 | 18.7351 | 506.1954 | 19.5235 | 557.1435 | 20.2993 | 608.2314 | 21.0814 | 652.4873 | 21.8508 | 678.8283 | 22.6265 | 705.2322 | 23.3856 | 730.5335 | 24.1521 | 754.318 | 24.9127 | 791.0572 | 25.6709 | 827.7447 | 26.4264 | 863.5209 | 27.1796 | 898.3687 | 27.9305 | 933.0668 | 28.6795 | 964.5222 | 29.4265 | 982.6121 | 30.1718 |  | 29.2314 | 4.9467 | 44.1695 | 5.5799 | 50.1366 | 6.4864 | 55.7135 | 7.4325 | 62.0304 | 8.4134 | 74.2573 | 9.3498 | 97.1013 | 10.1342 | 121.1709 | 11.2221 | 144.8403 | 12.3468 | 176.0754 | 13.4901 | 224.1066 | 14.6675 | 284.2236 | 15.9533 | 343.945 | 17.0418 | 403.0878 | 18.1286 | 457.9171 | 19.2152 | 506.7292 | 20.2976 | 556.5797 | 21.3827 | 607.9519 | 22.4633 | 656.0875 | 23.5312 | 704.8849 | 24.6084 | 749.7707 | 25.6722 | 780.7918 | 26.7454 | 815.2756 | 27.8006 | 853.3049 | 28.8661 | 891.4609 | 29.9264 | 925.9994 | 30.9849 | 946.7616 | 32.0419 | 966.9777 | 33.0975 | 986.6048 | 34.1518 | 1006.4402 | 35.205 | 1027.4492 | 36.2571 | 1047.1156 | 37.3082 |  | 29.2314 | 4.9467 | 51.8682 | 5.5799 | 63.5032 | 7.1631 | 73.9067 | 8.7745 | 84.9737 | 10.4029 | 101.8384 | 12.0679 | 125.2327 | 13.7661 | 152.9478 | 15.492 | 188.9616 | 17.253 | 232.733 | 19.0444 | 290.636 | 20.8719 | 352.0143 | 22.6616 | 413.4495 | 24.1647 | 474.6034 | 25.6605 | 531.8015 | 27.151 | 632.2003 | 28.6313 | 879.357 | 41.4859 | 1121.9436 | 54.3666 | 1365.9066 | 67.2456 | 1608.3399 | 80.1815 | 1845.2569 | 93.1055 | 2069.5293 | 106.0944 | 2289.9107 | 119.0422 | 2501.5196 | 132.0628 | 2712.5796 | 145.0909 | 2923.6847 | 158.141 | 3134.998 | 171.213 | 3344.5406 | 184.3071 | 3552.7279 | 197.4231 | 3759.7033 | 210.5611 | 3900.7376 | 223.7209 | 3916.7817 | 225.3067 |  | 29.2314 | 4.9467 | 51.8682 | 5.5799 | 63.5032 | 7.1631 | 73.9067 | 8.7745 | 84.9737 | 10.4029 | 104.7283 | 12.0681 | 139.6666 | 13.7668 | 176.0216 | 15.4936 | 212.0354 | 17.2557 | 255.8068 | 19.0486 | 363.199 | 20.8781 | 622.494 | 33.9633 | 881.2492 | 46.7943 | 1139.2686 | 59.653 | 1392.7808 | 72.5467 | 1640.0476 | 85.4622 | 1887.1876 | 98.4269 | 2129.73 | 111.4115 | 2373.3343 | 124.3683 | 2617.2388 | 137.4097 | 2852.3388 | 150.4132 | 3067.5497 | 163.5063 | 3282.9056 | 176.5237 | 3497.2632 | 189.639 | 3711.4544 | 202.7538 | 3850.9487 | 215.8899 | 3865.4267 | 217.5105 | 3880.1079 | 219.1239 | 3893.5708 | 220.7304 | 3908.7273 | 222.3306 | 3924.3467 | 223.9246 | 3939.7036 | 225.5127
Cutacre |  | 0.056454 | 0.22485 | 0.095288 | 0.25349 | 0.10992 | 0.32487 | 0.12824 | 0.39617 | 0.14896 | 0.46775 | 0.18128 | 0.54049 | 0.24067 | 0.61405 | 0.30342 | 0.68869 | 0.36486 | 0.7645 | 0.44622 | 0.84137 | 0.56412 | 0.9195 | 0.69107 | 0.99609 | 0.81697 | 1.0595 | 0.94146 | 1.1223 | 1.055 | 1.1847 | 1.1528 | 1.2464 | 1.2535 | 1.8019 | 1.3585 | 2.3562 | 1.4214 | 2.9104 | 1.4735 | 3.463 | 1.5246 | 4.0161 | 1.5733 | 4.5673 | 1.6389 | 5.1186 | 1.7212 | 5.6694 | 1.8044 | 6.2196 | 1.882 | 6.7694 | 1.9359 | 7.3188 | 1.9888 | 7.8678 | 2.0408 | 8.4166 | 2.0931 | 8.9651 | 2.1477 | 9.5133 | 2.1999 | 9.5689 |  | 0.056454 | 0.22485 | 0.058343 | 0.25349 | 0.060588 | 0.28968 | 0.064668 | 0.32681 | 0.069563 | 0.36519 | 0.088758 | 0.40023 | 0.15006 | 0.42582 | 0.21361 | 0.46799 | 0.27507 | 0.51143 | 0.35604 | 0.55541 | 0.4733 | 0.60053 | 0.59966 | 0.65127 | 0.72486 | 0.68516 | 0.84864 | 0.71877 | 0.96138 | 0.75217 | 1.0579 | 0.78523 | 1.1493 | 0.81818 | 1.2367 | 0.85079 | 1.3236 | 0.88343 | 1.4061 | 0.91559 | 1.4664 | 0.94782 | 1.4724 | 0.97953 | 1.4792 | 1.0112 | 1.4862 | 1.0427 | 1.4921 | 1.074 | 1.5584 | 1.1051 | 1.6261 | 1.136 | 1.6936 | 1.1668 | 1.7608 | 1.1975 | 1.8292 | 1.228 | 1.8927 | 1.2583 | 1.9316 | 1.2886 |  | 0.056454 | 0.22485 | 0.095288 | 0.25349 | 0.10992 | 0.29418 | 0.12824 | 0.33558 | 0.14896 | 0.37829 | 0.18128 | 0.41875 | 0.24067 | 0.45205 | 0.30342 | 0.49888 | 0.36486 | 0.5471 | 0.44622 | 0.59599 | 0.56412 | 0.64617 | 0.69107 | 0.70123 | 0.81697 | 0.74718 | 0.94146 | 0.79289 | 1.055 | 0.83842 | 1.1528 | 0.8836 | 1.2535 | 0.92874 | 1.3585 | 0.97354 | 1.4214 | 1.0184 | 1.4735 | 1.0628 | 1.5246 | 1.1074 | 1.5733 | 1.1514 | 1.6389 | 1.1954 | 1.7212 | 1.2392 | 1.8044 | 1.2828 | 1.882 | 1.3263 | 1.9359 | 1.3697 | 1.9888 | 1.4129 | 2.0408 | 1.456 | 2.0931 | 1.4989 | 2.1477 | 1.5418 | 2.1999 | 1.5845 |  | 0.056454 | 0.22485 | 0.11529 | 0.25349 | 0.14366 | 0.32487 | 0.17636 | 0.39617 | 0.21189 | 0.46775 | 0.26353 | 0.54049 | 0.32618 | 0.61405 | 0.39017 | 0.68869 | 0.45282 | 0.7645 | 0.53558 | 0.84137 | 0.65533 | 0.9195 | 0.78451 | 0.99609 | 0.91324 | 1.0595 | 1.0408 | 1.1223 | 1.1587 | 1.1847 | 1.5392 | 1.2464 | 2.754 | 1.8019 | 3.9775 | 2.3562 | 5.2076 | 2.9104 | 6.4352 | 3.463 | 7.6391 | 4.0161 | 8.7904 | 4.5673 | 9.9756 | 5.1186 | 11.1198 | 5.6694 | 12.262 | 6.2196 | 13.405 | 6.7694 | 14.5495 | 7.3188 | 15.6872 | 7.8678 | 16.8198 | 8.4166 | 17.9478 | 8.9651 | 18.7783 | 9.5133 | 18.8311 | 9.5689 |  | 0.056454 | 0.22485 | 0.11529 | 0.25349 | 0.14366 | 0.32487 | 0.17636 | 0.39617 | 0.21189 | 0.46775 | 0.26353 | 0.54047 | 0.32618 | 0.61398 | 0.39017 | 0.68854 | 0.45282 | 0.76422 | 0.53558 | 0.84094 | 0.93436 | 0.91887 | 2.1792 | 1.491 | 3.4223 | 2.0487 | 4.6633 | 2.6047 | 5.8929 | 3.1596 | 7.106 | 3.7129 | 8.3228 | 4.2658 | 9.5566 | 4.8174 | 10.7887 | 5.3697 | 12.026 | 5.9198 | 13.2688 | 6.4712 | 14.4285 | 7.0199 | 15.5914 | 7.5693 | 16.7502 | 8.1181 | 17.9093 | 8.6664 | 18.6682 | 9.2143 | 18.7172 | 9.2702 | 18.7679 | 9.326 | 18.812 | 9.3817 | 18.8657 | 9.4373 | 18.9229 | 9.4927 | 18.9772 | 9.548
Deansgate |  | 1.8447 | 14.9957 | 1.962 | 16.9711 | 2.0583 | 21.8207 | 2.139 | 26.7847 | 2.236 | 31.8227 | 2.4623 | 36.9996 | 3.028 | 42.3145 | 3.6308 | 47.7621 | 4.224 | 53.3481 | 5.004 | 59.0655 | 6.1206 | 64.9271 | 7.3247 | 70.7346 | 8.5261 | 75.6808 | 9.7166 | 80.5939 | 10.798 | 85.4879 | 11.7465 | 90.3416 | 12.7301 | 131.1803 | 13.7542 | 172.2154 | 15.2649 | 213.4479 | 16.5061 | 254.9537 | 17.2095 | 296.6447 | 17.8295 | 338.5563 | 19.4254 | 380.5678 | 21.954 | 422.9689 | 24.4917 | 465.5182 | 26.6731 | 508.2808 | 27.4424 | 551.2559 | 28.1412 | 594.4429 | 28.7657 | 637.8404 | 29.395 | 681.4481 | 30.1243 | 725.2647 | 30.7028 | 731.634 |  | 1.8447 | 14.9957 | 1.9045 | 16.9711 | 1.9741 | 19.4576 | 2.0232 | 22.0688 | 2.08 | 24.7905 | 2.2601 | 27.3144 | 2.805 | 29.2337 | 3.386 | 32.3175 | 3.9564 | 35.5213 | 4.7082 | 38.7959 | 5.7873 | 42.1835 | 6.9495 | 46.0012 | 8.1061 | 48.6749 | 9.2497 | 51.3282 | 10.2837 | 53.9706 | 11.2106 | 56.5894 | 12.4909 | 59.2191 | 14.0186 | 61.8209 | 14.9025 | 64.4089 | 15.6462 | 67.0073 | 16.3868 | 69.5926 | 17.1848 | 72.1755 | 17.9626 | 74.7333 | 18.6913 | 77.3243 | 19.3126 | 79.9009 | 23.9799 | 82.4772 | 28.7779 | 85.0528 | 33.5721 | 87.6285 | 38.3307 | 90.2045 | 43.1179 | 92.7816 | 47.5064 | 95.3598 | 50.171 | 97.9397 |  | 1.8447 | 14.9957 | 1.962 | 16.9711 | 2.0583 | 19.7594 | 2.139 | 22.688 | 2.236 | 25.7368 | 2.4623 | 28.6659 | 3.028 | 31.1507 | 3.6308 | 34.5979 | 4.224 | 38.1776 | 5.004 | 41.839 | 6.1206 | 45.6268 | 7.3247 | 49.7958 | 8.5261 | 53.3726 | 9.7166 | 56.9381 | 10.798 | 60.501 | 11.7465 | 64.0461 | 12.7301 | 67.613 | 13.7542 | 71.1564 | 15.2649 | 74.6916 | 16.5061 | 78.2473 | 17.2095 | 81.7947 | 17.8295 | 85.347 | 19.4254 | 88.8763 | 21.954 | 92.4519 | 24.4917 | 96.0175 | 26.6731 | 99.5885 | 27.4424 | 103.1655 | 28.1412 | 106.7489 | 28.7657 | 110.3387 | 29.395 | 113.9353 | 30.1243 | 117.5392 | 30.7028 | 121.1503 |  | 1.8447 | 14.9957 | 2.0086 | 16.9711 | 2.1541 | 21.8207 | 2.2834 | 26.7847 | 2.4399 | 31.8227 | 2.7339 | 36.9996 | 3.344 | 42.3145 | 4.0017 | 47.7621 | 4.6621 | 53.3481 | 5.5275 | 59.0655 | 6.7243 | 64.9271 | 8.0119 | 70.7346 | 9.3715 | 75.6808 | 10.7415 | 80.5939 | 12.0266 | 85.4879 | 17.2051 | 90.3416 | 34.5545 | 131.1803 | 52.8812 | 172.2154 | 70.9488 | 213.4479 | 88.7983 | 254.9537 | 106.2855 | 296.6447 | 122.8785 | 338.5563 | 139.9307 | 380.5678 | 156.3308 | 422.9689 | 172.6974 | 465.5182 | 189.1232 | 508.2808 | 205.5757 | 551.2559 | 221.8447 | 594.4429 | 238.0059 | 637.8404 | 254.0676 | 681.4481 | 267.0357 | 725.2647 | 267.317 | 731.634 |  | 1.8447 | 14.9957 | 2.0086 | 16.9711 | 2.1541 | 21.8207 | 2.2834 | 26.7847 | 2.4399 | 31.8227 | 2.7339 | 37.0004 | 3.344 | 42.3172 | 4.0017 | 47.768 | 4.6621 | 53.3583 | 5.5275 | 59.0816 | 10.778 | 64.9505 | 28.2891 | 106.0201 | 45.807 | 146.5686 | 63.3001 | 187.3787 | 80.6661 | 228.4499 | 97.8773 | 269.7002 | 115.2182 | 311.2762 | 133.534 | 352.9701 | 151.7334 | 394.8286 | 169.7079 | 436.9972 | 187.7659 | 479.3183 | 204.4955 | 521.8578 | 221.2145 | 564.4369 | 237.8366 | 607.4889 | 254.4565 | 650.6537 | 271.5909 | 694.0286 | 271.3783 | 700.4603 | 271.249 | 706.8799 | 270.9389 | 713.2879 | 270.9621 | 719.6862 | 271.0915 | 726.0751 | 271.1969 | 732.4556
Denton East |  | 54.3094 | 10.983 | 80.2086 | 12.3689 | 91.3373 | 15.8457 | 102.6671 | 19.3652 | 115.4722 | 22.9093 | 136.5731 | 26.5202 | 176.6801 | 30.177 | 219.0462 | 33.9084 | 260.5073 | 37.6737 | 315.4127 | 41.5259 | 399.6533 | 45.4275 | 503.8607 | 49.2564 | 607.3294 | 52.454 | 709.6895 | 55.6282 | 804.1233 | 58.7841 | 887.583 | 61.9371 | 972.5801 | 89.6332 | 1059.9166 | 117.3684 | 1140.1536 | 145.0598 | 1218.0265 | 172.8304 | 1289.4384 | 200.5377 | 1341.355 | 228.3425 | 1398.7529 | 256.1319 | 1457.1281 | 283.9015 | 1515.6613 | 311.7053 | 1569.2921 | 339.5232 | 1604.5888 | 367.3559 | 1639.2769 | 395.2039 | 1673.2929 | 423.0674 | 1707.7223 | 450.9473 | 1743.8519 | 478.8436 | 1778.2668 | 481.952 |  | 54.3094 | 10.983 | 56.5818 | 12.3689 | 59.4229 | 14.1297 | 61.7857 | 15.961 | 64.6038 | 17.8578 | 76.9891 | 19.5949 | 118.0762 | 20.87 | 160.8574 | 22.9708 | 202.2294 | 25.1172 | 256.8325 | 27.313 | 336.0006 | 29.557 | 421.3425 | 32.0805 | 505.851 | 33.7872 | 589.3097 | 35.4825 | 664.7825 | 37.1696 | 734.006 | 38.8582 | 817.8269 | 40.5279 | 902.5486 | 42.1999 | 987.0736 | 43.8432 | 1070.3271 | 45.4974 | 1141.7996 | 47.1228 | 1183.7679 | 48.7592 | 1226.6379 | 50.38 | 1268.571 | 51.9862 | 1312.2668 | 53.5885 | 1368.4758 | 55.1838 | 1424.0497 | 56.7719 | 1477.5264 | 58.3534 | 1528.9994 | 59.9286 | 1579.569 | 61.498 | 1624.455 | 63.0617 | 1648.9437 | 64.6203 |  | 54.3094 | 10.983 | 80.2086 | 12.3689 | 91.3373 | 14.3488 | 102.6671 | 16.4033 | 115.4722 | 18.528 | 136.5731 | 20.5469 | 176.6801 | 22.2155 | 219.0462 | 24.5626 | 260.5073 | 26.9605 | 315.4127 | 29.4148 | 399.6533 | 31.9237 | 503.8607 | 34.6756 | 607.3294 | 36.9923 | 709.6895 | 39.3003 | 804.1233 | 41.6023 | 887.583 | 43.9092 | 972.5801 | 46.1988 | 1059.9166 | 48.4946 | 1140.1536 | 50.7606 | 1218.0265 | 53.0431 | 1289.4384 | 55.2948 | 1341.355 | 57.5631 | 1398.7529 | 59.816 | 1457.1281 | 62.0548 | 1515.6613 | 64.2922 | 1569.2921 | 66.5235 | 1604.5888 | 68.7493 | 1639.2769 | 70.9699 | 1673.2929 | 73.1856 | 1707.7223 | 75.3965 | 1743.8519 | 77.6032 | 1778.2668 | 79.8058 |  | 54.3094 | 10.983 | 93.7019 | 12.3689 | 115.58 | 15.8457 | 135.9378 | 19.3652 | 157.9583 | 22.9093 | 190.6654 | 26.5202 | 232.5543 | 30.177 | 280.2456 | 33.9084 | 340.9824 | 37.6737 | 415.3059 | 41.5259 | 514.5417 | 45.4275 | 620.0032 | 49.2564 | 725.02 | 52.454 | 829.1153 | 55.6282 | 925.8646 | 58.7841 | 1170.1793 | 61.9371 | 1889.8727 | 89.6332 | 2615.0081 | 117.3684 | 3343.38 | 145.0598 | 4067.7576 | 172.8304 | 4776.7496 | 200.5377 | 5452.6749 | 228.3425 | 6133.6546 | 256.1319 | 6787.1029 | 283.9015 | 7438.7159 | 311.7053 | 8090.0724 | 339.5232 | 8741.5516 | 367.3559 | 9388.4012 | 395.2039 | 10031.5551 | 423.0674 | 10671.4647 | 450.9473 | 11051.116 | 478.8436 | 11076.4068 | 481.952 |  | 54.3094 | 10.983 | 93.7019 | 12.3689 | 115.58 | 15.8457 | 135.9378 | 19.3652 | 157.9583 | 22.9093 | 195.3244 | 26.5203 | 255.8415 | 30.1774 | 317.4964 | 33.9093 | 378.2331 | 37.6751 | 452.5566 | 41.5281 | 710.9309 | 45.4308 | 1452.6054 | 73.8008 | 2193.1262 | 101.5422 | 2932.082 | 129.2707 | 3662.6685 | 157.0037 | 4381.7059 | 184.794 | 5101.7554 | 212.5551 | 5829.624 | 240.3953 | 6558.7458 | 268.1379 | 7288.2602 | 296.0189 | 8006.8536 | 323.7829 | 8670.1557 | 351.6969 | 9334.7362 | 379.5762 | 9996.4197 | 407.4195 | 10657.5731 | 435.3063 | 10935.0135 | 463.2068 | 10959.8049 | 466.3845 | 10984.6734 | 469.5473 | 11009.1229 | 472.6957 | 11034.1519 | 475.8307 | 11059.3363 | 478.9528 | 11084.4199 | 482.0624
Denton West |  | 39.3666 | 7.714 | 67.2754 | 8.7096 | 77.7714 | 11.1789 | 89.4601 | 13.6931 | 102.5604 | 16.2354 | 126.4609 | 18.8373 | 172.6693 | 21.4915 | 221.47 | 24.2064 | 269.2346 | 26.9695 | 332.5241 | 29.7971 | 428.152 | 32.6799 | 542.1841 | 35.5236 | 655.3292 | 37.9241 | 767.3244 | 40.3079 | 870.7635 | 42.6803 | 961.7929 | 45.0411 | 1054.9924 | 65.2994 | 1151.4799 | 85.6233 | 1231.8672 | 105.9849 | 1307.0248 | 126.4462 | 1374.1496 | 146.9354 | 1426.2897 | 167.5164 | 1481.3181 | 188.1188 | 1535.6347 | 208.8183 | 1590.2916 | 229.5688 | 1641.853 | 250.381 | 1680.9052 | 271.2548 | 1719.47 | 292.1902 | 1757.5045 | 313.1869 | 1795.7546 | 334.2453 | 1835.1227 | 355.3648 | 1873.2534 | 358.1142 |  | 39.3666 | 7.714 | 40.6579 | 8.7096 | 42.2041 | 9.9683 | 44.012 | 11.284 | 46.1235 | 12.6514 | 59.3648 | 13.912 | 106.2036 | 14.8551 | 155.2334 | 16.3881 | 202.8969 | 17.9684 | 265.9316 | 19.5843 | 357.3477 | 21.2467 | 455.7558 | 23.1183 | 553.4323 | 24.4085 | 649.8476 | 25.6895 | 737.7034 | 26.9647 | 816.5341 | 28.2342 | 906.2808 | 29.5001 | 997.246 | 30.7595 | 1085.0001 | 32.0054 | 1170.7335 | 33.2578 | 1242.586 | 34.4969 | 1278.684 | 35.7391 | 1315.6051 | 36.9694 | 1351.8348 | 38.2036 | 1389.7603 | 39.4326 | 1430.7914 | 40.6592 | 1472.4619 | 41.8831 | 1513.7335 | 43.1048 | 1554.6074 | 44.3245 | 1595.8003 | 45.5425 | 1633.854 | 46.7589 | 1657.8248 | 47.974 |  | 39.3666 | 7.714 | 67.2754 | 8.7096 | 77.7714 | 10.1229 | 89.4601 | 11.5988 | 102.5604 | 13.1305 | 126.4609 | 14.5944 | 172.6693 | 15.8214 | 221.47 | 17.5346 | 269.2346 | 19.3002 | 332.5241 | 21.1068 | 428.152 | 22.9654 | 542.1841 | 25.008 | 655.3292 | 26.7453 | 767.3244 | 28.4767 | 870.7635 | 30.2055 | 961.7929 | 31.9311 | 1054.9924 | 33.6566 | 1151.4799 | 35.378 | 1231.8672 | 37.0872 | 1307.0248 | 38.8074 | 1374.1496 | 40.5149 | 1426.2897 | 42.2294 | 1481.3181 | 43.9325 | 1535.6347 | 45.6432 | 1590.2916 | 47.3507 | 1641.853 | 49.0577 | 1680.9052 | 50.7643 | 1719.47 | 52.4709 | 1757.5045 | 54.1776 | 1795.7546 | 55.8844 | 1835.1227 | 57.5918 | 1873.2534 | 59.2996 |  | 39.3666 | 7.714 | 81.7898 | 8.7096 | 102.3277 | 11.1789 | 123.7814 | 13.6931 | 146.5312 | 16.2354 | 181.2505 | 18.8373 | 228.6286 | 21.4915 | 281.7974 | 24.2064 | 345.3804 | 26.9695 | 424.6262 | 29.7971 | 532.5397 | 32.6799 | 647.6139 | 35.5236 | 762.1754 | 37.9241 | 875.7969 | 40.3079 | 981.2931 | 42.6803 | 1192.4871 | 45.0411 | 1757.8791 | 65.2994 | 2319.5034 | 85.6233 | 2878.7095 | 105.9849 | 3434.1621 | 126.4462 | 3978.0673 | 146.9354 | 4496.4862 | 167.5164 | 5018.0909 | 188.1188 | 5519.3869 | 208.8183 | 6019.745 | 229.5688 | 6520.5138 | 250.381 | 7021.8699 | 271.2548 | 7520.0844 | 292.1902 | 8015.9353 | 313.1869 | 8509.7912 | 334.2453 | 8869.1338 | 355.3648 | 8905.9477 | 358.1142 |  | 39.3666 | 7.714 | 81.7898 | 8.7096 | 102.3277 | 11.1789 | 123.7814 | 13.6931 | 146.5312 | 16.2354 | 185.0608 | 18.8376 | 247.6733 | 21.4924 | 312.2619 | 24.2082 | 375.8448 | 26.9727 | 455.0906 | 29.8022 | 681.4687 | 32.6872 | 1270.2174 | 53.2352 | 1857.8446 | 73.4316 | 2444.0397 | 93.6933 | 3021.3934 | 114.026 | 3586.0326 | 134.4259 | 4151.6198 | 154.9026 | 4714.5235 | 175.4376 | 5275.1189 | 195.9834 | 5834.4053 | 216.6586 | 6384.5677 | 237.3349 | 6892.3612 | 258.1202 | 7401.5364 | 278.9042 | 7909.027 | 299.8021 | 8416.5597 | 320.7447 | 8748.3975 | 341.748 | 8783.3254 | 344.5375 | 8818.8944 | 347.3188 | 8851.7502 | 350.0921 | 8888.4841 | 352.8584 | 8926.4932 | 355.6176 | 8963.4833 | 358.3705
Dickinson St |  | 13.5848 | 12.7991 | 14.146 | 14.4852 | 14.7972 | 18.6243 | 15.2094 | 22.8612 | 15.7043 | 27.1613 | 16.388 | 31.5798 | 17.4798 | 36.1162 | 18.6718 | 40.7658 | 19.8524 | 45.5335 | 21.3758 | 50.4135 | 24.7402 | 55.4165 | 32.0595 | 60.3732 | 39.418 | 64.5949 | 46.7572 | 68.7884 | 53.8111 | 72.9655 | 60.7022 | 77.1082 | 67.6752 | 111.9647 | 74.6815 | 146.9889 | 89.0552 | 182.1816 | 105.5726 | 217.6075 | 120.4124 | 253.1915 | 127.7401 | 288.9638 | 140.5988 | 324.8214 | 157.6692 | 361.0115 | 174.6738 | 397.3281 | 188.8514 | 433.8268 | 191.9967 | 470.5068 | 194.6934 | 507.3676 | 196.9266 | 544.4082 | 199.319 | 581.6282 | 202.6184 | 619.0264 | 204.8903 | 624.4627 |  | 13.5848 | 12.7991 | 14.0598 | 14.4852 | 14.6277 | 16.6074 | 14.9457 | 18.8361 | 15.3091 | 21.1591 | 15.7956 | 23.3134 | 16.6988 | 24.9515 | 17.7081 | 27.5836 | 18.6593 | 30.3181 | 19.9074 | 33.113 | 21.6779 | 36.0044 | 23.6787 | 39.2629 | 25.6389 | 41.5449 | 27.6471 | 43.8095 | 29.3765 | 46.0649 | 32.4803 | 48.3001 | 41.0567 | 50.5446 | 50.7074 | 52.7653 | 61.052 | 54.9741 | 72.014 | 57.1919 | 83.6853 | 59.3985 | 97.1741 | 61.6031 | 110.6469 | 63.7862 | 123.5502 | 65.9977 | 136.291 | 68.1969 | 172.5976 | 70.3958 | 210.2346 | 72.5941 | 248.1238 | 74.7925 | 286.171 | 76.9912 | 325.0286 | 79.1908 | 361.1895 | 81.3913 | 383.2834 | 83.5932 |  | 13.5848 | 12.7991 | 14.146 | 14.4852 | 14.7972 | 16.865 | 15.2094 | 19.3646 | 15.7043 | 21.9668 | 16.388 | 24.4668 | 17.4798 | 26.5876 | 18.6718 | 29.53 | 19.8524 | 32.5852 | 21.3758 | 35.7104 | 24.7402 | 38.9433 | 32.0595 | 42.5016 | 39.418 | 45.5545 | 46.7572 | 48.5977 | 53.8111 | 51.6387 | 60.7022 | 54.6645 | 67.6752 | 57.7089 | 74.6815 | 60.7333 | 89.0552 | 63.7506 | 105.5726 | 66.7855 | 120.4124 | 69.8132 | 127.7401 | 72.8452 | 140.5988 | 75.8575 | 157.6692 | 78.9093 | 174.6738 | 81.9527 | 188.8514 | 85.0006 | 191.9967 | 88.0536 | 194.6934 | 91.1121 | 196.9266 | 94.176 | 199.319 | 97.2458 | 202.6184 | 100.3218 | 204.8903 | 103.4039 |  | 13.5848 | 12.7991 | 14.2807 | 14.4852 | 15.199 | 18.6243 | 15.7722 | 22.8612 | 16.5023 | 27.1613 | 17.5035 | 31.5798 | 18.9564 | 36.1162 | 21.8626 | 40.7658 | 28.6299 | 45.5335 | 35.8733 | 50.4135 | 43.8192 | 55.4165 | 52.0745 | 60.3732 | 60.734 | 64.5949 | 69.5723 | 68.7884 | 78.408 | 72.9655 | 107.138 | 77.1082 | 196.1963 | 111.9647 | 290.7017 | 146.9889 | 386.1279 | 182.1816 | 481.4075 | 217.6075 | 574.9723 | 253.1915 | 663.9391 | 288.9638 | 752.1539 | 324.8214 | 836.8213 | 361.0115 | 922.2674 | 397.3281 | 1009.0435 | 433.8268 | 1096.9182 | 470.5068 | 1184.8795 | 507.3676 | 1273.1993 | 544.4082 | 1361.7744 | 581.6282 | 1540.6858 | 619.0264 | 1552.1242 | 624.4627 |  | 13.5848 | 12.7991 | 14.2807 | 14.4852 | 15.199 | 18.6243 | 15.7722 | 22.8612 | 16.5023 | 27.1613 | 18.7661 | 31.5805 | 25.2664 | 36.1185 | 31.9552 | 40.7708 | 38.7226 | 45.5423 | 45.966 | 50.4272 | 73.9126 | 55.4364 | 162.1677 | 90.49 | 250.5864 | 125.0989 | 339.053 | 159.9311 | 427.2843 | 194.9861 | 515.4273 | 230.194 | 604.3854 | 265.6798 | 698.5489 | 301.2663 | 793.5758 | 336.9933 | 889.327 | 372.9849 | 982.3194 | 409.1067 | 1067.3515 | 445.4149 | 1152.9871 | 481.757 | 1238.8566 | 518.5027 | 1325.6623 | 555.3446 | 1635.6482 | 592.3658 | 1640.2848 | 597.8554 | 1646.8201 | 603.3346 | 1647.4711 | 608.804 | 1657.3794 | 614.2651 | 1670.4676 | 619.7181 | 1681.5231 | 625.1639
Didsbury |  | 78.4331 | 12.3321 | 113.3088 | 13.9566 | 127.6824 | 17.9448 | 142.2961 | 22.0271 | 158.7268 | 26.1703 | 190.9147 | 30.4275 | 257.2798 | 34.7984 | 327.3975 | 39.2784 | 396.0136 | 43.8722 | 486.8554 | 48.5741 | 619.535 | 53.3945 | 765.369 | 58.1704 | 909.9952 | 62.2381 | 1052.9227 | 66.2785 | 1183.2935 | 70.3032 | 1295.9379 | 74.2948 | 1411.5966 | 107.8795 | 1531.739 | 141.6258 | 1630.7073 | 175.5345 | 1710.8601 | 209.6678 | 1770.325 | 243.9535 | 1827.5342 | 278.4206 | 1904.6294 | 312.9698 | 1999.3004 | 347.8395 | 2094.0521 | 382.831 | 2181.1242 | 417.9979 | 2238.8126 | 453.3397 | 2295.4357 | 488.8556 | 2350.9436 | 524.5446 | 2407.0556 | 560.4066 | 2465.8065 | 596.4403 | 2521.9066 | 601.6783 |  | 78.4331 | 12.3321 | 81.1828 | 13.9566 | 84.5159 | 16.0014 | 87.0943 | 18.1489 | 90.062 | 20.3871 | 108.7808 | 22.4627 | 175.5975 | 24.0411 | 245.7737 | 26.5772 | 313.924 | 29.2119 | 404.0931 | 31.9048 | 534.8073 | 34.6907 | 675.5822 | 37.8303 | 815.4498 | 40.0291 | 953.394 | 42.2111 | 1078.7791 | 44.3841 | 1187.3029 | 46.5378 | 1304.5671 | 48.7004 | 1427.0738 | 50.84 | 1527.441 | 52.9683 | 1620.0572 | 55.1052 | 1695.0308 | 57.2313 | 1725.765 | 59.3554 | 1756.7036 | 61.4589 | 1787.1611 | 63.5897 | 1816.1035 | 65.7086 | 1925.9979 | 67.8273 | 2038.0299 | 69.9454 | 2149.4528 | 72.0636 | 2260.3231 | 74.182 | 2372.5339 | 76.3014 | 2476.9992 | 78.4216 | 2544.6655 | 80.5432 |  | 78.4331 | 12.3321 | 113.3088 | 13.9566 | 127.6824 | 16.2496 | 142.2961 | 18.658 | 158.7268 | 21.1653 | 190.9147 | 23.5741 | 257.2798 | 25.6176 | 327.3975 | 28.4525 | 396.0136 | 31.3963 | 486.8554 | 34.4074 | 619.535 | 37.5224 | 765.369 | 40.9509 | 909.9952 | 43.8924 | 1052.9227 | 46.8245 | 1183.2935 | 49.7546 | 1295.9379 | 52.67 | 1411.5966 | 55.6033 | 1531.739 | 58.5173 | 1630.7073 | 61.4245 | 1710.8601 | 64.3487 | 1770.325 | 67.266 | 1827.5342 | 70.1873 | 1904.6294 | 73.0897 | 1999.3004 | 76.0302 | 2094.0521 | 78.9625 | 2181.1242 | 81.8992 | 2238.8126 | 84.8408 | 2295.4357 | 87.7877 | 2350.9436 | 90.7399 | 2407.0556 | 93.6977 | 2465.8065 | 96.6614 | 2521.9066 | 99.6311 |  | 78.4331 | 12.3321 | 131.3927 | 13.9566 | 159.103 | 17.9448 | 185.8568 | 22.0271 | 214.3738 | 26.1703 | 259.7965 | 30.4275 | 327.8403 | 34.7984 | 400.2306 | 39.2784 | 474.454 | 43.8722 | 571.2317 | 48.5741 | 709.1892 | 53.3945 | 857.5687 | 58.1704 | 1005.5313 | 62.2381 | 1152.2851 | 66.2785 | 1287.4223 | 70.3032 | 1541.1598 | 74.2948 | 2203.711 | 107.8795 | 2865.4015 | 141.6258 | 3515.3282 | 175.5345 | 4157.0688 | 209.6678 | 4786.5912 | 243.9535 | 5387.9479 | 278.4206 | 6004.5966 | 312.9698 | 6601.1885 | 347.8395 | 7198.2601 | 382.831 | 7797.6795 | 417.9979 | 8399.432 | 453.3397 | 8998.8488 | 488.8556 | 9596.9286 | 524.5446 | 10193.7513 | 560.4066 | 10803.1025 | 596.4403 | 10875.2628 | 601.6783 |  | 78.4331 | 12.3321 | 131.3927 | 13.9566 | 159.103 | 17.9448 | 185.8568 | 22.0271 | 214.3738 | 26.1703 | 260.8396 | 30.4283 | 333.0543 | 34.8007 | 408.571 | 39.2832 | 482.7944 | 43.8806 | 579.5721 | 48.5873 | 854.0338 | 53.4138 | 1548.176 | 87.1883 | 2241.0538 | 120.5345 | 2932.0849 | 154.0958 | 3610.4121 | 187.8717 | 4270.889 | 221.795 | 4933.1153 | 255.9861 | 5593.7338 | 290.2742 | 6249.3464 | 324.6976 | 6895.4374 | 359.376 | 7541.3022 | 394.1799 | 8143.18 | 429.1633 | 8747.8697 | 464.1794 | 9351.8372 | 499.5843 | 9957.4004 | 535.082 | 10721.835 | 570.7524 | 10785.6853 | 576.0417 | 10852.5088 | 581.321 | 10907.4266 | 586.5909 | 10979.5855 | 591.8527 | 11057.5303 | 597.1068 | 11130.8988 | 602.3539
Dodgson Rd |  | 33.6736 | 7.7313 | 52.499 | 8.6737 | 60.1774 | 11.0618 | 67.6495 | 13.4172 | 76.0092 | 15.7703 | 91.7591 | 18.1427 | 122.5231 | 20.5594 | 155.0118 | 22.9848 | 186.804 | 25.4529 | 228.9337 | 27.9357 | 291.4965 | 30.4479 | 363.0013 | 32.8971 | 433.9191 | 34.9363 | 504.0183 | 36.899 | 568.1988 | 38.8635 | 623.9942 | 40.7692 | 681.0745 | 58.7713 | 740.113 | 76.631 | 787.0583 | 94.4233 | 828.8308 | 112.0369 | 864.7459 | 129.5252 | 894.9734 | 146.9976 | 930.3694 | 164.3517 | 969.2778 | 181.5313 | 1008.2818 | 198.6451 | 1044.6143 | 215.6608 | 1070.7588 | 232.5812 | 1096.5528 | 249.4086 | 1121.9653 | 266.145 | 1147.5974 | 282.7929 | 1174.1638 | 299.3539 | 1199.7749 | 300.3707 |  | 33.6736 | 7.7313 | 34.9878 | 8.6737 | 36.6228 | 9.8639 | 37.6744 | 11.0727 | 38.891 | 12.3223 | 47.4873 | 13.4493 | 78.5302 | 14.276 | 111.1096 | 15.6429 | 142.8072 | 17.056 | 184.7621 | 18.4742 | 245.6372 | 19.9232 | 311.1724 | 21.5507 | 376.1715 | 22.6378 | 440.3124 | 23.6793 | 498.5249 | 24.7258 | 549.6129 | 25.7384 | 604.8243 | 26.7424 | 660.3491 | 27.7296 | 713.0267 | 28.7235 | 763.664 | 29.6858 | 804.7609 | 30.6356 | 821.5667 | 31.5958 | 838.572 | 32.5407 | 855.1466 | 33.4609 | 871.8716 | 34.3776 | 906.0331 | 35.2846 | 940.1448 | 36.182 | 973.3575 | 37.0702 | 1005.6739 | 37.9496 | 1037.7045 | 38.8206 | 1066.6165 | 39.6833 | 1083.6487 | 40.5383 |  | 33.6736 | 7.7313 | 52.499 | 8.6737 | 60.1774 | 10.0169 | 67.6495 | 11.3651 | 76.0092 | 12.7543 | 91.7591 | 14.0563 | 122.5231 | 15.1352 | 155.0118 | 16.6497 | 186.804 | 18.2149 | 228.9337 | 19.7883 | 291.4965 | 21.3969 | 363.0013 | 23.1589 | 433.9191 | 24.6382 | 504.0183 | 26.0684 | 568.1988 | 27.5042 | 623.9942 | 28.9026 | 681.0745 | 30.2919 | 740.113 | 31.6626 | 787.0583 | 33.0414 | 828.8308 | 34.385 | 864.7459 | 35.7143 | 894.9734 | 37.0567 | 930.3694 | 38.382 | 969.2778 | 39.6788 | 1008.2818 | 40.9724 | 1044.6143 | 42.2549 | 1070.7588 | 43.5267 | 1096.5528 | 44.7883 | 1121.9653 | 46.0399 | 1147.5974 | 47.2818 | 1174.1638 | 48.5144 | 1199.7749 | 49.738 |  | 33.6736 | 7.7313 | 62.3389 | 8.6737 | 77.4672 | 11.0618 | 91.2584 | 13.4172 | 105.8154 | 15.7703 | 128.2759 | 18.1427 | 159.6718 | 20.5594 | 193.9406 | 22.9848 | 231.8619 | 25.4529 | 280.2195 | 27.9357 | 347.6645 | 30.4479 | 419.8516 | 32.8971 | 491.7021 | 34.9363 | 562.879 | 36.899 | 628.4228 | 38.8635 | 768.1383 | 40.7692 | 1155.0926 | 58.7713 | 1539.4041 | 76.631 | 1923.8372 | 94.4233 | 2305.7338 | 112.0369 | 2679.8779 | 129.5252 | 3036.2934 | 146.9976 | 3398.301 | 164.3517 | 3746.8551 | 181.5313 | 4094.5983 | 198.6451 | 4442.4617 | 215.6608 | 4790.5661 | 232.5812 | 5136.3054 | 249.4086 | 5480.2168 | 266.145 | 5822.5796 | 282.7929 | 6047.2614 | 299.3539 | 6069.6342 | 300.3707 |  | 33.6736 | 7.7313 | 62.3389 | 8.6737 | 77.4672 | 11.0618 | 91.2584 | 13.4172 | 105.8154 | 15.7703 | 129.7135 | 18.1415 | 166.8573 | 20.5555 | 205.4346 | 22.9765 | 243.356 | 25.4385 | 291.7136 | 27.9134 | 442.0054 | 30.4155 | 845.4506 | 49.2188 | 1248.1331 | 67.5154 | 1649.7857 | 85.5801 | 2045.3053 | 103.5742 | 2432.1669 | 121.3514 | 2819.2804 | 139.0171 | 3204.8471 | 156.5354 | 3590.6047 | 174.0458 | 3975.2049 | 191.3287 | 4356.9828 | 208.4897 | 4710.5304 | 225.6952 | 5064.7462 | 242.7741 | 5417.607 | 259.6486 | 5770.3369 | 276.4777 | 5961.4494 | 293.2128 | 5982.8088 | 294.2497 | 6004.4245 | 295.2807 | 6024.9677 | 296.3056 | 6047.0615 | 297.3248 | 6069.6428 | 298.338 | 6091.8716 | 299.3455
Douglas St |  | 21.6622 | 9.2361 | 31.9375 | 10.3619 | 36.0914 | 13.2148 | 40.5464 | 16.0286 | 45.5647 | 18.8396 | 54.8465 | 21.6739 | 73.4592 | 24.5609 | 93.1288 | 27.4583 | 112.3812 | 30.4068 | 137.875 | 33.3729 | 176.1371 | 36.374 | 221.1618 | 39.2999 | 265.8552 | 41.7359 | 310.0828 | 44.0806 | 350.8057 | 46.4275 | 386.5667 | 48.7042 | 423.1919 | 70.21 | 461.0971 | 91.5457 | 495.2922 | 112.801 | 526.208 | 133.8427 | 551.963 | 154.7348 | 572.4671 | 175.6078 | 597.3018 | 196.3396 | 625.0048 | 216.8629 | 652.8091 | 237.3076 | 678.3673 | 257.6351 | 694.9403 | 277.8487 | 711.1647 | 297.9512 | 727.0238 | 317.945 | 743.0401 | 337.8331 | 759.8422 | 357.6174 | 775.8039 | 358.8321 |  | 21.6622 | 9.2361 | 22.4064 | 10.3619 | 23.304 | 11.7837 | 24.1601 | 13.2278 | 25.1563 | 14.7206 | 30.5778 | 16.0669 | 49.389 | 17.0546 | 69.0974 | 18.6874 | 88.2287 | 20.3756 | 113.5231 | 22.0699 | 150.1881 | 23.8008 | 189.6806 | 25.7452 | 228.9007 | 27.0438 | 267.6088 | 28.288 | 302.8119 | 29.5382 | 334.3294 | 30.7479 | 371.1718 | 31.9473 | 409.5213 | 33.1266 | 443.6643 | 34.3139 | 476.3955 | 35.4636 | 504.2787 | 36.5982 | 519.9122 | 37.7453 | 535.8006 | 38.8741 | 551.3574 | 39.9734 | 567.155 | 41.0685 | 598.5998 | 42.152 | 630.8258 | 43.2241 | 663.0019 | 44.2852 | 695.1143 | 45.3357 | 727.6926 | 46.3763 | 758.0242 | 47.4069 | 777.4561 | 48.4283 |  | 21.6622 | 9.2361 | 31.9375 | 10.3619 | 36.0914 | 11.9665 | 40.5464 | 13.5771 | 45.5647 | 15.2367 | 54.8465 | 16.7921 | 73.4592 | 18.081 | 93.1288 | 19.8903 | 112.3812 | 21.7601 | 137.875 | 23.6397 | 176.1371 | 25.5614 | 221.1618 | 27.6664 | 265.8552 | 29.4336 | 310.0828 | 31.1421 | 350.8057 | 32.8574 | 386.5667 | 34.528 | 423.1919 | 36.1877 | 461.0971 | 37.8251 | 495.2922 | 39.4723 | 526.208 | 41.0774 | 551.963 | 42.6655 | 572.4671 | 44.2691 | 597.3018 | 45.8524 | 625.0048 | 47.4016 | 652.8091 | 48.9469 | 678.3673 | 50.479 | 694.9403 | 51.9983 | 711.1647 | 53.5055 | 727.0238 | 55.0007 | 743.0401 | 56.4843 | 759.8422 | 57.9568 | 775.8039 | 59.4185 |  | 21.6622 | 9.2361 | 37.2457 | 10.3619 | 45.2379 | 13.2148 | 53.3265 | 16.0286 | 61.995 | 18.8396 | 75.4644 | 21.6739 | 94.6808 | 24.5609 | 116.0509 | 27.4583 | 140.9936 | 30.4068 | 172.2646 | 33.3729 | 215.1321 | 36.374 | 260.9493 | 39.2999 | 306.6633 | 41.7359 | 352.021 | 44.0806 | 394.218 | 46.4275 | 483.4733 | 48.7042 | 728.9421 | 70.21 | 976.2579 | 91.5457 | 1221.4032 | 112.801 | 1464.4174 | 133.8427 | 1702.6013 | 154.7348 | 1929.8216 | 175.6078 | 2159.8485 | 196.3396 | 2381.3709 | 216.8629 | 2602.925 | 237.3076 | 2825.1908 | 257.6351 | 3048.1501 | 277.8487 | 3270.0698 | 297.9512 | 3491.3373 | 317.945 | 3711.9197 | 337.8331 | 3920.5432 | 357.6174 | 3940.1735 | 358.8321 |  | 21.6622 | 9.2361 | 37.2457 | 10.3619 | 45.2379 | 13.2148 | 53.3265 | 16.0286 | 61.995 | 18.8396 | 76.7806 | 21.6724 | 101.2598 | 24.5562 | 126.5749 | 27.4484 | 151.5176 | 30.3897 | 182.7886 | 33.3462 | 277.7749 | 36.3353 | 531.9721 | 58.7983 | 785.7909 | 80.656 | 1039.0678 | 102.2366 | 1288.7673 | 123.733 | 1533.428 | 144.9701 | 1778.8811 | 166.0741 | 2026.292 | 187.002 | 2272.5371 | 207.9205 | 2517.1998 | 228.5672 | 2759.1412 | 249.0683 | 2983.0962 | 269.6225 | 3207.8885 | 290.0255 | 3432.1959 | 310.1843 | 3656.9637 | 330.2888 | 3907.8977 | 350.2811 | 3924.7057 | 351.5198 | 3942.3943 | 352.7514 | 3956.4821 | 353.9758 | 3975.7739 | 355.1934 | 3996.7696 | 356.4038 | 4016.4549 | 357.6074
Droylsden East |  | 54.3646 | 9.9971 | 85.8586 | 11.2642 | 98.3184 | 14.4358 | 112.724 | 17.6499 | 129.0108 | 20.8892 | 155.4826 | 24.1925 | 205.4392 | 27.5426 | 258.2154 | 30.9627 | 309.8767 | 34.4197 | 378.2796 | 37.9568 | 482.3188 | 41.5439 | 608.5865 | 45.0679 | 733.9406 | 48.0173 | 858.0274 | 50.9453 | 972.6842 | 53.8571 | 1073.9432 | 56.7638 | 1177.439 | 82.176 | 1284.2995 | 107.6334 | 1376.2792 | 133.0682 | 1464.3625 | 158.5862 | 1545.8912 | 184.0646 | 1606.6038 | 209.6377 | 1673.7887 | 235.2048 | 1742.7876 | 260.7818 | 1812.1853 | 286.3967 | 1876.3838 | 312.0374 | 1920.2799 | 337.7044 | 1963.4479 | 363.3982 | 2005.8202 | 389.1187 | 2048.6097 | 414.8668 | 2093.2715 | 440.6422 | 2136.0102 | 443.6137 |  | 54.3646 | 9.9971 | 56.3467 | 11.2642 | 58.7557 | 12.8724 | 61.8576 | 14.5467 | 65.5584 | 16.2821 | 81.224 | 17.8734 | 132.5213 | 19.046 | 185.8487 | 20.9727 | 237.4247 | 22.9447 | 305.4513 | 24.9619 | 404.0241 | 27.0262 | 510.2588 | 29.348 | 615.5569 | 30.9245 | 719.5847 | 32.4903 | 814.1249 | 34.0486 | 899.9988 | 35.6066 | 1000.2741 | 37.1498 | 1101.3431 | 38.6931 | 1201.1989 | 40.2119 | 1299.2212 | 41.7404 | 1381.987 | 43.2443 | 1426.5973 | 44.7571 | 1472.4533 | 46.2555 | 1517.5262 | 47.7442 | 1564.5786 | 49.2287 | 1626.9881 | 50.7074 | 1690.0308 | 52.1802 | 1752.0835 | 53.6476 | 1813.243 | 55.1098 | 1874.7525 | 56.5674 | 1931.161 | 58.0204 | 1965.0829 | 59.4693 |  | 54.3646 | 9.9971 | 85.8586 | 11.2642 | 98.3184 | 13.0721 | 112.724 | 14.9504 | 129.0108 | 16.8943 | 155.4826 | 18.7435 | 205.4392 | 20.2761 | 258.2154 | 22.4288 | 309.8767 | 24.6318 | 378.2796 | 26.8866 | 482.3188 | 29.1945 | 608.5865 | 31.727 | 733.9406 | 33.8634 | 858.0274 | 35.9919 | 972.6842 | 38.1154 | 1073.9432 | 40.2417 | 1177.439 | 42.3552 | 1284.2995 | 44.4723 | 1376.2792 | 46.5644 | 1464.3625 | 48.6714 | 1545.8912 | 50.7526 | 1606.6038 | 52.8477 | 1673.7887 | 54.9288 | 1742.7876 | 57.0013 | 1812.1853 | 59.072 | 1876.3838 | 61.1381 | 1920.2799 | 63.2001 | 1963.4479 | 65.2583 | 2005.8202 | 67.3128 | 2048.6097 | 69.364 | 2093.2715 | 71.4122 | 2136.0102 | 73.4574 |  | 54.3646 | 9.9971 | 102.1565 | 11.2642 | 126.4068 | 14.4358 | 152.2254 | 17.6499 | 180.1963 | 20.8892 | 221.5302 | 24.1925 | 273.8747 | 27.5426 | 332.4941 | 30.9627 | 404.6733 | 34.4197 | 493.7594 | 37.9568 | 613.9332 | 41.5439 | 741.9617 | 45.0679 | 869.4666 | 48.0173 | 995.913 | 50.9453 | 1113.8156 | 53.8571 | 1400.1443 | 56.7638 | 2231.7975 | 82.176 | 3067.8798 | 107.6334 | 3904.889 | 133.0682 | 4737.7092 | 158.5862 | 5553.302 | 184.0646 | 6332.1617 | 209.6377 | 7119.1028 | 235.2048 | 7875.5518 | 260.7818 | 8630.7724 | 286.3967 | 9386.612 | 312.0374 | 10143.5062 | 337.7044 | 10895.9874 | 363.3982 | 11645.1765 | 389.1187 | 12391.3126 | 414.8668 | 12944.7999 | 440.6422 | 12988.2272 | 443.6137 |  | 54.3646 | 9.9971 | 102.1565 | 11.2642 | 126.4068 | 14.4358 | 152.2254 | 17.6499 | 180.1963 | 20.8892 | 226.433 | 24.1927 | 298.3804 | 27.5431 | 371.694 | 30.9638 | 443.8732 | 34.4216 | 532.9593 | 37.9597 | 835.4544 | 41.5482 | 1692.3673 | 67.5278 | 2547.9795 | 92.9578 | 3401.8965 | 118.3946 | 4245.9969 | 143.8527 | 5076.2646 | 169.3696 | 5908.4565 | 194.8844 | 6747.9256 | 220.4719 | 7585.8964 | 245.9905 | 8424.6682 | 271.6431 | 9252.5069 | 297.2102 | 10018.6148 | 322.9147 | 10787.1232 | 348.5933 | 11553.1078 | 374.2743 | 12319.3732 | 399.9983 | 12842.6405 | 425.7476 | 12882.9838 | 428.7801 | 12924.5675 | 431.7995 | 12961.1973 | 434.8064 | 13004.9879 | 437.8018 | 13051.219 | 440.7858 | 13095.4712 | 443.7591
Dukinfield |  | 19.0213 | 3.3035 | 28.0686 | 3.7204 | 31.8854 | 4.7662 | 35.6281 | 5.8248 | 39.8397 | 6.8908 | 47.3525 | 7.9769 | 61.8545 | 9.0769 | 77.1756 | 10.1992 | 92.17 | 11.3318 | 112.0191 | 12.4905 | 141.8968 | 13.664 | 177.3061 | 14.8157 | 212.4517 | 15.7775 | 247.208 | 16.7323 | 279.1429 | 17.6815 | 307.1511 | 18.6299 | 335.752 | 26.9605 | 365.2465 | 35.3029 | 390.9141 | 43.6322 | 414.9003 | 51.9852 | 436.1288 | 60.3192 | 452.5308 | 68.6825 | 472.0118 | 77.0413 | 493.3853 | 85.394 | 514.8013 | 93.757 | 534.3898 | 102.1243 | 547.1514 | 110.496 | 559.6795 | 118.8723 | 571.9537 | 127.2533 | 584.3774 | 135.6393 | 597.4271 | 144.0301 | 609.8447 | 144.9651 |  | 19.0213 | 3.3035 | 19.7778 | 3.7204 | 20.7134 | 4.25 | 21.3688 | 4.8009 | 22.1399 | 5.3714 | 26.3583 | 5.8939 | 41.0483 | 6.2774 | 56.4317 | 6.9093 | 71.3539 | 7.5549 | 91.0771 | 8.2154 | 119.6752 | 8.8904 | 150.4991 | 9.6494 | 181.0452 | 10.1628 | 211.2091 | 10.6727 | 238.5356 | 11.1801 | 263.0513 | 11.6881 | 291.147 | 12.1903 | 319.5364 | 12.6932 | 347.105 | 13.1875 | 373.9372 | 13.6851 | 396.4605 | 14.1739 | 408.0693 | 14.6661 | 419.8359 | 15.1537 | 431.3073 | 15.6368 | 442.9957 | 16.1188 | 465.1262 | 16.5986 | 487.2716 | 17.0763 | 508.8706 | 17.552 | 529.944 | 18.0258 | 550.9215 | 18.4978 | 569.9055 | 18.9682 | 580.9475 | 19.437 |  | 19.0213 | 3.3035 | 28.0686 | 3.7204 | 31.8854 | 4.3159 | 35.6281 | 4.9339 | 39.8397 | 5.573 | 47.3525 | 6.1802 | 61.8545 | 6.6821 | 77.1756 | 7.3881 | 92.17 | 8.1094 | 112.0191 | 8.8476 | 141.8968 | 9.6022 | 177.3061 | 10.43 | 212.4517 | 11.1268 | 247.208 | 11.821 | 279.1429 | 12.5135 | 307.1511 | 13.2073 | 335.752 | 13.896 | 365.2465 | 14.5866 | 390.9141 | 15.2681 | 414.9003 | 15.9547 | 436.1288 | 16.632 | 452.5308 | 17.3142 | 472.0118 | 17.9919 | 493.3853 | 18.6653 | 514.8013 | 19.3383 | 534.3898 | 20.0094 | 547.1514 | 20.6789 | 559.6795 | 21.3469 | 571.9537 | 22.0133 | 584.3774 | 22.6783 | 597.4271 | 23.3421 | 609.8447 | 24.0046 |  | 19.0213 | 3.3035 | 32.7622 | 3.7204 | 40.2085 | 4.7662 | 47.0239 | 5.8248 | 54.3066 | 6.8908 | 65.3641 | 7.9769 | 80.3337 | 9.0769 | 97.0244 | 10.1992 | 116.7709 | 11.3318 | 141.3981 | 12.4905 | 175.065 | 13.664 | 211.0021 | 14.8157 | 246.7788 | 15.7775 | 282.1454 | 16.7323 | 315.0706 | 17.6815 | 401.2613 | 18.6299 | 658.9547 | 26.9605 | 918.872 | 35.3029 | 1179.9029 | 43.6322 | 1439.687 | 51.9852 | 1694.2548 | 60.3192 | 1936.7609 | 68.6825 | 2182.717 | 77.0413 | 2419.2609 | 85.394 | 2655.3418 | 93.757 | 2891.4815 | 102.1243 | 3127.8422 | 110.496 | 3362.7189 | 118.8723 | 3596.5334 | 127.2533 | 3829.177 | 135.6393 | 3987.4409 | 144.0301 | 3998.7812 | 144.9651 |  | 19.0213 | 3.3035 | 32.7622 | 3.7204 | 40.2085 | 4.7662 | 47.0239 | 5.8248 | 54.3066 | 6.8908 | 66.483 | 7.977 | 85.9265 | 9.077 | 105.9708 | 10.1995 | 125.7173 | 11.3322 | 150.3445 | 12.4911 | 241.3802 | 13.665 | 506.6708 | 22.1983 | 771.5663 | 30.5426 | 1035.9182 | 38.883 | 1297.3289 | 47.2247 | 1554.6477 | 55.5837 | 1812.4989 | 63.9339 | 2073.551 | 72.3079 | 2335.0872 | 80.6525 | 2596.7319 | 89.0387 | 2856.2536 | 97.3898 | 3096.3079 | 105.786 | 3336.7654 | 114.1717 | 3576.2894 | 122.5467 | 3815.8228 | 130.9347 | 3954.5685 | 139.3268 | 3965.2288 | 140.2826 | 3976.1393 | 141.2339 | 3986.0279 | 142.1809 | 3997.3882 | 143.1239 | 4009.242 | 144.063 | 4020.7 | 144.9983
Dumers Lane |  | 15.3388 | 5.1023 | 24.1325 | 5.7494 | 27.603 | 7.3659 | 31.4283 | 9.0165 | 35.7368 | 10.6857 | 43.0705 | 12.3843 | 56.8796 | 14.1131 | 71.4708 | 15.8655 | 85.7546 | 17.6493 | 104.664 | 19.4685 | 132.6325 | 21.3106 | 164.396 | 23.1313 | 195.914 | 24.6455 | 227.0887 | 26.1628 | 255.6692 | 27.6594 | 280.5656 | 29.1575 | 306.0906 | 42.2123 | 332.5551 | 55.2985 | 352.4707 | 68.4034 | 370.4921 | 81.5312 | 386.976 | 94.6777 | 400.5638 | 107.8433 | 417.6664 | 121.0087 | 437.6295 | 134.2129 | 457.7222 | 147.4266 | 476.2546 | 160.6567 | 488.6073 | 173.9031 | 500.7387 | 187.1657 | 512.6309 | 200.4441 | 524.6544 | 213.7384 | 537.2541 | 227.0481 | 549.2778 | 228.6073 |  | 15.3388 | 5.1023 | 15.8917 | 5.7494 | 16.5634 | 6.5682 | 17.2877 | 7.4275 | 18.1447 | 8.3212 | 22.3024 | 9.1378 | 36.3643 | 9.7441 | 51.0445 | 10.7273 | 65.283 | 11.7422 | 84.0824 | 12.7765 | 111.327 | 13.8333 | 140.6873 | 15.0294 | 169.7865 | 15.8363 | 198.5441 | 16.6467 | 224.6924 | 17.4454 | 247.659 | 18.2464 | 271.8356 | 19.0374 | 295.7293 | 19.8312 | 319.3094 | 20.6206 | 342.1078 | 21.4068 | 360.3017 | 22.1891 | 366.9972 | 22.9676 | 373.844 | 23.739 | 380.545 | 24.5113 | 387.2136 | 25.2787 | 406.749 | 26.0431 | 426.6918 | 26.8045 | 446.5444 | 27.5631 | 466.3151 | 28.3189 | 486.4011 | 29.0724 | 505.043 | 29.8234 | 516.5519 | 30.5722 |  | 15.3388 | 5.1023 | 24.1325 | 5.7494 | 27.603 | 6.67 | 31.4283 | 7.6374 | 35.7368 | 8.6421 | 43.0705 | 9.5949 | 56.8796 | 10.3897 | 71.4708 | 11.4927 | 85.7546 | 12.6304 | 104.664 | 13.7905 | 132.6325 | 14.9758 | 164.396 | 16.284 | 195.914 | 17.3809 | 227.0887 | 18.4835 | 255.6692 | 19.575 | 280.5656 | 20.6707 | 306.0906 | 21.7571 | 332.5551 | 22.8484 | 352.4707 | 23.9363 | 370.4921 | 25.0226 | 386.976 | 26.1058 | 400.5638 | 27.1863 | 417.6664 | 28.2599 | 437.6295 | 29.3361 | 457.7222 | 30.4081 | 476.2546 | 31.4778 | 488.6073 | 32.5453 | 500.7387 | 33.6108 | 512.6309 | 34.6744 | 524.6544 | 35.7362 | 537.2541 | 36.7963 | 549.2778 | 37.8548 |  | 15.3388 | 5.1023 | 28.669 | 5.7494 | 35.3961 | 7.3659 | 42.319 | 9.0165 | 49.7476 | 10.6857 | 60.8179 | 12.3843 | 75.1782 | 14.1131 | 90.6174 | 15.8655 | 107.4734 | 17.6493 | 128.9955 | 19.4685 | 159.1292 | 21.3106 | 191.4551 | 23.1313 | 223.6742 | 24.6455 | 255.5804 | 26.1628 | 285.2496 | 27.6594 | 365.613 | 29.1575 | 608.9416 | 42.2123 | 853.5629 | 55.2985 | 1099.3484 | 68.4034 | 1344.4037 | 81.5312 | 1584.7571 | 94.6777 | 1814.2549 | 107.8433 | 2048.807 | 121.0087 | 2275.0217 | 134.2129 | 2501.0617 | 147.4266 | 2727.4804 | 160.6567 | 2954.4075 | 173.9031 | 3180.1856 | 187.1657 | 3405.2036 | 200.4441 | 3629.3969 | 213.7384 | 3816.0121 | 227.0481 | 3830.4499 | 228.6073 |  | 15.3388 | 5.1023 | 28.669 | 5.7494 | 35.3961 | 7.3659 | 42.319 | 9.0165 | 49.7476 | 10.6857 | 61.3862 | 12.3848 | 78.0185 | 14.1145 | 95.1607 | 15.8684 | 112.0167 | 17.6544 | 133.5388 | 19.4764 | 218.1653 | 21.3221 | 468.3576 | 34.6779 | 718.2122 | 47.7429 | 967.6153 | 60.8461 | 1214.3419 | 73.9392 | 1457.2949 | 87.0766 | 1700.8953 | 100.2039 | 1947.026 | 113.3857 | 2193.2291 | 126.5848 | 2440.1128 | 139.8093 | 2686.5398 | 153.0513 | 2915.5963 | 166.3115 | 3145.3237 | 179.5614 | 3374.4131 | 192.8598 | 3603.781 | 206.1628 | 3799.1863 | 219.4811 | 3812.179 | 221.0881 | 3825.774 | 222.6855 | 3836.9784 | 224.2737 | 3851.6416 | 225.8535 | 3867.4904 | 227.425 | 3882.373 | 228.9886
Dumplington |  | 0.0073822 | 4.9813 | 0.013135 | 5.6323 | 0.015314 | 7.241 | 0.018178 | 8.8533 | 0.021429 | 10.4792 | 0.026149 | 12.1397 | 0.034719 | 13.8318 | 0.04377 | 15.5454 | 0.052631 | 17.2927 | 0.064375 | 19.078 | 0.081417 | 20.8922 | 0.099761 | 22.6788 | 0.11795 | 24.1702 | 0.13592 | 25.6545 | 0.15229 | 27.1341 | 0.16636 | 28.6041 | 0.18081 | 41.4194 | 0.19586 | 54.2678 | 0.20422 | 67.1423 | 0.21096 | 80.0184 | 0.21797 | 92.9151 | 0.2248 | 105.8745 | 0.23337 | 118.8038 | 0.24364 | 131.8012 | 0.25401 | 144.8154 | 0.26381 | 157.8588 | 0.27123 | 170.9325 | 0.27856 | 184.0373 | 0.28579 | 197.1738 | 0.29306 | 210.343 | 0.30055 | 223.5454 | 0.30779 | 225.1915 |  | 0.0073822 | 4.9813 | 0.0076484 | 5.6323 | 0.0079725 | 6.4568 | 0.008684 | 7.3046 | 0.0095434 | 8.1844 | 0.012487 | 8.9937 | 0.021461 | 9.5974 | 0.030697 | 10.5708 | 0.039605 | 11.5769 | 0.051322 | 12.6038 | 0.068296 | 13.6562 | 0.086575 | 14.8407 | 0.10468 | 15.6443 | 0.12257 | 16.4447 | 0.13884 | 17.2434 | 0.15272 | 18.0372 | 0.16567 | 18.8245 | 0.1779 | 19.6137 | 0.19015 | 20.3999 | 0.20173 | 21.1762 | 0.20993 | 21.9495 | 0.21009 | 22.7287 | 0.21044 | 23.4933 | 0.21088 | 24.2641 | 0.21126 | 25.0305 | 0.21689 | 25.7953 | 0.22247 | 26.5582 | 0.22784 | 27.3197 | 0.23303 | 28.0799 | 0.23815 | 28.839 | 0.24272 | 29.597 | 0.24519 | 30.3543 |  | 0.0073822 | 4.9813 | 0.013135 | 5.6323 | 0.015314 | 6.557 | 0.018178 | 7.4992 | 0.021429 | 8.4751 | 0.026149 | 9.4054 | 0.034719 | 10.1825 | 0.04377 | 11.2608 | 0.052631 | 12.3752 | 0.064375 | 13.5139 | 0.081417 | 14.6818 | 0.099761 | 15.9654 | 0.11795 | 17.0456 | 0.13592 | 18.1244 | 0.15229 | 19.2032 | 0.16636 | 20.2784 | 0.18081 | 21.3484 | 0.19586 | 22.4225 | 0.20422 | 23.495 | 0.21096 | 24.5583 | 0.21797 | 25.6197 | 0.2248 | 26.69 | 0.23337 | 27.745 | 0.24364 | 28.8089 | 0.25401 | 29.8695 | 0.26381 | 30.9296 | 0.27123 | 31.9894 | 0.27856 | 33.049 | 0.28579 | 34.1087 | 0.29306 | 35.1685 | 0.30055 | 36.2286 | 0.30779 | 37.2892 |  | 0.0073822 | 4.9813 | 0.016127 | 5.6323 | 0.020417 | 7.241 | 0.025477 | 8.8533 | 0.031026 | 10.4792 | 0.038958 | 12.1397 | 0.048091 | 13.8318 | 0.057275 | 15.5454 | 0.06623 | 17.2927 | 0.078094 | 19.078 | 0.095291 | 20.8922 | 0.11382 | 22.6788 | 0.13223 | 24.1702 | 0.15048 | 25.6545 | 0.1672 | 27.1341 | 0.21341 | 28.6041 | 0.35487 | 41.4194 | 0.49568 | 54.2678 | 0.63692 | 67.1423 | 0.77766 | 80.0184 | 0.91548 | 92.9151 | 1.0477 | 105.8745 | 1.1839 | 118.8038 | 1.3153 | 131.8012 | 1.4464 | 144.8154 | 1.5774 | 157.8588 | 1.7084 | 170.9325 | 1.8385 | 184.0373 | 1.9678 | 197.1738 | 2.0966 | 210.343 | 2.1746 | 223.5454 | 2.1801 | 225.1915 |  | 0.0073822 | 4.9813 | 0.016127 | 5.6323 | 0.020417 | 7.241 | 0.025477 | 8.8533 | 0.031026 | 10.4792 | 0.038958 | 12.139 | 0.048091 | 13.8297 | 0.057275 | 15.541 | 0.06623 | 17.2848 | 0.078094 | 19.0657 | 0.12722 | 20.8744 | 0.27338 | 33.9399 | 0.4193 | 46.7246 | 0.56492 | 59.5224 | 0.70884 | 72.3439 | 0.85034 | 85.1791 | 0.99204 | 98.0196 | 1.1341 | 110.9098 | 1.2755 | 123.8259 | 1.4174 | 136.7258 | 1.5597 | 149.6467 | 1.6928 | 162.6531 | 1.8265 | 175.6001 | 1.9596 | 188.6367 | 2.0926 | 201.6858 | 2.1473 | 214.7652 | 2.1528 | 216.3983 | 2.1582 | 218.0323 | 2.1637 | 219.6673 | 2.1691 | 221.3035 | 2.1746 | 222.9406 | 2.1801 | 224.5789
Eastlands |  | 22.7907 | 7.3508 | 27.0511 | 8.3192 | 29.2892 | 10.6964 | 31.2411 | 13.1297 | 33.4657 | 15.5994 | 38.9166 | 18.137 | 52.3734 | 20.7424 | 66.6015 | 23.4128 | 80.5323 | 26.151 | 98.9658 | 28.9537 | 127.3944 | 31.827 | 163.0991 | 34.6738 | 198.5684 | 37.0984 | 233.6757 | 39.5068 | 266.1608 | 41.9058 | 295.0865 | 44.2851 | 324.6317 | 64.3041 | 355.0454 | 84.4193 | 393.3963 | 104.6313 | 427.3062 | 124.9773 | 451.0815 | 145.4141 | 469.5526 | 165.959 | 492.3352 | 186.5528 | 517.7263 | 207.3377 | 543.061 | 228.1952 | 565.714 | 249.1573 | 578.1272 | 270.2235 | 590.137 | 291.3936 | 601.7244 | 312.6668 | 613.4696 | 334.0432 | 626.0645 | 355.5219 | 637.6942 | 358.6441 |  | 22.7907 | 7.3508 | 23.5741 | 8.3192 | 24.5191 | 9.538 | 25.0804 | 10.8181 | 25.7129 | 12.1522 | 29.4822 | 13.3894 | 42.8676 | 14.3302 | 56.9974 | 15.8419 | 70.7363 | 17.4124 | 88.93 | 19.0176 | 115.2698 | 20.6782 | 143.5926 | 22.5496 | 171.8124 | 23.8602 | 199.5626 | 25.1609 | 224.7041 | 26.4562 | 248.2137 | 27.7399 | 282.5395 | 29.029 | 321.7364 | 30.3044 | 349.5741 | 31.573 | 375.3165 | 32.8467 | 400.2789 | 34.114 | 423.3383 | 35.3801 | 446.6121 | 36.634 | 469.342 | 37.9041 | 492.2094 | 39.1671 | 531.5438 | 40.43 | 571.5703 | 41.6926 | 611.3209 | 42.9551 | 650.742 | 44.2179 | 690.4219 | 45.4812 | 727.26 | 46.745 | 751.4255 | 48.0096 |  | 22.7907 | 7.3508 | 27.0511 | 8.3192 | 29.2892 | 9.686 | 31.2411 | 11.1216 | 33.4657 | 12.6161 | 38.9166 | 14.0519 | 52.3734 | 15.2699 | 66.6015 | 16.9598 | 80.5323 | 18.7145 | 98.9658 | 20.5093 | 127.3944 | 22.3661 | 163.0991 | 24.4097 | 198.5684 | 26.163 | 233.6757 | 27.9108 | 266.1608 | 29.6574 | 295.0865 | 31.3951 | 324.6317 | 33.1436 | 355.0454 | 34.8806 | 393.3963 | 36.6135 | 427.3062 | 38.3565 | 451.0815 | 40.0954 | 469.5526 | 41.8367 | 492.3352 | 43.5668 | 517.7263 | 45.3196 | 543.061 | 47.0674 | 565.714 | 48.8179 | 578.1272 | 50.5713 | 590.137 | 52.3279 | 601.7244 | 54.0876 | 613.4696 | 55.8506 | 626.0645 | 57.6172 | 637.6942 | 59.3874 |  | 22.7907 | 7.3508 | 29.2452 | 8.3192 | 33.3639 | 10.6964 | 36.8728 | 13.1297 | 40.7241 | 15.5994 | 47.8838 | 18.137 | 61.6861 | 20.7424 | 78.057 | 23.4128 | 99.4649 | 26.151 | 125.4561 | 28.9537 | 159.8479 | 31.827 | 196.3811 | 34.6738 | 232.9168 | 37.0984 | 269.1418 | 39.5068 | 303.1324 | 41.9058 | 373.5782 | 44.2851 | 565.2516 | 64.3041 | 766.5839 | 84.4193 | 961.2826 | 104.6313 | 1152.0048 | 124.9773 | 1338.8069 | 145.4141 | 1516.1886 | 165.959 | 1693.2534 | 186.5528 | 1863.1434 | 207.3377 | 2033.0925 | 228.1952 | 2203.6571 | 249.1573 | 2374.7635 | 270.2235 | 2544.9825 | 291.3936 | 2714.7097 | 312.6668 | 2883.7365 | 334.0432 | 3048.5042 | 355.5219 | 3062.2816 | 358.6441 |  | 22.7907 | 7.3508 | 29.2452 | 8.3192 | 33.3639 | 10.6964 | 36.8728 | 13.1297 | 40.7241 | 15.5994 | 49.6394 | 18.1375 | 70.46 | 20.7437 | 92.0907 | 23.4157 | 113.4987 | 26.1561 | 139.4899 | 28.9616 | 213.9845 | 31.8385 | 410.8558 | 51.9706 | 607.4769 | 71.8473 | 803.6682 | 91.8523 | 997.1821 | 111.9853 | 1187.0541 | 132.206 | 1378.289 | 152.5864 | 1577.709 | 173.0246 | 1774.6773 | 193.5435 | 1966.5319 | 214.2143 | 2154.1185 | 234.9599 | 2326.2249 | 255.8126 | 2498.7384 | 276.6848 | 2670.7733 | 297.7887 | 2843.1898 | 318.9479 | 3060.6172 | 340.2101 | 3070.4115 | 343.3629 | 3081.1814 | 346.5097 | 3088.8728 | 349.651 | 3101.4035 | 352.7874 | 3115.5435 | 355.9192 | 3128.7155 | 359.0468
Easton |  | 5.5014 | 2.6463 | 5.7157 | 2.9764 | 6.0184 | 3.8048 | 6.1921 | 4.6394 | 6.4196 | 5.4787 | 6.686 | 6.331 | 6.9898 | 7.1878 | 7.3358 | 8.0624 | 7.6793 | 8.9416 | 8.1018 | 9.843 | 16.2699 | 10.7487 | 47.0498 | 11.6341 | 77.8391 | 12.3674 | 108.6004 | 13.0928 | 139.208 | 13.7987 | 169.7487 | 14.5071 | 200.2734 | 20.9384 | 230.7395 | 27.3329 | 287.0957 | 33.723 | 354.1158 | 40.0557 | 417.5505 | 46.3544 | 449.4201 | 52.6199 | 466.7442 | 58.8974 | 471.3045 | 65.1039 | 475.9267 | 71.2927 | 480.0143 | 77.4522 | 480.9441 | 83.5827 | 481.6918 | 89.6845 | 482.2671 | 95.7579 | 482.8269 | 101.8032 | 483.5806 | 107.8205 | 484.013 | 108.2393 |  | 5.5014 | 2.6463 | 5.6684 | 2.9764 | 5.8883 | 3.3928 | 6.025 | 3.824 | 6.1932 | 4.2709 | 6.3806 | 4.6781 | 6.5766 | 4.9714 | 6.8129 | 5.4623 | 7.0496 | 5.9621 | 7.3705 | 6.4749 | 7.8489 | 6.9944 | 8.4102 | 7.5782 | 8.9834 | 7.9673 | 9.6028 | 8.3523 | 10.1309 | 8.7262 | 18.4272 | 9.1027 | 52.6737 | 9.4686 | 91.0167 | 9.8289 | 134.2238 | 10.1939 | 181.3853 | 10.5461 | 232.1111 | 10.894 | 290.3858 | 11.2378 | 349.7234 | 11.5865 | 407.4528 | 11.9231 | 463.7617 | 12.2584 | 473.624 | 12.5903 | 484.2978 | 12.9189 | 495.3425 | 13.2441 | 506.6748 | 13.5662 | 518.3368 | 13.8853 | 529.218 | 14.2015 | 535.9983 | 14.5148 |  | 5.5014 | 2.6463 | 5.7157 | 2.9764 | 6.0184 | 3.4454 | 6.1921 | 3.9298 | 6.4196 | 4.4309 | 6.686 | 4.905 | 6.9898 | 5.2914 | 7.3358 | 5.8402 | 7.6793 | 6.3989 | 8.1018 | 6.9723 | 16.2699 | 7.5535 | 47.0498 | 8.1902 | 77.8391 | 8.7219 | 108.6004 | 9.2498 | 139.208 | 9.7655 | 169.7487 | 10.2846 | 200.2734 | 10.7921 | 230.7395 | 11.2935 | 287.0957 | 11.8007 | 354.1158 | 12.2934 | 417.5505 | 12.7814 | 449.4201 | 13.265 | 466.7442 | 13.7547 | 471.3045 | 14.2303 | 475.9267 | 14.7048 | 480.0143 | 15.1754 | 480.9441 | 15.6422 | 481.6918 | 16.1054 | 482.2671 | 16.565 | 482.8269 | 17.0211 | 483.5806 | 17.4738 | 484.013 | 17.9232 |  | 5.5014 | 2.6463 | 5.8187 | 2.9764 | 6.3476 | 3.8048 | 6.5872 | 4.6394 | 6.9258 | 5.4787 | 7.3535 | 6.331 | 7.8658 | 7.1878 | 15.9818 | 8.0624 | 46.6074 | 8.9416 | 77.3497 | 9.843 | 108.3281 | 10.7487 | 139.3993 | 11.6341 | 170.5264 | 12.3674 | 201.6751 | 13.0928 | 232.6771 | 13.7987 | 263.5868 | 14.5071 | 295.4941 | 20.9384 | 332.8899 | 27.3329 | 369.0589 | 33.723 | 403.8579 | 40.0557 | 436.4888 | 46.3544 | 465.4448 | 52.6199 | 469.2398 | 58.8974 | 470.2668 | 65.1039 | 471.6161 | 71.2927 | 473.5545 | 77.4522 | 475.7457 | 83.5827 | 477.9952 | 89.6845 | 480.3054 | 95.7579 | 482.5974 | 101.8032 | 520.2367 | 107.8205 | 521.0101 | 108.2393 |  | 5.5014 | 2.6463 | 5.8187 | 2.9764 | 6.3476 | 3.8048 | 6.5872 | 4.6394 | 6.9258 | 5.4787 | 14.8954 | 6.331 | 45.5345 | 7.1878 | 76.1982 | 8.0625 | 106.8237 | 8.9418 | 137.5661 | 9.8434 | 168.5445 | 10.7492 | 199.6157 | 17.4308 | 230.7428 | 23.9405 | 261.8915 | 30.4242 | 292.8935 | 36.8525 | 323.8032 | 43.2808 | 355.0516 | 49.6503 | 388.9766 | 55.9803 | 423.1519 | 62.3321 | 457.4838 | 68.6019 | 467.0836 | 74.8377 | 468.0143 | 81.0406 | 469.0674 | 87.2773 | 470.154 | 93.4223 | 471.5573 | 99.5554 | 563.9834 | 105.6592 | 562.394 | 106.1064 | 561.0736 | 106.5475 | 557.794 | 106.9828 | 557.1001 | 107.4125 | 557.0243 | 107.8368 | 556.5428 | 108.2558
Egremont |  | 59.2924 | 11.8478 | 86.8799 | 13.2431 | 98.1488 | 16.8387 | 108.4035 | 20.421 | 120.0312 | 23.9547 | 142.3621 | 27.4993 | 183.9531 | 31.0468 | 227.7537 | 34.6007 | 270.8629 | 38.1645 | 327.6775 | 41.7466 | 416.7883 | 45.3431 | 533.3856 | 48.8161 | 649.2619 | 51.6174 | 764.0553 | 54.3546 | 870.9252 | 57.0336 | 966.9044 | 59.6446 | 1064.7357 | 85.7095 | 1165.256 | 111.5714 | 1266.7145 | 136.9299 | 1372.2807 | 161.9338 | 1470.0836 | 186.8785 | 1534.8936 | 211.2139 | 1603.9005 | 235.5435 | 1677.4717 | 259.2585 | 1751.3453 | 282.7747 | 1817.7467 | 305.9837 | 1856.2533 | 328.8888 | 1893.7217 | 351.4933 | 1930.0487 | 373.7999 | 1966.8741 | 395.8119 | 2006.1743 | 417.5317 | 2042.7678 | 417.4756 |  | 59.2924 | 11.8478 | 61.3977 | 13.2431 | 63.894 | 15.0151 | 65.0249 | 16.8407 | 66.5007 | 18.6923 | 77.7364 | 20.3478 | 118.8357 | 21.5096 | 162.311 | 23.4875 | 204.8698 | 25.5013 | 261.1101 | 27.5236 | 342.4772 | 29.5754 | 430.1343 | 31.8748 | 516.8206 | 33.3349 | 602.5334 | 34.7622 | 680.2548 | 36.16 | 754.288 | 37.5222 | 849.5977 | 38.8609 | 945.8529 | 40.2275 | 1049.3705 | 41.5024 | 1154.1347 | 42.7495 | 1247.2384 | 44.038 | 1309.4556 | 45.2303 | 1371.9427 | 46.4629 | 1431.9458 | 47.6098 | 1488.8325 | 48.7542 | 1561.5942 | 49.8752 | 1633.7074 | 50.9728 | 1703.6106 | 52.0479 | 1771.3335 | 53.101 | 1838.5652 | 54.1327 | 1899.2783 | 55.1434 | 1933.5299 | 56.1338 |  | 59.2924 | 11.8478 | 86.8799 | 13.2431 | 98.1488 | 15.248 | 108.4035 | 17.2976 | 120.0312 | 19.3735 | 142.3621 | 21.3055 | 183.9531 | 22.8557 | 227.7537 | 25.0641 | 270.8629 | 27.3117 | 327.6775 | 29.5712 | 416.7883 | 31.8644 | 533.3856 | 34.3656 | 649.2619 | 36.4023 | 764.0553 | 38.4005 | 870.9252 | 40.3635 | 966.9044 | 42.284 | 1064.7357 | 44.1764 | 1165.256 | 46.0993 | 1266.7145 | 47.9157 | 1372.2807 | 49.6988 | 1470.0836 | 51.5285 | 1534.8936 | 53.2451 | 1603.9005 | 55.0079 | 1677.4717 | 56.6683 | 1751.3453 | 58.325 | 1817.7467 | 59.952 | 1856.2533 | 61.5503 | 1893.7217 | 63.1205 | 1930.0487 | 64.6629 | 1966.8741 | 66.1781 | 2006.1743 | 67.6668 | 2042.7678 | 69.1292 |  | 59.2924 | 11.8478 | 101.0495 | 13.2431 | 122.9357 | 16.8387 | 142.0397 | 20.421 | 162.4548 | 23.9547 | 193.4496 | 27.4993 | 236.1948 | 31.0468 | 288.6754 | 34.6007 | 361.8389 | 38.1645 | 449.1003 | 41.7466 | 561.9883 | 45.3431 | 681.1882 | 48.8161 | 800.5927 | 51.6174 | 919.5404 | 54.3546 | 1031.3646 | 57.0336 | 1272.1387 | 59.6446 | 1931.2434 | 85.7095 | 2591.6998 | 111.5714 | 3257.8322 | 136.9299 | 3920.9501 | 161.9338 | 4569.5417 | 186.8785 | 5183.7907 | 211.2139 | 5790.0839 | 235.5435 | 6371.8935 | 259.2585 | 6951.9249 | 282.7747 | 7531.6115 | 305.9837 | 8111.5922 | 328.8888 | 8686.8284 | 351.4933 | 9258.3464 | 373.7999 | 9826.6738 | 395.8119 | 10174.8804 | 417.5317 | 10201.9819 | 417.4756 |  | 59.2924 | 11.8478 | 101.0495 | 13.2431 | 122.9357 | 16.8387 | 142.0397 | 20.421 | 162.4548 | 23.9547 | 200.5568 | 27.4986 | 271.6935 | 31.0444 | 345.4243 | 34.5958 | 418.5878 | 38.1559 | 505.8492 | 41.7332 | 759.2589 | 45.3239 | 1440.3645 | 73.0952 | 2120.3228 | 99.8482 | 2798.7376 | 126.2038 | 3468.7175 | 152.1849 | 4127.2308 | 177.7715 | 4786.5582 | 203.0267 | 5448.3252 | 228.2553 | 6113.4587 | 252.7999 | 6780.898 | 277.0012 | 7427.6028 | 301.3297 | 8019.9704 | 324.8711 | 8612.3102 | 348.576 | 9201.7258 | 371.5218 | 9790.477 | 394.327 | 10067.9055 | 416.8294 | 10093.7489 | 416.9191 | 10119.799 | 416.9779 | 10144.6687 | 417.0062 | 10171.1571 | 417.005 | 10198.0938 | 416.9746 | 10224.7222 | 416.9157
Embleton |  | 42.733 | 13.3699 | 65.191 | 15.0102 | 74.0461 | 19.1898 | 82.5588 | 23.3211 | 92.1334 | 27.4587 | 111.2287 | 31.6421 | 148.1695 | 35.8627 | 187.1141 | 40.0846 | 225.358 | 44.3907 | 275.888 | 48.7047 | 355.8986 | 53.0643 | 461.9905 | 57.3084 | 567.4033 | 60.7899 | 671.8659 | 64.2198 | 769.3701 | 67.6047 | 857.0803 | 70.9327 | 946.4925 | 102.1641 | 1038.4136 | 133.2286 | 1133.7244 | 164.0643 | 1231.1998 | 194.4854 | 1319.0764 | 224.8619 | 1377.4523 | 255.0293 | 1433.4275 | 284.6498 | 1487.8232 | 314.3407 | 1542.4039 | 343.7209 | 1592.4898 | 372.8826 | 1624.9438 | 401.8296 | 1656.6978 | 430.5656 | 1687.704 | 459.0937 | 1718.9746 | 487.4175 | 1751.7447 | 515.5395 | 1782.7989 | 516.8612 |  | 42.733 | 13.3699 | 44.1384 | 15.0102 | 45.8069 | 17.1116 | 46.7424 | 19.2379 | 47.891 | 21.4383 | 57.8071 | 23.431 | 94.4645 | 24.8692 | 133.1854 | 27.239 | 171.0676 | 29.6963 | 221.2063 | 32.1512 | 293.8546 | 34.6569 | 372.0441 | 37.4701 | 449.5659 | 39.3125 | 526.1274 | 41.1289 | 595.7477 | 42.9232 | 662.3664 | 44.6879 | 751.1418 | 46.3891 | 842.9017 | 48.1071 | 935.9946 | 49.8007 | 1029.7265 | 51.4199 | 1114.3952 | 53.0687 | 1174.6312 | 54.6959 | 1235.4877 | 56.2348 | 1294.3339 | 57.8129 | 1350.7204 | 59.3526 | 1401.5361 | 60.8725 | 1452.6618 | 62.3727 | 1502.8858 | 63.854 | 1552.1516 | 65.3169 | 1601.4143 | 66.7624 | 1646.4635 | 68.1906 | 1673.677 | 69.6023 |  | 42.733 | 13.3699 | 65.191 | 15.0102 | 74.0461 | 17.3771 | 82.5588 | 19.7541 | 92.1334 | 22.2074 | 111.2287 | 24.5151 | 148.1695 | 26.4011 | 187.1141 | 29.0365 | 225.358 | 31.7674 | 275.888 | 34.5 | 355.8986 | 37.2904 | 461.9905 | 40.344 | 567.4033 | 42.871 | 671.8659 | 45.37 | 769.3701 | 47.8448 | 857.0803 | 50.2865 | 946.4925 | 52.6574 | 1038.4136 | 55.0477 | 1133.7244 | 57.4108 | 1231.1998 | 59.6891 | 1319.0764 | 62.0018 | 1377.4523 | 64.2906 | 1433.4275 | 66.476 | 1487.8232 | 68.7081 | 1542.4039 | 70.8957 | 1592.4898 | 73.0596 | 1624.9438 | 75.2009 | 1656.6978 | 77.3201 | 1687.704 | 79.4177 | 1718.9746 | 81.4942 | 1751.7447 | 83.5503 | 1782.7989 | 85.5863 |  | 42.733 | 13.3699 | 76.8138 | 15.0102 | 94.049 | 19.1898 | 109.9399 | 23.3211 | 126.7596 | 27.4587 | 152.9067 | 31.6421 | 190.5802 | 35.8627 | 237.368 | 40.0846 | 304.0083 | 44.3907 | 383.1791 | 48.7047 | 485.2535 | 53.0643 | 592.9847 | 57.3084 | 700.5615 | 60.7899 | 807.5615 | 64.2198 | 908.0331 | 67.6047 | 1070.6635 | 70.9327 | 1448.8168 | 102.1641 | 1823.0311 | 133.2286 | 2195.3649 | 164.0643 | 2563.9316 | 194.4854 | 2923.713 | 224.8619 | 3263.7784 | 255.0293 | 3589.3681 | 284.6498 | 3901.3213 | 314.3407 | 4212.5861 | 343.7209 | 4524.1122 | 372.8826 | 4835.9575 | 401.8296 | 5145.3682 | 430.5656 | 5452.8736 | 459.0937 | 5758.6819 | 487.4175 | 5976.8501 | 515.5395 | 6002.8511 | 516.8612 |  | 42.733 | 13.3699 | 76.8138 | 15.0102 | 94.049 | 19.1898 | 109.9399 | 23.3211 | 126.7596 | 27.4587 | 159.7648 | 31.6407 | 224.8338 | 35.8583 | 292.1252 | 40.0753 | 358.7654 | 44.3745 | 437.9362 | 48.6796 | 612.3365 | 53.028 | 1009.2701 | 85.7827 | 1405.3383 | 117.5452 | 1800.2529 | 149.0423 | 2187.9444 | 180.3021 | 2565.5241 | 211.3008 | 2943.3072 | 241.8627 | 3315.6226 | 272.3932 | 3687.747 | 302.6983 | 4058.3238 | 332.4572 | 4407.3367 | 362.3198 | 4724.2902 | 391.9788 | 5041.5873 | 420.9324 | 5357.5142 | 450.1109 | 5673.3192 | 478.9419 | 5898.5722 | 507.5598 | 5921.9253 | 508.9728 | 5945.5973 | 510.365 | 5967.1729 | 511.7366 | 5991.5753 | 513.0884 | 6016.6826 | 514.4204 | 6041.356 | 515.7331
Exchange St |  | 25.7367 | 9.9971 | 39.9661 | 11.2237 | 45.6841 | 14.3342 | 51.4653 | 17.5785 | 57.9555 | 20.851 | 69.8013 | 24.189 | 92.5074 | 27.5826 | 116.4963 | 31.0115 | 139.9814 | 34.493 | 171.0745 | 38.0587 | 219.8849 | 41.6548 | 283.3219 | 45.1758 | 346.3382 | 48.1112 | 408.7638 | 51.0522 | 466.8588 | 53.9353 | 518.8364 | 56.8211 | 571.8089 | 82.2443 | 626.2758 | 107.654 | 679.9914 | 133.0477 | 734.1566 | 158.4283 | 783.6204 | 183.7829 | 817.6835 | 209.2506 | 851.6206 | 234.5211 | 883.2821 | 259.8154 | 915.202 | 285.0729 | 944.7754 | 310.2887 | 964.9413 | 335.4595 | 984.743 | 360.5823 | 1004.1438 | 385.6541 | 1023.7033 | 410.6727 | 1044.0982 | 435.6352 | 1063.541 | 437.997 |  | 25.7367 | 9.9971 | 26.6943 | 11.2237 | 27.8656 | 12.7818 | 28.7497 | 14.4529 | 29.7878 | 16.1796 | 36.2465 | 17.7613 | 59.1749 | 18.9316 | 83.222 | 20.8278 | 106.5939 | 22.7809 | 137.5052 | 24.7833 | 182.3325 | 26.822 | 230.634 | 29.1118 | 278.5273 | 30.6563 | 325.8282 | 32.208 | 368.7882 | 33.7265 | 409.326 | 35.2503 | 461.6588 | 36.7682 | 515.2918 | 38.2684 | 569.5738 | 39.7548 | 623.9509 | 41.2296 | 672.3204 | 42.6912 | 704.8028 | 44.1701 | 737.8393 | 45.6003 | 770.0489 | 47.0306 | 803.1623 | 48.4491 | 832.0264 | 49.8565 | 861.0515 | 51.2524 | 889.4762 | 52.6373 | 917.2835 | 54.0115 | 944.9895 | 55.3753 | 970.0602 | 56.7288 | 984.6444 | 58.0725 |  | 25.7367 | 9.9971 | 39.9661 | 11.2237 | 45.6841 | 12.9801 | 51.4653 | 14.8899 | 57.9555 | 16.8633 | 69.8013 | 18.7407 | 92.5074 | 20.3055 | 116.4963 | 22.4641 | 139.9814 | 24.6843 | 171.0745 | 26.9589 | 219.8849 | 29.2725 | 283.3219 | 31.8029 | 346.3382 | 33.9296 | 408.7638 | 36.0674 | 466.8588 | 38.1708 | 518.8364 | 40.2823 | 571.8089 | 42.3904 | 626.2758 | 44.4807 | 679.9914 | 46.5572 | 734.1566 | 48.6229 | 783.6204 | 50.675 | 817.6835 | 52.7502 | 851.6206 | 54.7691 | 883.2821 | 56.7901 | 915.202 | 58.799 | 944.7754 | 60.7955 | 964.9413 | 62.78 | 984.743 | 64.7526 | 1004.1438 | 66.7135 | 1023.7033 | 68.6628 | 1044.0982 | 70.6007 | 1063.541 | 72.5273 |  | 25.7367 | 9.9971 | 47.3476 | 11.2237 | 58.5157 | 14.3342 | 69.1275 | 17.5785 | 80.3948 | 20.851 | 97.5395 | 24.189 | 120.8677 | 27.5826 | 148.9699 | 31.0115 | 187.8207 | 34.493 | 234.3675 | 38.0587 | 294.9751 | 41.6548 | 359.1086 | 45.1758 | 423.0989 | 48.1112 | 486.601 | 51.0522 | 546.1294 | 53.9353 | 696.6372 | 56.8211 | 1138.8159 | 82.2443 | 1586.6193 | 107.654 | 2036.2431 | 133.0477 | 2483.8036 | 158.4283 | 2922.0089 | 183.7829 | 3338.4617 | 209.2506 | 3754.4462 | 234.5211 | 4153.2661 | 259.8154 | 4550.9922 | 285.0729 | 4948.6775 | 310.2887 | 5346.489 | 335.4595 | 5741.3777 | 360.5823 | 6134.0271 | 385.6541 | 6524.6869 | 410.6727 | 6765.9796 | 435.6352 | 6780.0916 | 437.997 |  | 25.7367 | 9.9971 | 47.3476 | 11.2237 | 58.5157 | 14.3342 | 69.1275 | 17.5785 | 80.3948 | 20.851 | 101.2819 | 24.1924 | 139.5696 | 27.5934 | 178.8803 | 31.0343 | 217.7311 | 34.5327 | 264.2779 | 38.1205 | 422.341 | 41.744 | 876.1666 | 67.8631 | 1329.3385 | 93.4218 | 1781.6446 | 119.0515 | 2229.3502 | 144.6102 | 2670.614 | 170.2408 | 3113.0183 | 195.9072 | 3562.3289 | 221.5427 | 4012.1864 | 247.1542 | 4462.854 | 272.7513 | 4904.1221 | 298.3133 | 5309.5262 | 324.0584 | 5715.2458 | 349.5012 | 6119.1165 | 374.9901 | 6522.6967 | 400.4328 | 6706.5005 | 425.8242 | 6720.074 | 428.4367 | 6733.7177 | 431.0002 | 6746.9073 | 433.5166 | 6760.7062 | 435.9882 | 6774.6577 | 438.4167 | 6788.5083 | 440.8037
Failsworth |  | 35.7213 | 9.0458 | 56.4747 | 10.2088 | 64.9064 | 13.105 | 74.0141 | 16.0474 | 84.2875 | 19.0209 | 101.2069 | 22.0608 | 132.9869 | 25.1513 | 166.5529 | 28.3026 | 199.4069 | 31.5059 | 242.9309 | 34.7776 | 307.5734 | 38.1159 | 381.5543 | 41.4044 | 454.9441 | 44.1556 | 527.4978 | 46.9109 | 593.9349 | 49.6399 | 651.7283 | 52.3498 | 710.8443 | 75.8877 | 771.9713 | 99.4556 | 817.8203 | 123.1236 | 859.3321 | 146.8187 | 897.8895 | 170.6331 | 929.7571 | 194.4505 | 967.6117 | 218.3709 | 1009.8503 | 242.353 | 1052.3517 | 266.3971 | 1091.8342 | 290.5062 | 1119.604 | 314.6805 | 1146.9672 | 338.92 | 1173.8755 | 363.2245 | 1201.0311 | 387.5944 | 1229.2772 | 412.0292 | 1256.3864 | 415.1617 |  | 35.7213 | 9.0458 | 37.1457 | 10.2088 | 38.915 | 11.6857 | 40.7154 | 13.2247 | 42.8629 | 14.8233 | 52.6524 | 16.2947 | 85.2377 | 17.3874 | 119.1501 | 19.1647 | 151.9998 | 20.9948 | 195.3558 | 22.8625 | 258.2137 | 24.7863 | 325.9266 | 26.9515 | 392.997 | 28.4257 | 459.2437 | 29.9048 | 519.3285 | 31.3692 | 572.1348 | 32.8237 | 628.0657 | 34.2921 | 683.0603 | 35.7376 | 737.819 | 37.1904 | 790.7556 | 38.626 | 832.867 | 40.0709 | 848.1836 | 41.4962 | 863.9605 | 42.9258 | 879.4513 | 44.3504 | 895.1974 | 45.7706 | 929.4288 | 47.1875 | 963.3905 | 48.6011 | 996.2103 | 50.0118 | 1027.9215 | 51.4198 | 1059.2037 | 52.8255 | 1087.1186 | 54.2291 | 1102.5726 | 55.6308 |  | 35.7213 | 9.0458 | 56.4747 | 10.2088 | 64.9064 | 11.867 | 74.0141 | 13.5929 | 84.2875 | 15.3833 | 101.2069 | 17.0919 | 132.9869 | 18.5156 | 166.5529 | 20.5019 | 199.4069 | 22.5466 | 242.9309 | 24.6347 | 307.5734 | 26.7855 | 381.5543 | 29.1479 | 454.9441 | 31.14 | 527.4978 | 33.1417 | 593.9349 | 35.1309 | 651.7283 | 37.1125 | 710.8443 | 39.1141 | 771.9713 | 41.0933 | 817.8203 | 43.0845 | 859.3321 | 45.0598 | 897.8895 | 47.0491 | 929.7571 | 49.0192 | 967.6117 | 50.9975 | 1009.8503 | 52.9731 | 1052.3517 | 54.9469 | 1091.8342 | 56.9195 | 1119.604 | 58.8913 | 1146.9672 | 60.8626 | 1173.8755 | 62.8335 | 1201.0311 | 64.8042 | 1229.2772 | 66.775 | 1256.3864 | 68.7461 |  | 35.7213 | 9.0458 | 67.2844 | 10.2088 | 83.8808 | 13.105 | 100.3057 | 16.0474 | 118.0033 | 19.0209 | 144.176 | 22.0608 | 177.2949 | 25.1513 | 212.8421 | 28.3026 | 252.2014 | 31.5059 | 302.3341 | 34.7776 | 372.2043 | 38.1159 | 447.0056 | 41.4044 | 521.4567 | 44.1556 | 595.2142 | 46.9109 | 663.2561 | 49.6399 | 846.0009 | 52.3498 | 1398.3752 | 75.8877 | 1952.0638 | 99.4556 | 2508.7234 | 123.1236 | 3063.1265 | 146.8187 | 3606.2028 | 170.6331 | 4124.6318 | 194.4505 | 4653.2533 | 218.3709 | 5162.1423 | 242.353 | 5669.612 | 266.3971 | 6176.9064 | 290.5062 | 6684.3245 | 314.6805 | 7188.154 | 338.92 | 7689.1363 | 363.2245 | 8187.678 | 387.5944 | 8489.4822 | 412.0292 | 8509.999 | 415.1617 |  | 35.7213 | 9.0458 | 67.2844 | 10.2088 | 83.8808 | 13.105 | 100.3057 | 16.0474 | 118.0033 | 19.0209 | 145.6931 | 22.0611 | 184.8781 | 25.1521 | 224.9724 | 28.3044 | 264.3317 | 31.5089 | 314.4644 | 34.7824 | 508.1361 | 38.1228 | 1077.9098 | 62.0447 | 1646.7755 | 85.4919 | 2214.4549 | 109.0335 | 2775.6743 | 132.6083 | 3327.8317 | 156.2246 | 3880.7897 | 180.0024 | 4437.9523 | 203.758 | 4995.5128 | 227.6505 | 5554.0981 | 251.5368 | 6110.3081 | 275.5792 | 6626.7842 | 299.5849 | 7144.2894 | 323.7147 | 7659.5914 | 347.9027 | 8174.4953 | 372.1501 | 8394.1891 | 396.4615 | 8414.4533 | 399.6401 | 8434.7848 | 402.8089 | 8454.8079 | 405.9685 | 8475.2663 | 409.1197 | 8495.8604 | 412.2628 | 8516.3505 | 415.3982
Fallowfield |  | 83.2779 | 15.013 | 117.3037 | 16.9907 | 131.7341 | 21.8459 | 145.5786 | 26.8156 | 161.1277 | 31.8595 | 192.8006 | 37.0422 | 258.9752 | 42.3633 | 328.9017 | 47.8172 | 397.3316 | 53.4096 | 487.9658 | 59.1337 | 627.6395 | 65.002 | 802.1685 | 70.8162 | 975.4838 | 75.7681 | 1147.0592 | 80.6869 | 1305.9338 | 85.5865 | 1446.9984 | 90.4458 | 1590.9915 | 131.3316 | 1739.3304 | 172.414 | 1893.5891 | 213.6941 | 2038.3225 | 255.2477 | 2156.9216 | 296.9868 | 2244.5311 | 338.9468 | 2341.5734 | 381.0067 | 2439.6151 | 423.4568 | 2537.7032 | 466.0551 | 2627.5676 | 508.8671 | 2685.4489 | 551.8918 | 2742.0759 | 595.1285 | 2797.3914 | 638.5761 | 2853.2256 | 682.2341 | 2911.7608 | 726.1012 | 2967.2757 | 732.4779 |  | 83.2779 | 15.013 | 86.2694 | 16.9907 | 89.9161 | 19.48 | 92.2173 | 22.0943 | 94.8349 | 24.8191 | 113.1282 | 27.3459 | 179.4524 | 29.2674 | 249.255 | 32.3548 | 317.1158 | 35.5623 | 406.9865 | 38.8406 | 537.3239 | 42.2322 | 677.6677 | 46.0543 | 817.151 | 48.731 | 954.6666 | 51.3874 | 1079.5191 | 54.0328 | 1194.9314 | 56.6547 | 1345.018 | 59.2874 | 1505.1771 | 61.8922 | 1645.6056 | 64.4832 | 1781.7314 | 67.0846 | 1904.4261 | 69.6728 | 1991.8049 | 72.2587 | 2080.3157 | 74.8195 | 2166.7726 | 77.4135 | 2256.1963 | 79.9931 | 2373.1384 | 82.5723 | 2491.8829 | 85.1509 | 2609.3347 | 87.7296 | 2725.4099 | 90.3086 | 2841.8998 | 92.8886 | 2949.1126 | 95.4697 | 3016.7965 | 98.0526 |  | 83.2779 | 15.013 | 117.3037 | 16.9907 | 131.7341 | 19.7822 | 145.5786 | 22.7141 | 161.1277 | 25.7665 | 192.8006 | 28.6989 | 258.9752 | 31.1866 | 328.9017 | 34.6378 | 397.3316 | 38.2216 | 487.9658 | 41.8873 | 627.6395 | 45.6795 | 802.1685 | 49.8533 | 975.4838 | 53.4342 | 1147.0592 | 57.0037 | 1305.9338 | 60.5708 | 1446.9984 | 64.12 | 1590.9915 | 67.691 | 1739.3304 | 71.2385 | 1893.5891 | 74.7777 | 2038.3225 | 78.3376 | 2156.9216 | 81.889 | 2244.5311 | 85.4454 | 2341.5734 | 88.9788 | 2439.6151 | 92.5585 | 2537.7032 | 96.1283 | 2627.5676 | 99.7034 | 2685.4489 | 103.2845 | 2742.0759 | 106.872 | 2797.3914 | 110.4659 | 2853.2256 | 114.0667 | 2911.7608 | 117.6747 | 2967.2757 | 121.29 |  | 83.2779 | 15.013 | 134.989 | 16.9907 | 162.8676 | 21.8459 | 188.3244 | 26.8156 | 215.3501 | 31.8595 | 259.075 | 37.0422 | 326.6294 | 42.3633 | 406.0294 | 47.8172 | 509.0462 | 53.4096 | 634.5975 | 59.1337 | 801.2517 | 65.002 | 978.2412 | 70.8162 | 1154.85 | 75.7681 | 1330.1529 | 80.6869 | 1493.5783 | 85.5865 | 1792.9816 | 90.4458 | 2555.2862 | 131.3316 | 3326.5339 | 172.414 | 4084.9147 | 213.6941 | 4832.8904 | 255.2477 | 5564.8163 | 296.9868 | 6260.1665 | 338.9468 | 6949.9738 | 381.0067 | 7610.6042 | 423.4568 | 8270.7003 | 466.0551 | 8932.4843 | 508.8671 | 9595.6804 | 551.8918 | 10254.8803 | 595.1285 | 10911.2887 | 638.5761 | 11565.0905 | 682.2341 | 12114.568 | 726.1012 | 12171.5227 | 732.4779 |  | 83.2779 | 15.013 | 134.989 | 16.9907 | 162.8676 | 21.8459 | 188.3244 | 26.8156 | 215.3501 | 31.8595 | 267.3841 | 37.0431 | 368.1613 | 42.366 | 472.4647 | 47.8231 | 575.4816 | 53.4199 | 701.0328 | 59.1498 | 1021.9326 | 65.0254 | 1815.6679 | 106.1423 | 2608.0358 | 146.7376 | 3398.3708 | 187.5949 | 4175.6697 | 228.7134 | 4934.7271 | 270.0113 | 5696.0265 | 311.6352 | 6463.2483 | 353.3773 | 7226.0072 | 395.284 | 7978.4258 | 437.5012 | 8709.5274 | 479.8711 | 9378.6726 | 522.4597 | 10049.5353 | 565.088 | 10718.3304 | 608.1896 | 11387.8383 | 651.4042 | 12027.9307 | 694.8291 | 12076.4163 | 701.2682 | 12126.8822 | 707.6952 | 12169.3568 | 714.1106 | 12223.5264 | 720.5163 | 12281.3417 | 726.9126 | 12336.6623 | 733.3004
Farnworth |  | 51.729 | 10.8273 | 70.5473 | 12.2066 | 79.5219 | 15.6436 | 87.2775 | 19.0771 | 96.0394 | 22.5238 | 110.9676 | 26.0267 | 139.7557 | 29.5691 | 170.1733 | 33.1633 | 199.9361 | 36.8136 | 239.3347 | 40.5154 | 299.1027 | 44.2776 | 371.2489 | 47.9656 | 442.8901 | 51.0182 | 513.6743 | 54.0436 | 578.4768 | 57.0471 | 635.2953 | 60.0182 | 693.0116 | 86.7691 | 752.0909 | 113.4602 | 807.9019 | 140.147 | 860.9577 | 166.758 | 908.0731 | 193.3913 | 943.1835 | 219.9314 | 986.9282 | 246.4802 | 1036.3438 | 273.0014 | 1085.7652 | 299.4963 | 1130.2472 | 325.9706 | 1156.5461 | 352.4264 | 1182.2881 | 378.8659 | 1207.4234 | 405.2907 | 1233.0275 | 431.703 | 1260.3641 | 458.1039 | 1286.0882 | 460.7799 |  | 51.729 | 10.8273 | 54.0687 | 12.2066 | 57.0411 | 13.9494 | 58.6232 | 15.737 | 60.4992 | 17.5854 | 69.1763 | 19.2727 | 98.4595 | 20.5048 | 129.0682 | 22.5357 | 158.7045 | 24.6274 | 197.8463 | 26.7452 | 254.6114 | 28.918 | 315.8239 | 31.3613 | 376.3586 | 32.9931 | 436.1432 | 34.6116 | 489.889 | 36.22 | 538.6293 | 37.8116 | 596.8437 | 39.3987 | 655.6411 | 40.9688 | 713.6308 | 42.5406 | 770.1858 | 44.0889 | 818.4362 | 45.6413 | 846.1856 | 47.1683 | 874.2337 | 48.694 | 901.4345 | 50.2097 | 928.963 | 51.7159 | 987.5724 | 53.214 | 1045.6782 | 54.7041 | 1101.8054 | 56.1866 | 1156.0099 | 57.662 | 1209.4686 | 59.1309 | 1257.1411 | 60.5934 | 1283.4104 | 62.05 |  | 51.729 | 10.8273 | 70.5473 | 12.2066 | 79.5219 | 14.1658 | 87.2775 | 16.1593 | 96.0394 | 18.2162 | 110.9676 | 20.1645 | 139.7557 | 21.7679 | 170.1733 | 24.0228 | 199.9361 | 26.345 | 239.3347 | 28.6991 | 299.1027 | 31.1156 | 371.2489 | 33.7669 | 442.8901 | 35.9797 | 513.6743 | 38.1808 | 578.4768 | 40.373 | 635.2953 | 42.5489 | 693.0116 | 44.7226 | 752.0909 | 46.8798 | 807.9019 | 49.0415 | 860.9577 | 51.1794 | 908.0731 | 53.3243 | 943.1835 | 55.4427 | 986.9282 | 57.562 | 1036.3438 | 59.6722 | 1085.7652 | 61.7739 | 1130.2472 | 63.8681 | 1156.5461 | 65.9553 | 1182.2881 | 68.036 | 1207.4234 | 70.1104 | 1233.0275 | 72.179 | 1260.3641 | 74.2421 | 1286.0882 | 76.2999 |  | 51.729 | 10.8273 | 80.3773 | 12.2066 | 98.0567 | 15.6436 | 112.0343 | 19.0771 | 127.1247 | 22.5238 | 149.8114 | 26.0267 | 179.8059 | 29.5691 | 213.502 | 33.1633 | 254.6808 | 36.8136 | 305.6282 | 40.5154 | 374.4645 | 44.2776 | 447.795 | 47.9656 | 520.9437 | 51.0182 | 593.4216 | 54.0436 | 660.5211 | 57.0471 | 857.4513 | 60.0182 | 1467.3863 | 86.7691 | 2085.6011 | 113.4602 | 2709.3538 | 140.147 | 3330.2558 | 166.758 | 3938.6238 | 193.3913 | 4518.3033 | 219.9314 | 5106.2949 | 246.4802 | 5671.5268 | 273.0014 | 6235.5539 | 299.4963 | 6799.8002 | 325.9706 | 7364.5718 | 352.4264 | 7925.6645 | 378.8659 | 8483.9343 | 405.2907 | 9039.6757 | 431.703 | 9405.0696 | 458.1039 | 9427.3238 | 460.7799 |  | 51.729 | 10.8273 | 80.3773 | 12.2066 | 98.0567 | 15.6436 | 112.0343 | 19.0771 | 127.1247 | 22.5238 | 152.5111 | 26.0255 | 193.2999 | 29.5654 | 235.0873 | 33.1556 | 276.2662 | 36.8002 | 327.2136 | 40.4945 | 534.3164 | 44.2472 | 1160.4397 | 71.7979 | 1785.7611 | 98.6505 | 2409.8869 | 125.4255 | 3027.7143 | 152.1451 | 3637.1185 | 178.788 | 4247.424 | 205.4171 | 4868.4483 | 231.9759 | 5493.1679 | 258.5711 | 6118.5429 | 285.0597 | 6738.8641 | 311.6118 | 7312.6412 | 338.0341 | 7887.3655 | 364.4888 | 8459.7866 | 390.9169 | 9032.1372 | 417.3199 | 9347.7032 | 443.705 | 9368.3798 | 446.3976 | 9389.622 | 449.0843 | 9408.56 | 451.765 | 9430.8204 | 454.4404 | 9454.1916 | 457.1103 | 9476.6788 | 459.775
Feniscowles |  | 7.246 | 1.6258 | 12.4425 | 1.8253 | 14.4087 | 2.3312 | 16.8427 | 2.8588 | 19.596 | 3.391 | 23.9005 | 3.9339 | 31.822 | 4.4857 | 40.1906 | 5.0434 | 48.3842 | 5.6096 | 59.2386 | 6.1895 | 77.3009 | 6.7743 | 103.5209 | 7.3469 | 129.5918 | 7.8243 | 155.4657 | 8.3026 | 179.8653 | 8.7715 | 202.1386 | 9.2408 | 224.7788 | 13.3754 | 247.9738 | 17.5077 | 272.9945 | 21.6375 | 299.74 | 25.7652 | 325.3479 | 29.8886 | 341.4273 | 34.0304 | 355.5467 | 38.1401 | 365.7563 | 42.2537 | 376.0738 | 46.3613 | 385.7367 | 50.4622 | 392.6677 | 54.5557 | 399.49 | 58.6414 | 406.1914 | 62.7188 | 412.9358 | 66.7876 | 419.9246 | 70.8472 | 426.6338 | 71.2313 |  | 7.246 | 1.6258 | 7.4957 | 1.8253 | 7.7956 | 2.0787 | 8.3281 | 2.3505 | 8.9672 | 2.6313 | 11.5198 | 2.8885 | 19.7004 | 3.0788 | 28.1784 | 3.3872 | 36.3808 | 3.7049 | 47.1915 | 4.0305 | 62.8553 | 4.3621 | 79.7284 | 4.7344 | 96.4484 | 4.9856 | 112.9737 | 5.238 | 128.0186 | 5.4849 | 143.2409 | 5.7327 | 165.6307 | 5.9796 | 188.7223 | 6.2236 | 213.1512 | 6.4653 | 238.1955 | 6.7052 | 261.3421 | 6.9429 | 279.4478 | 7.1834 | 298.031 | 7.416 | 316.2279 | 7.6486 | 335.81 | 7.8793 | 343.118 | 8.1081 | 350.5149 | 8.3352 | 357.8007 | 8.5604 | 364.9766 | 8.7839 | 372.186 | 9.0057 | 378.7631 | 9.2258 | 382.6033 | 9.4443 |  | 7.246 | 1.6258 | 12.4425 | 1.8253 | 14.4087 | 2.1109 | 16.8427 | 2.4215 | 19.596 | 2.7425 | 23.9005 | 3.0478 | 31.822 | 3.3023 | 40.1906 | 3.6533 | 48.3842 | 4.0144 | 59.2386 | 4.3843 | 77.3009 | 4.7606 | 103.5209 | 5.1721 | 129.5918 | 5.518 | 155.4657 | 5.8656 | 179.8653 | 6.2077 | 202.1386 | 6.5511 | 224.7788 | 6.8939 | 247.9738 | 7.2339 | 272.9945 | 7.5716 | 299.74 | 7.9075 | 325.3479 | 8.2413 | 341.4273 | 8.5787 | 355.5467 | 8.9071 | 365.7563 | 9.2358 | 376.0738 | 9.5625 | 385.7367 | 9.8872 | 392.6677 | 10.2099 | 399.49 | 10.5307 | 406.1914 | 10.8496 | 412.9358 | 11.1666 | 419.9246 | 11.4818 | 426.6338 | 11.7951 |  | 7.246 | 1.6258 | 15.1322 | 1.8253 | 18.9704 | 2.3312 | 23.3212 | 2.8588 | 28.043 | 3.391 | 34.9111 | 3.9339 | 43.2475 | 4.4857 | 54.0758 | 5.0434 | 71.6793 | 5.6096 | 91.9566 | 6.1895 | 117.1716 | 6.7743 | 143.6276 | 7.3469 | 169.9843 | 7.8243 | 196.1529 | 8.3026 | 220.9951 | 8.7715 | 276.019 | 9.2408 | 428.1707 | 13.3754 | 582.1528 | 17.5077 | 736.327 | 21.6375 | 889.7021 | 25.7652 | 1039.602 | 29.8886 | 1182.3246 | 34.0304 | 1322.0506 | 38.1401 | 1455.1947 | 42.2537 | 1588.031 | 46.3613 | 1720.8749 | 50.4622 | 1853.8017 | 54.5557 | 1985.8502 | 58.6414 | 2117.2294 | 62.7188 | 2247.9661 | 66.7876 | 2334.8683 | 70.8472 | 2340.4423 | 71.2313 |  | 7.246 | 1.6258 | 15.1322 | 1.8253 | 18.9704 | 2.3312 | 23.3212 | 2.8588 | 28.043 | 3.391 | 37.2363 | 3.9344 | 54.8695 | 4.4875 | 72.6667 | 5.0471 | 90.2702 | 5.616 | 110.5475 | 6.1995 | 168.1802 | 6.7888 | 324.24 | 11.0366 | 480.0697 | 15.1932 | 635.613 | 19.3613 | 789.6003 | 23.5179 | 941.3665 | 27.6862 | 1093.547 | 31.8603 | 1247.7111 | 36.0294 | 1401.5577 | 40.1946 | 1555.9327 | 44.3575 | 1704.1095 | 48.5146 | 1839.1289 | 52.7015 | 1974.4973 | 56.8393 | 2109.33 | 60.9845 | 2244.1237 | 65.1223 | 2315.6295 | 69.2517 | 2320.928 | 69.6766 | 2326.308 | 70.0935 | 2331.3189 | 70.5027 | 2336.8503 | 70.9047 | 2342.5467 | 71.2996 | 2348.1125 | 71.6878
Ferodo |  | 27.9829 | 6.5898 | 41.2332 | 7.4063 | 46.6173 | 9.4794 | 51.5526 | 11.5503 | 57.1421 | 13.6342 | 67.9772 | 15.7337 | 88.3185 | 17.8765 | 109.7467 | 20.029 | 130.8265 | 22.2344 | 158.6145 | 24.4788 | 203.481 | 26.7323 | 265.5466 | 28.9374 | 327.2502 | 30.7663 | 388.4189 | 32.6117 | 445.713 | 34.4093 | 497.6679 | 36.1856 | 550.5278 | 52.2908 | 604.705 | 68.273 | 663.5414 | 84.2651 | 725.8439 | 100.2195 | 783.4954 | 116.1336 | 820.1784 | 132.0099 | 855.2721 | 147.8269 | 889.4399 | 163.6342 | 923.7332 | 179.3976 | 954.6924 | 195.1275 | 973.1542 | 210.8252 | 991.1467 | 226.4919 | 1008.6255 | 242.1286 | 1026.3222 | 257.7365 | 1045.1196 | 273.3165 | 1062.7044 | 274.7298 |  | 27.9829 | 6.5898 | 28.9589 | 7.4063 | 30.1191 | 8.4528 | 30.6588 | 9.5266 | 31.3574 | 10.6418 | 36.8392 | 11.6462 | 56.9506 | 12.3906 | 78.2234 | 13.6029 | 99.0477 | 14.8651 | 126.5753 | 16.1485 | 166.4129 | 17.4472 | 209.3235 | 18.9068 | 251.782 | 19.882 | 293.7561 | 20.8704 | 331.8397 | 21.8306 | 369.3812 | 22.7798 | 421.7626 | 23.7252 | 475.489 | 24.6333 | 532.8989 | 25.5581 | 591.4811 | 26.4761 | 645.0747 | 27.3864 | 685.0718 | 28.2894 | 725.4199 | 29.181 | 764.346 | 30.0711 | 801.518 | 30.9529 | 834.6084 | 31.8286 | 867.4577 | 32.6983 | 899.3459 | 33.5623 | 930.2789 | 34.4209 | 961.0022 | 35.2743 | 988.7825 | 36.1228 | 1004.6085 | 36.9665 |  | 27.9829 | 6.5898 | 41.2332 | 7.4063 | 46.6173 | 8.584 | 51.5526 | 9.7837 | 57.1421 | 11.0267 | 67.9772 | 12.1899 | 88.3185 | 13.1602 | 109.7467 | 14.5086 | 130.8265 | 15.9116 | 158.6145 | 17.3396 | 203.481 | 18.7858 | 265.5466 | 20.3714 | 327.2502 | 21.6974 | 388.4189 | 23.0395 | 445.713 | 24.3519 | 497.6679 | 25.6531 | 550.5278 | 26.9517 | 604.705 | 28.2092 | 663.5414 | 29.4868 | 725.8439 | 30.7582 | 783.4954 | 32.0219 | 820.1784 | 33.2785 | 855.2721 | 34.5229 | 889.4399 | 35.7669 | 923.7332 | 37.0025 | 954.6924 | 38.2317 | 973.1542 | 39.4551 | 991.1467 | 40.673 | 1008.6255 | 41.8853 | 1026.3222 | 43.0925 | 1045.1196 | 44.2947 | 1062.7044 | 45.4921 |  | 27.9829 | 6.5898 | 48.0557 | 7.4063 | 58.5236 | 9.4794 | 67.7256 | 11.5503 | 77.5432 | 13.6342 | 92.5263 | 15.7337 | 113.4022 | 17.8765 | 140.2906 | 20.029 | 181.0223 | 22.2344 | 228.6366 | 24.4788 | 288.7824 | 26.7323 | 352.009 | 28.9374 | 415.2822 | 30.7663 | 478.2965 | 32.6117 | 537.7826 | 34.4093 | 650.2984 | 36.1856 | 937.5359 | 52.2908 | 1224.9719 | 68.273 | 1513.9455 | 84.2651 | 1801.0857 | 100.2195 | 2081.5633 | 116.1336 | 2346.7133 | 132.0099 | 2602.6151 | 147.8269 | 2847.6846 | 163.6342 | 3092.0081 | 179.3976 | 3336.2035 | 195.1275 | 3580.518 | 210.8252 | 3822.8101 | 226.4919 | 4063.5162 | 242.1286 | 4302.8486 | 257.7365 | 4450.192 | 273.3165 | 4463.4464 | 274.7298 |  | 27.9829 | 6.5898 | 48.0557 | 7.4063 | 58.5236 | 9.4794 | 67.7256 | 11.5503 | 77.5432 | 13.6342 | 97.2583 | 15.7332 | 137.0368 | 17.8748 | 178.0723 | 20.0253 | 218.8041 | 22.2279 | 266.4183 | 24.4687 | 385.2334 | 26.7177 | 683.0626 | 43.3228 | 980.3503 | 59.503 | 1276.9084 | 75.7036 | 1569.3708 | 91.7938 | 1856.2388 | 107.8238 | 2143.3884 | 123.8311 | 2430.4181 | 139.6336 | 2718.6681 | 155.5223 | 3007.5045 | 171.3787 | 3281.7637 | 187.1956 | 3531.2236 | 202.9765 | 3780.7061 | 218.6887 | 4028.965 | 234.4058 | 4276.9406 | 250.0763 | 4397.4853 | 265.7148 | 4410.061 | 267.1529 | 4422.7174 | 268.5847 | 4434.8198 | 270.0103 | 4447.6641 | 271.43 | 4460.6932 | 272.8439 | 4473.606 | 274.2523
Flat Lane |  | 14.1277 | 5.725 | 20.7231 | 6.45 | 23.3973 | 8.2531 | 25.9219 | 10.1579 | 28.754 | 12.0742 | 34.146 | 14.0597 | 44.0936 | 16.0649 | 54.5972 | 18.1117 | 64.9088 | 20.2009 | 78.5096 | 22.3364 | 106.1014 | 24.5158 | 158.762 | 26.6635 | 211.2377 | 28.4732 | 263.4355 | 30.2317 | 313.6948 | 32.0307 | 361.3204 | 33.8144 | 409.3782 | 48.9744 | 458.0577 | 64.239 | 526.973 | 79.4429 | 605.5313 | 94.7966 | 679.6555 | 110.026 | 720.459 | 125.2544 | 747.8392 | 140.6966 | 763.5069 | 155.9759 | 779.249 | 171.3135 | 793.7088 | 186.6581 | 802.5357 | 202.008 | 811.1192 | 217.3615 | 819.4544 | 232.7168 | 827.852 | 248.0727 | 836.7014 | 263.4275 | 845.0021 | 265.1343 |  | 14.1277 | 5.725 | 14.5784 | 6.45 | 15.1297 | 7.3594 | 15.4463 | 8.3532 | 15.8304 | 9.3724 | 18.5486 | 10.3285 | 28.3682 | 11.0326 | 38.759 | 12.1719 | 48.9274 | 13.351 | 62.3916 | 14.5559 | 81.918 | 15.7981 | 102.9734 | 17.1957 | 123.84 | 18.1574 | 144.5005 | 19.088 | 163.2758 | 20.0455 | 187.484 | 20.9946 | 237.699 | 21.9125 | 291.4317 | 22.8542 | 350.8699 | 23.7572 | 413.9142 | 24.6903 | 477.057 | 25.5792 | 538.7579 | 26.4614 | 601.4869 | 27.3796 | 662.4371 | 28.2572 | 721.6853 | 29.1392 | 738.1885 | 30.0163 | 755.2452 | 30.8884 | 772.3334 | 31.7558 | 789.3916 | 32.6185 | 806.6621 | 33.477 | 822.5401 | 34.331 | 832.0036 | 35.181 |  | 14.1277 | 5.725 | 20.7231 | 6.45 | 23.3973 | 7.4735 | 25.9219 | 8.6042 | 28.754 | 9.7651 | 34.146 | 10.893 | 44.0936 | 11.8265 | 54.5972 | 13.1197 | 64.9088 | 14.4564 | 78.5096 | 15.8219 | 106.1014 | 17.2282 | 158.762 | 18.7706 | 211.2377 | 20.0803 | 263.4355 | 21.3581 | 313.6948 | 22.6686 | 361.3204 | 23.9721 | 409.3782 | 25.2424 | 458.0577 | 26.5424 | 526.973 | 27.7993 | 605.5313 | 29.0938 | 679.6555 | 30.3378 | 720.459 | 31.5755 | 747.8392 | 32.8577 | 763.5069 | 34.093 | 779.249 | 35.335 | 793.7088 | 36.5723 | 802.5357 | 37.805 | 811.1192 | 39.0333 | 819.4544 | 40.2572 | 827.852 | 41.4767 | 836.7014 | 42.6921 | 845.0021 | 43.9032 |  | 14.1277 | 5.725 | 24.1265 | 6.45 | 29.2902 | 8.2531 | 33.9592 | 10.1579 | 38.9131 | 12.0742 | 46.3981 | 14.0597 | 56.6532 | 16.0649 | 75.4132 | 18.1117 | 117.5191 | 20.2009 | 162.9875 | 22.3364 | 214.6311 | 24.5158 | 267.8252 | 26.6635 | 320.9607 | 28.4732 | 373.9289 | 30.2317 | 425.0582 | 32.0307 | 493.2894 | 33.8144 | 621.3635 | 48.9744 | 751.7019 | 64.239 | 881.4339 | 79.4429 | 1009.4895 | 94.7966 | 1133.4577 | 110.026 | 1249.1453 | 125.2544 | 1340.7723 | 140.6966 | 1426.4905 | 155.9759 | 1512.1896 | 171.3135 | 1598.2667 | 186.6581 | 1684.5411 | 202.008 | 1770.2163 | 217.3615 | 1855.4143 | 232.7168 | 1940.1572 | 248.0727 | 2018.2676 | 263.4275 | 2025.3861 | 265.1343 |  | 14.1277 | 5.725 | 24.1265 | 6.45 | 29.2902 | 8.2531 | 33.9592 | 10.1579 | 38.9131 | 12.0742 | 54.279 | 14.0616 | 96.0149 | 16.0708 | 138.3359 | 18.124 | 180.4418 | 20.2224 | 225.9103 | 22.37 | 297.401 | 24.5646 | 429.9404 | 40.0463 | 562.2706 | 55.2767 | 694.2965 | 70.4812 | 824.3195 | 85.8563 | 951.6104 | 101.2804 | 1079.1203 | 116.6203 | 1206.5127 | 132.1537 | 1334.3336 | 147.5237 | 1462.5821 | 163.1425 | 1565.248 | 178.5247 | 1652.2645 | 193.9015 | 1739.4389 | 209.5937 | 1826.2634 | 225.0281 | 1913.2234 | 240.5399 | 2019.3499 | 256.0537 | 2024.6574 | 257.8892 | 2030.1675 | 259.7001 | 2034.1635 | 261.4873 | 2040.1454 | 263.2523 | 2046.5937 | 264.9957 | 2052.7299 | 266.7186
Frederick Rd |  | 74.3848 | 9.9452 | 109.1493 | 11.2658 | 123.6774 | 14.5106 | 137.3067 | 17.7933 | 152.5313 | 21.1182 | 183.94 | 24.5188 | 248.9176 | 27.9956 | 317.5467 | 31.5415 | 384.6899 | 35.1699 | 473.7091 | 38.8899 | 609.649 | 42.6839 | 775.5648 | 46.4352 | 940.2343 | 49.614 | 1103.1627 | 52.7915 | 1253.5691 | 55.9522 | 1386.2794 | 59.1034 | 1521.7653 | 85.7873 | 1661.4333 | 112.619 | 1798.135 | 139.5561 | 1924.4732 | 166.64 | 2027.9106 | 193.8644 | 2106.5606 | 221.2317 | 2191.7334 | 248.7043 | 2276.7687 | 276.3635 | 2361.6631 | 304.1505 | 2440.4091 | 332.0812 | 2495.1901 | 360.1562 | 2549.1151 | 388.3763 | 2602.1591 | 416.7416 | 2655.6814 | 445.253 | 2711.3091 | 473.9105 | 2764.8051 | 478.1075 |  | 74.3848 | 9.9452 | 77.1287 | 11.2658 | 80.5299 | 12.9392 | 82.4185 | 14.6733 | 84.5317 | 16.4783 | 102.1652 | 18.1414 | 167.2618 | 19.3944 | 235.7986 | 21.4091 | 302.5534 | 23.4982 | 391.0317 | 25.6377 | 519.4515 | 27.8382 | 657.6151 | 30.3171 | 794.8984 | 32.0378 | 930.2111 | 33.7589 | 1053.0688 | 35.4706 | 1164.7884 | 37.1777 | 1303.5193 | 38.8918 | 1449.9227 | 40.6007 | 1579.7146 | 42.2936 | 1705.1502 | 43.9869 | 1815.6238 | 45.679 | 1886.9872 | 47.3701 | 1959.2652 | 49.0533 | 2029.8024 | 50.7451 | 2102.4758 | 52.4337 | 2193.4875 | 54.1228 | 2285.7739 | 55.8124 | 2377.0024 | 57.5028 | 2467.1438 | 59.1943 | 2557.5928 | 60.8875 | 2641.0197 | 62.5822 | 2694.4565 | 64.279 |  | 74.3848 | 9.9452 | 109.1493 | 11.2658 | 123.6774 | 13.1399 | 137.3067 | 15.0718 | 152.5313 | 17.0795 | 183.94 | 18.9962 | 248.9176 | 20.6096 | 317.5467 | 22.8481 | 384.6899 | 25.1687 | 473.7091 | 27.5476 | 609.649 | 29.9957 | 775.5648 | 32.6895 | 940.2343 | 34.9894 | 1103.1627 | 37.2961 | 1253.5691 | 39.5982 | 1386.2794 | 41.9003 | 1521.7653 | 44.2165 | 1661.4333 | 46.5322 | 1798.135 | 48.8347 | 1924.4732 | 51.1432 | 2027.9106 | 53.4548 | 2106.5606 | 55.7705 | 2191.7334 | 58.0814 | 2276.7687 | 60.4071 | 2361.6631 | 62.7339 | 2440.4091 | 65.0653 | 2495.1901 | 67.4019 | 2549.1151 | 69.7438 | 2602.1591 | 72.0913 | 2655.6814 | 74.4445 | 2711.3091 | 76.8037 | 2764.8051 | 79.1692 |  | 74.3848 | 9.9452 | 127.3602 | 11.2658 | 155.7863 | 14.5106 | 181.0714 | 17.7933 | 207.6565 | 21.1182 | 250.5952 | 24.5188 | 316.5067 | 27.9956 | 392.674 | 31.5415 | 487.6692 | 35.1699 | 604.772 | 38.8899 | 762.439 | 42.6839 | 930.2238 | 46.4352 | 1097.1907 | 49.614 | 1262.7656 | 52.7915 | 1416.3933 | 55.9522 | 1646.0748 | 59.1034 | 2157.2359 | 85.7873 | 2662.5945 | 112.619 | 3155.592 | 139.5561 | 3639.7944 | 166.64 | 4113.4117 | 193.8644 | 4563.5875 | 221.2317 | 5006.3127 | 248.7043 | 5430.7531 | 276.3635 | 5855.5845 | 304.1505 | 6282.2969 | 332.0812 | 6710.5418 | 360.1562 | 7137.0565 | 388.3763 | 7562.4092 | 416.7416 | 7986.6259 | 445.253 | 8417.8827 | 473.9105 | 8478.2356 | 478.1075 |  | 74.3848 | 9.9452 | 127.3602 | 11.2658 | 155.7863 | 14.5106 | 181.0714 | 17.7933 | 207.6565 | 21.1182 | 257.335 | 24.5182 | 350.1925 | 27.9936 | 446.5561 | 31.5372 | 541.5513 | 35.1623 | 658.6541 | 38.878 | 910.2102 | 42.6667 | 1453.3474 | 69.5318 | 1995.1998 | 95.9758 | 2535.2566 | 122.5785 | 3062.6959 | 149.305 | 3572.2616 | 176.1659 | 4082.2281 | 203.22 | 4582.5656 | 230.4093 | 5079.3406 | 257.6612 | 5565.9944 | 285.0661 | 6034.3957 | 312.6106 | 6462.3548 | 340.2984 | 6892.3353 | 368.0731 | 7321.755 | 396.0565 | 7752.3246 | 424.1604 | 8328.9994 | 452.4081 | 8380.5799 | 456.5833 | 8434.3421 | 460.7606 | 8479.4809 | 464.9402 | 8537.2852 | 469.1228 | 8599.1076 | 473.3081 | 8658.1341 | 477.4965
Fusehill |  | 45.6735 | 14.1655 | 73.1144 | 15.9327 | 83.7526 | 20.3669 | 94.4739 | 24.8346 | 106.46 | 29.3271 | 130.4801 | 33.8893 | 178.3481 | 38.4757 | 228.8796 | 43.1573 | 278.3727 | 47.8638 | 343.914 | 52.6891 | 442.6432 | 57.5372 | 559.5884 | 62.2764 | 675.6176 | 66.2022 | 790.4291 | 70.0849 | 896.2881 | 73.8634 | 989.2947 | 77.6557 | 1084.5059 | 112.0819 | 1183.0333 | 146.3113 | 1268.9446 | 180.5174 | 1347.8882 | 214.4157 | 1414.7695 | 248.1325 | 1467.5887 | 281.6712 | 1523.7588 | 315.2741 | 1582.5467 | 348.4973 | 1641.5406 | 381.6256 | 1696.7729 | 414.597 | 1737.1763 | 447.4133 | 1776.9874 | 480.076 | 1816.1651 | 512.5864 | 1855.5722 | 544.9463 | 1896.2474 | 577.1566 | 1935.4705 | 579.3987 |  | 45.6735 | 14.1655 | 47.1983 | 15.9327 | 49.0368 | 18.1612 | 50.3294 | 20.4695 | 51.8218 | 22.8616 | 64.8027 | 25.0414 | 112.7612 | 26.6115 | 163.251 | 29.2393 | 212.5263 | 31.9146 | 277.7756 | 34.6596 | 372.3991 | 37.4408 | 474.1854 | 40.5655 | 575.2436 | 42.6483 | 674.9422 | 44.7096 | 765.7084 | 46.7106 | 846.9387 | 48.7263 | 940.5193 | 50.685 | 1036.7912 | 52.6136 | 1126.1238 | 54.5676 | 1212.6996 | 56.4526 | 1285.979 | 58.3148 | 1324.7408 | 60.1551 | 1363.9555 | 62.0217 | 1402.0952 | 63.8235 | 1439.1942 | 65.6185 | 1489.5336 | 67.3953 | 1540.4356 | 69.1539 | 1590.7018 | 70.8951 | 1640.247 | 72.6193 | 1689.8911 | 74.3275 | 1735.5775 | 76.0197 | 1764.5236 | 77.6968 |  | 45.6735 | 14.1655 | 73.1144 | 15.9327 | 83.7526 | 18.4429 | 94.4739 | 21.0362 | 106.46 | 23.7185 | 130.4801 | 26.2561 | 178.3481 | 28.3247 | 228.8796 | 31.2623 | 278.3727 | 34.2528 | 343.914 | 37.3223 | 442.6432 | 40.4337 | 559.5884 | 43.8414 | 675.6176 | 46.688 | 790.4291 | 49.5136 | 896.2881 | 52.2742 | 989.2947 | 55.0526 | 1084.5059 | 57.7693 | 1183.0333 | 60.4533 | 1268.9446 | 63.1682 | 1347.8882 | 65.8059 | 1414.7695 | 68.4183 | 1467.5887 | 71.0068 | 1523.7588 | 73.6279 | 1582.5467 | 76.174 | 1641.5406 | 78.7139 | 1696.7729 | 81.2328 | 1737.1763 | 83.7317 | 1776.9874 | 86.2111 | 1816.1651 | 88.6713 | 1855.5722 | 91.1128 | 1896.2474 | 93.5362 | 1935.4705 | 95.9418 |  | 45.6735 | 14.1655 | 87.419 | 15.9327 | 108.2236 | 20.3669 | 128.2013 | 24.8346 | 149.1955 | 29.3271 | 182.3052 | 33.8893 | 230.8943 | 38.4757 | 285.761 | 43.1573 | 350.643 | 47.8638 | 431.7297 | 52.6891 | 542.4952 | 57.5372 | 660.6138 | 62.2764 | 778.2889 | 66.2022 | 894.9363 | 70.0849 | 1003.1284 | 73.8634 | 1188.8035 | 77.6557 | 1645.2606 | 112.0819 | 2095.3386 | 146.3113 | 2540.1745 | 180.5174 | 2980.1614 | 214.4157 | 3410.7487 | 248.1325 | 3819.9127 | 281.6712 | 4228.0608 | 315.2741 | 4621.01 | 348.4973 | 5013.2052 | 381.6256 | 5405.7608 | 414.597 | 5798.7335 | 447.4133 | 6188.9869 | 480.076 | 6577.2761 | 512.5864 | 6963.6956 | 544.9463 | 7241.4623 | 577.1566 | 7277.4917 | 579.3987 |  | 45.6735 | 14.1655 | 87.419 | 15.9327 | 108.2236 | 20.3669 | 128.2013 | 24.8346 | 149.1955 | 29.3271 | 185.9755 | 33.8894 | 249.2287 | 38.476 | 315.0744 | 43.158 | 379.9563 | 47.865 | 461.043 | 52.691 | 662.4994 | 57.54 | 1143.2721 | 93.3058 | 1622.966 | 128.1518 | 2101.1991 | 162.8587 | 2570.2273 | 197.2693 | 3026.0928 | 231.6798 | 3482.3469 | 265.7752 | 3931.6469 | 299.6593 | 4378.6181 | 333.6599 | 4821.4206 | 367.2218 | 5253.7408 | 400.6021 | 5652.0652 | 433.8056 | 6051.2245 | 467.1901 | 6448.9796 | 500.084 | 6846.7158 | 532.914 | 7114.9139 | 565.5877 | 7148.7707 | 567.9811 | 7183.0709 | 570.3424 | 7215.1392 | 572.6725 | 7250.3132 | 574.9729 | 7286.3896 | 577.244 | 7321.8072 | 579.4869
Gale |  | 36.4368 | 5.7423 | 60.1349 | 6.4713 | 69.3274 | 8.2959 | 79.1553 | 10.1369 | 90.1806 | 11.992 | 109.9332 | 13.8779 | 147.5556 | 15.7942 | 187.2882 | 17.7311 | 226.1819 | 19.7061 | 277.7089 | 21.7119 | 354.6623 | 23.7602 | 443.9111 | 25.7553 | 532.4479 | 27.4196 | 620.0272 | 29.071 | 700.5301 | 30.7123 | 770.8861 | 32.3487 | 842.9326 | 46.788 | 917.5402 | 61.2252 | 975.7324 | 75.6536 | 1029.2538 | 90.1096 | 1077.6888 | 104.5338 | 1116.6592 | 118.9931 | 1160.4679 | 133.3922 | 1207.4519 | 147.8398 | 1254.6938 | 162.2726 | 1298.9067 | 176.7057 | 1331.1276 | 191.1394 | 1362.9057 | 205.5744 | 1394.2 | 220.0109 | 1425.7229 | 234.4495 | 1458.3341 | 248.8904 | 1489.7837 | 250.4442 |  | 36.4368 | 5.7423 | 37.7421 | 6.4713 | 39.3339 | 7.3975 | 40.869 | 8.3563 | 42.6734 | 9.3507 | 53.5246 | 10.2585 | 91.6623 | 10.929 | 131.5783 | 12.0191 | 170.383 | 13.1471 | 221.6924 | 14.2911 | 296.1085 | 15.4711 | 376.2339 | 16.7874 | 455.692 | 17.6758 | 534.1523 | 18.558 | 605.5208 | 19.4356 | 668.6488 | 20.3118 | 737.004 | 21.173 | 805.0701 | 22.0322 | 872.2393 | 22.8852 | 937.5873 | 23.7416 | 990.7321 | 24.5847 | 1012.8444 | 25.4311 | 1035.4024 | 26.2603 | 1057.4451 | 27.0949 | 1079.6672 | 27.9221 | 1116.8657 | 28.7454 | 1154.3493 | 29.5646 | 1191.1781 | 30.3801 | 1227.358 | 31.1919 | 1263.5906 | 32.0005 | 1296.6833 | 32.8058 | 1316.5509 | 33.6082 |  | 36.4368 | 5.7423 | 60.1349 | 6.4713 | 69.3274 | 7.5122 | 79.1553 | 8.5864 | 90.1806 | 9.6986 | 109.9332 | 10.7521 | 147.5556 | 11.6272 | 187.2882 | 12.844 | 226.1819 | 14.1023 | 277.7089 | 15.3796 | 354.6623 | 16.6972 | 443.9111 | 18.1313 | 532.4479 | 19.3372 | 620.0272 | 20.5381 | 700.5301 | 21.7356 | 770.8861 | 22.933 | 842.9326 | 24.1155 | 917.5402 | 25.2972 | 975.7324 | 26.4734 | 1029.2538 | 27.6554 | 1077.6888 | 28.8234 | 1116.6592 | 29.9971 | 1160.4679 | 31.1519 | 1207.4519 | 32.3146 | 1254.6938 | 33.4703 | 1298.9067 | 34.6223 | 1331.1276 | 35.771 | 1362.9057 | 36.9166 | 1394.2 | 38.0592 | 1425.7229 | 39.199 | 1458.3341 | 40.3361 | 1489.7837 | 41.4707 |  | 36.4368 | 5.7423 | 72.4556 | 6.4713 | 90.4701 | 8.2959 | 108.4784 | 10.1369 | 127.6038 | 11.992 | 156.5162 | 13.8779 | 195.1794 | 15.7942 | 237.6249 | 17.7311 | 285.8641 | 19.7061 | 346.8296 | 21.7119 | 431.2118 | 23.7602 | 521.4429 | 25.7553 | 611.2255 | 27.4196 | 700.1411 | 29.071 | 782.5359 | 30.7123 | 965.3308 | 32.3487 | 1479.2644 | 46.788 | 1990.2807 | 61.2252 | 2502.1896 | 75.6536 | 3011.6276 | 90.1096 | 3510.725 | 104.5338 | 3986.605 | 118.9931 | 4469.1113 | 133.3922 | 4933.7566 | 147.8398 | 5397.5044 | 162.2726 | 5861.4934 | 176.7057 | 6325.9567 | 191.1394 | 6787.5023 | 205.5744 | 7246.8781 | 220.0109 | 7704.1723 | 234.4495 | 8026.6063 | 248.8904 | 8055.9528 | 250.4442 |  | 36.4368 | 5.7423 | 72.4556 | 6.4713 | 90.4701 | 8.2959 | 108.4784 | 10.1369 | 127.6038 | 11.992 | 158.7223 | 13.8779 | 206.2041 | 15.794 | 255.2573 | 17.7306 | 303.4965 | 19.7053 | 364.462 | 21.7106 | 559.7081 | 23.7583 | 1093.1922 | 38.5818 | 1625.7222 | 53.0678 | 2157.0203 | 67.5388 | 2680.9972 | 82.0047 | 3194.5244 | 96.4847 | 3708.7457 | 110.9154 | 4221.9684 | 125.3579 | 4734.7918 | 139.7912 | 5247.8046 | 154.2773 | 5756.1075 | 168.7099 | 6227.0498 | 183.1995 | 6699.0982 | 197.5977 | 7169.4665 | 212.0692 | 7639.8545 | 226.519 | 7932.1816 | 240.9691 | 7959.8256 | 242.555 | 7988.0104 | 244.1337 | 8013.989 | 245.7056 | 8043.1568 | 247.271 | 8073.3725 | 248.8301 | 8102.7792 | 250.3833
Garstang |  | 44.9456 | 14.7017 | 63.4811 | 16.5737 | 71.2372 | 21.2356 | 78.3004 | 25.9302 | 86.2866 | 30.6686 | 101.6056 | 35.4706 | 130.2744 | 40.3477 | 160.5139 | 45.339 | 190.2464 | 50.3851 | 229.4112 | 55.4786 | 305.2959 | 60.7045 | 443.0426 | 65.7831 | 580.2759 | 70.0748 | 716.7108 | 74.2714 | 847.5465 | 78.4394 | 970.8527 | 82.5599 | 1095.3899 | 119.312 | 1221.6806 | 156.0786 | 1397.1793 | 192.6477 | 1595.1233 | 229.3054 | 1780.595 | 265.726 | 1884.4062 | 302.0556 | 1959.3774 | 338.2584 | 2009.4681 | 374.5534 | 2059.7424 | 410.7 | 2105.248 | 446.7765 | 2131.3484 | 482.7852 | 2156.6574 | 518.7281 | 2181.1385 | 554.6066 | 2205.887 | 590.423 | 2232.2497 | 626.1783 | 2256.7383 | 629.4766 |  | 44.9456 | 14.7017 | 46.4499 | 16.5737 | 48.2733 | 18.9359 | 49.2087 | 21.3796 | 50.3836 | 23.9221 | 58.2467 | 26.2322 | 86.4923 | 27.9354 | 116.4009 | 30.754 | 145.6796 | 33.6397 | 184.4053 | 36.5454 | 240.4915 | 39.5592 | 300.9587 | 42.9136 | 360.8342 | 45.2119 | 420.0964 | 47.4538 | 473.8558 | 49.6826 | 539.8716 | 51.8863 | 670.0428 | 54.0416 | 809.0623 | 56.2173 | 960.8606 | 58.3299 | 1120.8862 | 60.4724 | 1280.0159 | 62.5531 | 1432.9527 | 64.6158 | 1588.2399 | 66.6541 | 1738.963 | 68.7099 | 1885.0583 | 70.7356 | 1940.4306 | 72.7476 | 1996.7668 | 74.7456 | 2052.5387 | 76.7306 | 2107.6252 | 78.703 | 2163.0021 | 80.6637 | 2213.641 | 82.6128 | 2243.5061 | 84.5511 |  | 44.9456 | 14.7017 | 63.4811 | 16.5737 | 71.2372 | 19.2296 | 78.3004 | 21.9642 | 86.2866 | 24.8034 | 101.6056 | 27.4813 | 130.2744 | 29.7028 | 160.5139 | 32.8427 | 190.2464 | 36.0572 | 229.4112 | 39.2982 | 305.2959 | 42.6594 | 443.0426 | 46.3101 | 580.2759 | 49.4191 | 716.7108 | 52.4713 | 847.5465 | 55.5127 | 970.8527 | 58.5294 | 1095.3899 | 61.4959 | 1221.6806 | 64.4889 | 1397.1793 | 67.413 | 1595.1233 | 70.3757 | 1780.595 | 73.2694 | 1884.4062 | 76.1455 | 1959.3774 | 78.9955 | 2009.4681 | 81.8693 | 2059.7424 | 84.7108 | 2105.248 | 87.5378 | 2131.3484 | 90.3514 | 2156.6574 | 93.1521 | 2181.1385 | 95.9402 | 2205.887 | 98.7163 | 2232.2497 | 101.4809 | 2256.7383 | 104.2342 |  | 44.9456 | 14.7017 | 73.0229 | 16.5737 | 87.9876 | 21.2356 | 101.0413 | 25.9302 | 115.0226 | 30.6686 | 136.2913 | 35.4706 | 165.9322 | 40.3477 | 216.6549 | 45.339 | 324.3875 | 50.3851 | 441.8085 | 55.4786 | 576.9454 | 60.7045 | 716.4954 | 65.7831 | 856.0519 | 70.0748 | 995.2032 | 74.2714 | 1129.1664 | 78.4394 | 1317.038 | 82.5599 | 1690.418 | 119.312 | 2070.0214 | 156.0786 | 2448.1271 | 192.6477 | 2821.3642 | 229.3054 | 3183.3014 | 265.726 | 3521.9126 | 302.0556 | 3803.2637 | 338.2584 | 4067.9978 | 374.5534 | 4332.4044 | 410.7 | 4597.5242 | 446.7765 | 4863.1157 | 482.7852 | 5126.6389 | 518.7281 | 5388.5479 | 554.6066 | 5648.9415 | 590.423 | 5862.3743 | 626.1783 | 5882.495 | 629.4766 |  | 44.9456 | 14.7017 | 73.0229 | 16.5737 | 87.9876 | 21.2356 | 101.0413 | 25.9302 | 115.0226 | 30.6686 | 155.538 | 35.4701 | 262.0619 | 40.3459 | 370.3258 | 45.3352 | 478.0584 | 50.3786 | 595.4793 | 55.4685 | 792.4239 | 60.6898 | 1179.103 | 98.5235 | 1565.1441 | 135.5892 | 1950.2488 | 172.5015 | 2329.5236 | 209.3751 | 2700.9486 | 246.1637 | 3072.9492 | 282.738 | 3445.3613 | 319.4461 | 3819.1399 | 355.8264 | 4193.2806 | 392.4301 | 4505.1171 | 428.6752 | 4774.2082 | 464.8297 | 5043.6171 | 500.8402 | 5311.8246 | 537.0251 | 5580.1793 | 573.0264 | 5846.8864 | 608.9595 | 5862.7933 | 612.3477 | 5879.1826 | 615.7156 | 5892.0701 | 619.0636 | 5909.5882 | 622.3931 | 5928.2234 | 625.7042 | 5946.1297 | 628.9977
Gatley |  | 31.9211 | 3.9435 | 46.9158 | 4.4546 | 53.4403 | 5.7215 | 59.7125 | 7.0018 | 66.774 | 8.2953 | 79.1703 | 9.6181 | 103.4038 | 10.9663 | 128.9943 | 12.3422 | 154.0308 | 13.7448 | 187.202 | 15.1777 | 235.8621 | 16.6417 | 289.786 | 18.0825 | 343.2519 | 19.2934 | 396.0383 | 20.4969 | 444.0195 | 21.691 | 485.3324 | 22.8798 | 527.5484 | 33.1622 | 571.15 | 43.459 | 604.3394 | 53.7874 | 632.2504 | 64.1385 | 655.7784 | 74.5114 | 677.224 | 84.9271 | 704.7431 | 95.3529 | 737.3985 | 105.8181 | 770.0385 | 116.3092 | 800.1044 | 126.8293 | 820.8065 | 137.3788 | 841.2385 | 147.9581 | 861.3745 | 158.5674 | 881.7703 | 169.207 | 903.0781 | 179.8771 | 923.5734 | 181.2495 |  | 31.9211 | 3.9435 | 33.2778 | 4.4546 | 34.9904 | 5.1019 | 36.1572 | 5.7736 | 37.5333 | 6.4717 | 44.7085 | 7.1147 | 69.3893 | 7.5949 | 95.1733 | 8.3747 | 120.173 | 9.18 | 153.2116 | 10.0018 | 201.1359 | 10.8492 | 252.7477 | 11.8009 | 303.8832 | 12.4531 | 354.3408 | 13.1014 | 399.9667 | 13.7446 | 439.4359 | 14.3853 | 480.6703 | 15.027 | 521.8918 | 15.66 | 559.9234 | 16.2928 | 595.7565 | 16.9219 | 623.8618 | 17.5479 | 632.9239 | 18.1755 | 642.1251 | 18.7975 | 651.1348 | 19.4202 | 659.795 | 20.0408 | 691.1679 | 20.6602 | 722.1588 | 21.2783 | 752.0219 | 21.8954 | 780.8241 | 22.5115 | 809.1899 | 23.1268 | 834.5842 | 23.7414 | 849.1236 | 24.3555 |  | 31.9211 | 3.9435 | 46.9158 | 4.4546 | 53.4403 | 5.181 | 59.7125 | 5.9309 | 66.774 | 6.7089 | 79.1703 | 7.4517 | 103.4038 | 8.073 | 128.9943 | 8.9405 | 154.0308 | 9.8362 | 187.202 | 10.7511 | 235.8621 | 11.6948 | 289.786 | 12.7297 | 343.2519 | 13.6064 | 396.0383 | 14.4806 | 444.0195 | 15.351 | 485.3324 | 16.2202 | 527.5484 | 17.0925 | 571.15 | 17.9565 | 604.3394 | 18.8218 | 632.2504 | 19.6846 | 655.7784 | 20.5452 | 677.224 | 21.4093 | 704.7431 | 22.2683 | 737.3985 | 23.1296 | 770.0385 | 23.9899 | 800.1044 | 24.8499 | 820.8065 | 25.7099 | 841.2385 | 26.57 | 861.3745 | 27.4302 | 881.7703 | 28.2907 | 903.0781 | 29.1516 | 923.5734 | 30.0129 |  | 31.9211 | 3.9435 | 54.7755 | 4.4546 | 67.6632 | 5.7215 | 79.052 | 7.0018 | 91.2644 | 8.2953 | 109.8261 | 9.6181 | 134.867 | 10.9663 | 161.3173 | 12.3422 | 188.8455 | 13.7448 | 224.5869 | 15.1777 | 275.3973 | 16.6417 | 329.9557 | 18.0825 | 384.1852 | 19.2934 | 437.8664 | 20.4969 | 487.0104 | 21.691 | 595.9085 | 22.8798 | 903.4105 | 33.1622 | 1208.8186 | 43.459 | 1514.5376 | 53.7874 | 1817.9853 | 64.1385 | 2115.2814 | 74.5114 | 2399.3774 | 84.9271 | 2690.1875 | 95.3529 | 2970.7586 | 105.8181 | 3250.7764 | 116.3092 | 3530.9101 | 126.8293 | 3811.3304 | 137.3788 | 4090.0636 | 147.9581 | 4367.4511 | 158.5674 | 4643.7045 | 169.207 | 4830.8876 | 179.8771 | 4850.2792 | 181.2495 |  | 31.9211 | 3.9435 | 54.7755 | 4.4546 | 67.6632 | 5.7215 | 79.052 | 7.0018 | 91.2644 | 8.2953 | 110.3698 | 9.6179 | 137.5845 | 10.9656 | 165.6643 | 12.3409 | 193.1924 | 13.7424 | 228.9339 | 15.174 | 346.3577 | 16.6364 | 667.2086 | 27.0795 | 987.4517 | 37.3269 | 1306.8613 | 47.5993 | 1621.3197 | 57.8904 | 1928.9055 | 68.2084 | 2236.4815 | 78.5724 | 2542.9228 | 88.9316 | 2849.8663 | 99.3284 | 3155.469 | 109.7443 | 3460.5334 | 120.1792 | 3744.5858 | 130.6662 | 4029.53 | 141.1537 | 4313.5351 | 151.6865 | 4597.5336 | 162.244 | 4764.0332 | 172.8307 | 4782.6616 | 174.2072 | 4801.6213 | 175.5822 | 4819.2784 | 176.9558 | 4838.823 | 178.3282 | 4859.019 | 179.6995 | 4878.6816 | 181.0698
Gidlow |  | 47.588 | 12.9202 | 77.4198 | 14.5409 | 89.0818 | 18.6162 | 101.8898 | 22.7 | 116.2969 | 26.8037 | 141.1393 | 30.9633 | 188.1626 | 35.1664 | 237.8321 | 39.4379 | 286.4546 | 43.7467 | 350.8606 | 48.1242 | 450.2323 | 52.5671 | 574.6115 | 56.9153 | 698.112 | 60.5061 | 820.416 | 64.0787 | 933.8562 | 67.6017 | 1034.6266 | 71.1023 | 1137.4987 | 102.7316 | 1243.5494 | 134.2898 | 1339.3966 | 165.7646 | 1433.9145 | 197.1114 | 1521.3677 | 228.4327 | 1583.8324 | 259.683 | 1648.3342 | 290.8195 | 1709.6508 | 321.8939 | 1771.338 | 352.8999 | 1828.8032 | 383.8364 | 1869.5212 | 414.7055 | 1909.6108 | 445.5093 | 1949.0148 | 476.2491 | 1988.7278 | 506.927 | 2029.9483 | 537.5441 | 2069.5397 | 540.2944 |  | 47.588 | 12.9202 | 49.3158 | 14.5409 | 51.4232 | 16.6001 | 53.7056 | 18.7178 | 56.4066 | 20.9106 | 70.4053 | 22.9036 | 118.2941 | 24.3543 | 168.2937 | 26.7592 | 216.8257 | 29.217 | 280.9381 | 31.7119 | 373.8912 | 34.2687 | 474.0062 | 37.1425 | 573.2618 | 39.0531 | 671.2993 | 40.9574 | 760.4453 | 42.835 | 842.6618 | 44.7034 | 942.3967 | 46.5505 | 1043.338 | 48.3891 | 1145.2586 | 50.211 | 1246.525 | 52.0039 | 1333.9322 | 53.7966 | 1385.7416 | 55.5748 | 1438.7285 | 57.3304 | 1490.5468 | 59.0748 | 1545.0082 | 60.8064 | 1596.267 | 62.5256 | 1648.01 | 64.2326 | 1698.8996 | 65.9279 | 1748.9321 | 67.612 | 1799.071 | 69.2857 | 1844.817 | 70.949 | 1872.0075 | 72.6026 |  | 47.588 | 12.9202 | 77.4198 | 14.5409 | 89.0818 | 16.8576 | 101.8898 | 19.2281 | 116.2969 | 21.6776 | 141.1393 | 23.9892 | 188.1626 | 25.8885 | 237.8321 | 28.5681 | 286.4546 | 31.3065 | 350.8606 | 34.0888 | 450.2323 | 36.941 | 574.6115 | 40.0673 | 698.112 | 42.6709 | 820.416 | 45.2704 | 933.8562 | 47.8427 | 1034.6266 | 50.4068 | 1137.4987 | 52.95 | 1243.5494 | 55.4862 | 1339.3966 | 58.0058 | 1433.9145 | 60.4951 | 1521.3677 | 62.9864 | 1583.8324 | 65.4637 | 1648.3342 | 67.9168 | 1709.6508 | 70.3591 | 1771.338 | 72.7889 | 1828.8032 | 75.2058 | 1869.5212 | 77.6106 | 1909.6108 | 80.0037 | 1949.0148 | 82.3853 | 1988.7278 | 84.7561 | 2029.9483 | 87.1165 | 2069.5397 | 89.4666 |  | 47.588 | 12.9202 | 92.9031 | 14.5409 | 115.7112 | 18.6162 | 138.985 | 22.7 | 163.8798 | 26.8037 | 201.1369 | 30.9633 | 249.8016 | 35.1664 | 306.1658 | 39.4379 | 379.4078 | 43.7467 | 468.5578 | 48.1242 | 586.9424 | 52.5671 | 712.6515 | 56.9153 | 837.8699 | 60.5061 | 962.025 | 64.0787 | 1078.0458 | 67.6017 | 1333.1311 | 71.1023 | 2043.2957 | 102.7316 | 2754.2391 | 134.2898 | 3466.1292 | 165.7646 | 4174.2614 | 197.1114 | 4867.3817 | 228.4327 | 5527.8558 | 259.683 | 6188.9276 | 290.8195 | 6822.9869 | 321.8939 | 7455.7761 | 352.8999 | 8088.8882 | 383.8364 | 8722.6164 | 414.7055 | 9352.2723 | 445.5093 | 9978.9003 | 476.2491 | 10602.6633 | 506.927 | 11037.6886 | 537.5441 | 11073.9795 | 540.2944 |  | 47.588 | 12.9202 | 92.9031 | 14.5409 | 115.7112 | 18.6162 | 138.985 | 22.7 | 163.8798 | 26.8037 | 207.1162 | 30.9626 | 279.6872 | 35.1644 | 353.9703 | 39.4337 | 427.2123 | 43.7393 | 516.3623 | 48.1128 | 786.991 | 52.5505 | 1521.3983 | 85.2343 | 2254.596 | 117.0617 | 2986.202 | 148.8095 | 3708.5756 | 180.4215 | 4417.8407 | 211.9694 | 5128.365 | 243.4074 | 5841.4103 | 274.8038 | 6553.7558 | 306.1173 | 7266.8016 | 337.2703 | 7965.0247 | 368.4408 | 8607.8406 | 399.5425 | 9252.2462 | 430.5109 | 9894.2946 | 461.4255 | 10536.3283 | 492.2748 | 10923.8846 | 523.0567 | 10958.0549 | 525.8805 | 10992.8978 | 528.6875 | 11024.8577 | 531.4779 | 11060.9329 | 534.2529 | 11098.3445 | 537.0125 | 11134.7025 | 539.7574
Gillsrow |  | 12.4376 | 6.3131 | 12.9173 | 7.0876 | 13.5879 | 9.0689 | 14.0008 | 11.0548 | 14.5329 | 13.0492 | 15.1558 | 15.0723 | 15.8689 | 17.1194 | 16.6797 | 19.1919 | 17.4836 | 21.2925 | 18.4914 | 23.425 | 35.5609 | 25.5403 | 99.3369 | 27.6513 | 163.1455 | 29.4017 | 226.9025 | 31.0756 | 290.3165 | 32.7883 | 353.5683 | 34.479 | 416.8 | 49.726 | 479.922 | 64.984 | 596.8505 | 80.0419 | 735.904 | 95.1738 | 867.472 | 110.0533 | 933.475 | 124.8292 | 970.4762 | 139.7387 | 982.0719 | 154.3768 | 993.8255 | 168.985 | 1004.2306 | 183.5108 | 1006.6877 | 197.9549 | 1008.6861 | 212.3178 | 1010.2498 | 226.5999 | 1011.7747 | 240.8019 | 1013.7874 | 254.9242 | 1014.9919 | 255.8018 |  | 12.4376 | 6.3131 | 12.8131 | 7.0876 | 13.3045 | 8.0867 | 13.6281 | 9.1098 | 14.0202 | 10.1685 | 14.4602 | 11.1313 | 14.9227 | 11.8329 | 15.4747 | 12.993 | 16.0258 | 14.1859 | 16.7784 | 15.396 | 17.9095 | 16.6047 | 19.2329 | 17.9949 | 20.5932 | 18.9232 | 22.0589 | 19.8053 | 23.3188 | 20.7149 | 40.6058 | 21.6132 | 111.5547 | 22.4644 | 191.0134 | 23.3448 | 280.5646 | 24.171 | 378.3033 | 25.0325 | 483.4135 | 25.8378 | 604.1896 | 26.6319 | 727.1468 | 27.4617 | 846.7332 | 28.2434 | 963.3127 | 29.0263 | 988.3398 | 29.8002 | 1015.4226 | 30.5653 | 1043.45 | 31.3219 | 1072.2101 | 32.0702 | 1101.8103 | 32.8106 | 1129.4421 | 33.5431 | 1146.7101 | 34.2681 |  | 12.4376 | 6.3131 | 12.9173 | 7.0876 | 13.5879 | 8.2122 | 14.0008 | 9.364 | 14.5329 | 10.5536 | 15.1558 | 11.6775 | 15.8689 | 12.6028 | 16.6797 | 13.9023 | 17.4836 | 15.2376 | 18.4914 | 16.5931 | 35.5609 | 17.9482 | 99.3369 | 19.466 | 163.1455 | 20.735 | 226.9025 | 21.9543 | 290.3165 | 23.2047 | 353.5683 | 24.4433 | 416.8 | 25.6298 | 479.922 | 26.8502 | 596.8505 | 28.009 | 735.904 | 29.2096 | 867.472 | 30.3453 | 933.475 | 31.4683 | 970.4762 | 32.634 | 982.0719 | 33.7434 | 993.8255 | 34.8547 | 1004.2306 | 35.9556 | 1006.6877 | 37.0465 | 1008.6861 | 38.1276 | 1010.2498 | 39.199 | 1011.7747 | 40.2611 | 1013.7874 | 41.314 | 1014.9919 | 42.3579 |  | 12.4376 | 6.3131 | 13.1358 | 7.0876 | 14.2853 | 9.0689 | 14.8523 | 11.0548 | 15.6382 | 13.0492 | 16.6282 | 15.0723 | 17.8117 | 17.1194 | 34.7112 | 19.1919 | 98.0787 | 21.2925 | 161.748 | 23.425 | 226.016 | 25.5403 | 290.5277 | 27.6513 | 355.1907 | 29.4017 | 419.9292 | 31.0756 | 484.3461 | 32.7883 | 548.5646 | 34.479 | 614.9511 | 49.726 | 692.7979 | 64.984 | 768.1031 | 80.0419 | 840.5878 | 95.1738 | 908.5825 | 110.0533 | 968.9761 | 124.8292 | 977.5284 | 139.7387 | 980.3516 | 154.3768 | 983.9888 | 168.985 | 989.108 | 183.5108 | 994.8686 | 197.9549 | 1000.7831 | 212.3178 | 1006.8586 | 226.5999 | 1012.8985 | 240.8019 | 1108.7968 | 254.9242 | 1110.9817 | 255.8018 |  | 12.4376 | 6.3131 | 13.1358 | 7.0876 | 14.2853 | 9.0689 | 14.8523 | 11.0548 | 15.6382 | 13.0492 | 32.1972 | 15.0725 | 95.5723 | 17.1201 | 159.0178 | 19.1934 | 222.3852 | 21.2951 | 286.0546 | 23.429 | 350.3383 | 25.5461 | 414.913 | 41.438 | 479.6389 | 56.93 | 544.4403 | 72.2337 | 608.9198 | 87.5984 | 673.1854 | 102.9036 | 738.2003 | 117.9598 | 808.819 | 133.1491 | 879.9704 | 148.0108 | 951.4775 | 163.0754 | 971.9536 | 177.762 | 974.525 | 192.3452 | 977.4089 | 207.1763 | 980.3836 | 221.64 | 984.1585 | 236.0993 | 1218.8148 | 250.4759 | 1214.9952 | 251.4345 | 1211.8663 | 252.3762 | 1203.7679 | 253.3014 | 1202.2522 | 254.2108 | 1202.3298 | 255.1049 | 1201.3733 | 255.984
Glaxo |  | 0.67949 | 1.228 | 1.1526 | 1.3787 | 1.3372 | 1.7608 | 1.5264 | 2.138 | 1.7377 | 2.5132 | 2.1206 | 2.8942 | 2.8408 | 3.2751 | 3.6012 | 3.6623 | 4.3454 | 4.0498 | 5.332 | 4.4415 | 6.8569 | 4.8372 | 8.7681 | 5.2222 | 10.6655 | 5.5376 | 12.5441 | 5.8482 | 14.2859 | 6.1546 | 15.8313 | 6.4557 | 17.4076 | 9.3052 | 19.0313 | 12.1196 | 20.4706 | 14.9211 | 21.9064 | 17.7021 | 23.2476 | 20.4424 | 24.1975 | 23.1801 | 25.1404 | 25.8943 | 25.9909 | 28.5826 | 26.8454 | 31.2528 | 27.6502 | 33.9032 | 28.2564 | 36.5343 | 28.8557 | 39.1463 | 29.4473 | 41.7397 | 30.0429 | 44.3149 | 30.6568 | 46.872 | 31.2518 | 46.9929 |  | 0.67949 | 1.228 | 0.70538 | 1.3787 | 0.73756 | 1.5701 | 0.76313 | 1.7642 | 0.7929 | 1.9632 | 0.9965 | 2.1447 | 1.7252 | 2.2732 | 2.4887 | 2.4913 | 3.232 | 2.7123 | 4.2156 | 2.9355 | 5.6431 | 3.1633 | 7.1798 | 3.419 | 8.703 | 3.586 | 10.2073 | 3.7506 | 11.5748 | 3.9131 | 12.8331 | 4.0729 | 14.3403 | 4.2313 | 15.8504 | 4.3826 | 17.4255 | 4.5359 | 19.0007 | 4.6872 | 20.3539 | 4.8317 | 21.1277 | 4.9789 | 21.9169 | 5.1234 | 22.6861 | 5.2648 | 23.502 | 5.4048 | 24.1062 | 5.5431 | 24.7122 | 5.6795 | 25.3039 | 5.8143 | 25.8811 | 5.9475 | 26.4548 | 6.0791 | 26.9718 | 6.2092 | 27.2668 | 6.3378 |  | 0.67949 | 1.228 | 1.1526 | 1.3787 | 1.3372 | 1.5944 | 1.5264 | 1.811 | 1.7377 | 2.0325 | 2.1206 | 2.2423 | 2.8408 | 2.411 | 3.6012 | 2.6529 | 4.3454 | 2.8981 | 5.332 | 3.1461 | 6.8569 | 3.3993 | 8.7681 | 3.6763 | 10.6655 | 3.9053 | 12.5441 | 4.1316 | 14.2859 | 4.3557 | 15.8313 | 4.5766 | 17.4076 | 4.7961 | 19.0313 | 5.0076 | 20.4706 | 5.2213 | 21.9064 | 5.4329 | 23.2476 | 5.6366 | 24.1975 | 5.8435 | 25.1404 | 6.0473 | 25.9909 | 6.2475 | 26.8454 | 6.4462 | 27.6502 | 6.6427 | 28.2564 | 6.8372 | 28.8557 | 7.0298 | 29.4473 | 7.2205 | 30.0429 | 7.4093 | 30.6568 | 7.5963 | 31.2518 | 7.7815 |  | 0.67949 | 1.228 | 1.3995 | 1.3787 | 1.7643 | 1.7608 | 2.1131 | 2.138 | 2.4808 | 2.5132 | 3.0351 | 2.8942 | 3.771 | 3.2751 | 4.6312 | 3.6623 | 5.7531 | 4.0498 | 7.1186 | 4.4415 | 8.9325 | 4.8372 | 10.8577 | 5.2222 | 12.773 | 5.5376 | 14.6707 | 5.8482 | 16.4399 | 6.1546 | 20.039 | 6.4557 | 29.7079 | 9.3052 | 39.2952 | 12.1196 | 48.9279 | 14.9211 | 58.5178 | 17.7021 | 67.9034 | 20.4424 | 76.8336 | 23.1801 | 85.7302 | 25.8943 | 94.2545 | 28.5826 | 102.7602 | 31.2528 | 111.2689 | 33.9032 | 119.7836 | 36.5343 | 128.2426 | 39.1463 | 136.6591 | 41.7397 | 145.0361 | 44.3149 | 150.629 | 46.872 | 151.1487 | 46.9929 |  | 0.67949 | 1.228 | 1.3995 | 1.3787 | 1.7643 | 1.7608 | 2.1131 | 2.138 | 2.4808 | 2.5132 | 3.1278 | 2.894 | 4.2346 | 3.2745 | 5.3727 | 3.6612 | 6.4946 | 4.0477 | 7.8601 | 4.4383 | 11.7073 | 4.8326 | 21.7622 | 7.8143 | 31.7986 | 10.7035 | 41.8111 | 13.5665 | 51.6818 | 16.4061 | 61.3498 | 19.2204 | 71.0234 | 22.0164 | 80.6389 | 24.764 | 90.2704 | 27.5115 | 99.9251 | 30.2399 | 109.3446 | 32.9157 | 117.9901 | 35.6019 | 126.6532 | 38.2633 | 135.2836 | 40.8968 | 143.9121 | 43.5139 | 148.6752 | 46.1118 | 149.1713 | 46.2385 | 149.6729 | 46.3637 | 150.1472 | 46.4876 | 150.6593 | 46.61 | 151.1827 | 46.7311 | 151.6975 | 46.8508
Glossop |  | 36.3015 | 10.5679 | 61.7016 | 11.8774 | 71.2755 | 15.2019 | 81.6891 | 18.523 | 93.3616 | 21.8648 | 114.8365 | 25.2318 | 155.987 | 28.6681 | 199.4495 | 32.12 | 242.0004 | 35.6567 | 298.3547 | 39.2561 | 382.8832 | 42.8699 | 482 | 46.4061 | 580.3354 | 49.3391 | 677.6483 | 52.2985 | 767.3336 | 55.1813 | 845.994 | 58.0299 | 926.5888 | 83.8574 | 1010.1029 | 109.4877 | 1076.8508 | 135.1338 | 1138.8138 | 160.7195 | 1194.4885 | 186.2405 | 1238.6841 | 211.7009 | 1286.0519 | 237.0663 | 1335.7408 | 262.416 | 1385.7808 | 287.6954 | 1432.8263 | 312.921 | 1467.8976 | 338.095 | 1502.4772 | 363.2193 | 1536.5153 | 388.2954 | 1570.7243 | 413.3255 | 1605.9649 | 438.3107 | 1639.9696 | 440.5772 |  | 36.3015 | 10.5679 | 37.4994 | 11.8774 | 38.9297 | 13.5556 | 40.4245 | 15.2776 | 42.177 | 17.0659 | 53.8313 | 18.6767 | 95.4246 | 19.8704 | 139.0242 | 21.8146 | 181.4593 | 23.8388 | 237.5847 | 25.8969 | 318.9684 | 27.9796 | 406.5808 | 30.3204 | 493.5052 | 31.8843 | 579.3322 | 33.4694 | 657.5208 | 35.0092 | 727.0953 | 36.5313 | 803.7991 | 38.0474 | 880.7358 | 39.5038 | 956.1288 | 40.9869 | 1029.6973 | 42.459 | 1090.2997 | 43.9189 | 1117.5867 | 45.367 | 1145.3839 | 46.7968 | 1172.5337 | 48.2243 | 1199.3355 | 49.6384 | 1236.065 | 51.0428 | 1273.1298 | 52.4374 | 1309.6091 | 53.823 | 1345.4626 | 55.1999 | 1381.3384 | 56.5685 | 1414.1107 | 57.9291 | 1433.9861 | 59.2823 |  | 36.3015 | 10.5679 | 61.7016 | 11.8774 | 71.2755 | 13.7659 | 81.6891 | 15.6899 | 93.3616 | 17.6832 | 114.8365 | 19.5486 | 155.987 | 21.1046 | 199.4495 | 23.2671 | 242.0004 | 25.517 | 298.3547 | 27.807 | 382.8832 | 30.1264 | 482 | 32.669 | 580.3354 | 34.7956 | 677.6483 | 36.9479 | 767.3336 | 39.0525 | 845.994 | 41.1393 | 926.5888 | 43.2218 | 1010.1029 | 45.2384 | 1076.8508 | 47.2872 | 1138.8138 | 49.3261 | 1194.4885 | 51.3526 | 1238.6841 | 53.3679 | 1286.0519 | 55.3635 | 1335.7408 | 57.3585 | 1385.7808 | 59.3399 | 1432.8263 | 61.3113 | 1467.8976 | 63.2732 | 1502.4772 | 65.2262 | 1536.5153 | 67.1704 | 1570.7243 | 69.1063 | 1605.9649 | 71.0343 | 1639.9696 | 72.9546 |  | 36.3015 | 10.5679 | 74.8897 | 11.8774 | 93.5951 | 15.2019 | 112.775 | 18.523 | 133.0676 | 21.8648 | 163.9901 | 25.2318 | 206.1144 | 28.6681 | 252.9012 | 32.12 | 307.1774 | 35.6567 | 375.3106 | 39.2561 | 469.0231 | 42.8699 | 569.1052 | 46.4061 | 668.7037 | 49.3391 | 767.2144 | 52.2985 | 858.8544 | 55.1813 | 1065.921 | 58.0299 | 1652.2258 | 83.8574 | 2237.2593 | 109.4877 | 2822.5311 | 135.1338 | 3404.862 | 160.7195 | 3975.2717 | 186.2405 | 4518.3878 | 211.7009 | 5067.3433 | 237.0663 | 5595.7941 | 262.416 | 6122.9038 | 287.6954 | 6649.8694 | 312.921 | 7177.0163 | 338.095 | 7700.4584 | 363.2193 | 8221.2193 | 388.2954 | 8739.133 | 413.3255 | 9067.6894 | 438.3107 | 9095.5049 | 440.5772 |  | 36.3015 | 10.5679 | 74.8897 | 11.8774 | 93.5951 | 15.2019 | 112.775 | 18.523 | 133.0676 | 21.8648 | 166.7821 | 25.2309 | 220.0633 | 28.6653 | 275.2054 | 32.1141 | 329.4815 | 35.6463 | 397.6148 | 39.2398 | 618.246 | 42.8464 | 1225.7981 | 69.4757 | 1832.2567 | 95.4234 | 2437.3026 | 121.404 | 3034.3929 | 147.2074 | 3620.0471 | 172.9143 | 4206.7846 | 198.5848 | 4794.3949 | 223.9268 | 5380.8745 | 249.4072 | 5967.3982 | 274.8356 | 6547.2938 | 300.2009 | 7083.8131 | 325.5082 | 7621.1089 | 350.7056 | 8156.1513 | 375.9107 | 8690.8999 | 401.041 | 8945.5342 | 426.1201 | 8972.6736 | 428.4264 | 8999.9502 | 430.7225 | 9026.519 | 433.0086 | 9054.0672 | 435.2854 | 9081.898 | 437.5529 | 9109.5201 | 439.8114
Golborne |  | 62.028 | 12.0035 | 102.9074 | 13.5103 | 119.0636 | 17.2982 | 136.3548 | 21.0971 | 155.7761 | 24.9154 | 188.7399 | 28.7871 | 250.0928 | 32.7009 | 314.8852 | 36.6785 | 378.3008 | 40.6927 | 462.3415 | 44.7711 | 586.649 | 48.9109 | 727.2963 | 52.9631 | 866.7879 | 56.312 | 1004.691 | 59.6436 | 1130.9067 | 62.9303 | 1240.4389 | 66.1965 | 1352.5803 | 95.6546 | 1468.7077 | 125.0524 | 1550.5021 | 154.3753 | 1624.4825 | 183.5899 | 1694.4081 | 212.78 | 1752.7669 | 241.9135 | 1821.4759 | 270.9425 | 1897.835 | 299.9212 | 1974.5808 | 328.8401 | 2046.384 | 357.699 | 2098.9052 | 386.4998 | 2150.7748 | 415.2441 | 2201.9234 | 443.9332 | 2253.505 | 472.5691 | 2306.9065 | 501.1525 | 2358.4956 | 503.7578 |  | 62.028 | 12.0035 | 64.4459 | 13.5103 | 67.4516 | 15.4248 | 70.4176 | 17.3954 | 73.9319 | 19.4361 | 92.2553 | 21.2917 | 154.8618 | 22.6439 | 220.1749 | 24.8832 | 283.6087 | 27.173 | 367.4065 | 29.4972 | 488.9426 | 31.8795 | 619.8024 | 34.557 | 749.4285 | 36.3392 | 877.4814 | 38.1152 | 993.7883 | 39.8672 | 1095.2878 | 41.6107 | 1199.1269 | 43.335 | 1299.8125 | 45.0514 | 1403.0581 | 46.7515 | 1503.2599 | 48.4264 | 1581.5583 | 50.0999 | 1605.1064 | 51.7611 | 1629.3366 | 53.4007 | 1652.9971 | 55.0306 | 1676.9722 | 56.6487 | 1733.5283 | 58.2556 | 1790.0444 | 59.8512 | 1845.1097 | 61.4361 | 1898.7425 | 63.0109 | 1952.1112 | 64.576 | 2000.2488 | 66.1318 | 2027.5435 | 67.6787 |  | 62.028 | 12.0035 | 102.9074 | 13.5103 | 119.0636 | 15.6641 | 136.3548 | 17.8703 | 155.7761 | 20.1505 | 188.7399 | 22.3032 | 250.0928 | 24.0734 | 314.8852 | 26.5692 | 378.3008 | 29.1209 | 462.3415 | 31.7136 | 586.649 | 34.3716 | 727.2963 | 37.2851 | 866.7879 | 39.7131 | 1004.691 | 42.137 | 1130.9067 | 44.5367 | 1240.4389 | 46.9289 | 1352.5803 | 49.3023 | 1468.7077 | 51.6695 | 1550.5021 | 54.0204 | 1624.4825 | 56.3452 | 1694.4081 | 58.6704 | 1752.7669 | 60.9842 | 1821.4759 | 63.2748 | 1897.835 | 65.5563 | 1974.5808 | 67.8264 | 2046.384 | 70.0847 | 2098.9052 | 72.332 | 2150.7748 | 74.5687 | 2201.9234 | 76.7951 | 2253.505 | 79.0116 | 2306.9065 | 81.2187 | 2358.4956 | 83.4166 |  | 62.028 | 12.0035 | 124.2024 | 13.5103 | 156.0432 | 17.2982 | 187.5049 | 21.0971 | 221.0822 | 24.9154 | 270.8679 | 28.7871 | 334.3183 | 32.7009 | 402.2327 | 36.6785 | 475.8046 | 40.6927 | 570.0872 | 44.7711 | 702.6395 | 48.9109 | 844.7354 | 52.9631 | 985.9696 | 56.312 | 1125.6348 | 59.6436 | 1254.6537 | 62.9303 | 1564.6509 | 66.1965 | 2466.0521 | 95.6546 | 3360.3207 | 125.0524 | 4260.5536 | 154.3753 | 5157.9132 | 183.5899 | 6037.2167 | 212.78 | 6876.921 | 241.9135 | 7733.7335 | 270.9425 | 8559.4591 | 299.9212 | 9383.5118 | 328.8401 | 10207.7526 | 357.699 | 11032.7131 | 386.4998 | 11852.5511 | 415.2441 | 12668.5691 | 443.9332 | 13480.7677 | 472.5691 | 14033.3572 | 501.1525 | 14080.4833 | 503.7578 |  | 62.028 | 12.0035 | 124.2024 | 13.5103 | 156.0432 | 17.2982 | 187.5049 | 21.0971 | 221.0822 | 24.9154 | 273.2265 | 28.7866 | 346.1075 | 32.6992 | 421.091 | 36.675 | 494.6628 | 40.6866 | 588.9455 | 44.7616 | 919.7961 | 48.8973 | 1854.6743 | 79.3193 | 2787.9303 | 108.9533 | 3719.0827 | 138.5184 | 4638.1082 | 167.9657 | 5539.8813 | 197.359 | 6442.3231 | 226.6578 | 7342.4909 | 255.9227 | 8243.8617 | 285.1103 | 9147.9432 | 314.1636 | 10048.5249 | 343.2279 | 10885.4294 | 372.2402 | 11724.5082 | 401.1278 | 12560.574 | 429.9738 | 13396.6084 | 458.7625 | 13869.6579 | 487.4928 | 13914.8022 | 490.1682 | 13960.7024 | 492.8276 | 14003.5038 | 495.4714 | 14050.7599 | 498.1006 | 14099.5153 | 500.7153 | 14147.057 | 503.3161
Gowhole |  | 60.8733 | 14.6844 | 93.6736 | 16.5068 | 106.6219 | 21.1293 | 118.8758 | 25.7545 | 132.7024 | 30.4093 | 159.6916 | 35.1038 | 210.5359 | 39.8942 | 264.1275 | 44.7106 | 316.7867 | 49.6428 | 386.3034 | 54.6635 | 496.563 | 59.7105 | 643.5337 | 64.6493 | 789.5797 | 68.748 | 934.3166 | 72.8794 | 1069.4688 | 76.9106 | 1191.1895 | 80.8947 | 1315.2238 | 116.9165 | 1442.6657 | 152.6838 | 1572.8899 | 188.4752 | 1708.4054 | 224.1907 | 1833.4299 | 259.8248 | 1915.5952 | 295.3841 | 1994.9522 | 330.8237 | 2072.5812 | 366.2425 | 2150.5787 | 401.5738 | 2221.8031 | 436.8377 | 2267.0769 | 472.0367 | 2311.3439 | 507.1736 | 2354.5125 | 542.2502 | 2398.0995 | 577.2692 | 2443.946 | 612.2321 | 2487.239 | 615.4646 |  | 60.8733 | 14.6844 | 62.9407 | 16.5068 | 65.3941 | 18.8411 | 66.6396 | 21.2402 | 68.2145 | 23.7314 | 81.8317 | 25.9784 | 132.2419 | 27.6441 | 185.5094 | 30.3563 | 237.6362 | 33.1783 | 306.5937 | 36.0481 | 406.4674 | 38.9562 | 514.009 | 42.2237 | 620.5142 | 44.4093 | 725.764 | 46.6218 | 821.4084 | 48.7752 | 913.2618 | 50.9042 | 1034.5981 | 53.0246 | 1158.3212 | 55.0658 | 1289.2104 | 57.1411 | 1421.9216 | 59.2013 | 1541.1207 | 61.2448 | 1623.8851 | 63.2725 | 1707.4131 | 65.2759 | 1788.0441 | 67.275 | 1865.3097 | 69.2562 | 1934.1833 | 71.2243 | 2002.798 | 73.1791 | 2069.6136 | 75.1216 | 2134.6177 | 77.0521 | 2199.298 | 78.9715 | 2257.9485 | 80.8799 | 2291.8486 | 82.7783 |  | 60.8733 | 14.6844 | 93.6736 | 16.5068 | 106.6219 | 19.1333 | 118.8758 | 21.8153 | 132.7024 | 24.5937 | 159.6916 | 27.1971 | 210.5359 | 29.369 | 264.1275 | 32.3875 | 316.7867 | 35.5259 | 386.3034 | 38.7208 | 496.563 | 41.9609 | 643.5337 | 45.5119 | 789.5797 | 48.4833 | 934.3166 | 51.4879 | 1069.4688 | 54.4307 | 1191.1895 | 57.3489 | 1315.2238 | 60.2611 | 1442.6657 | 63.0863 | 1572.8899 | 65.9529 | 1708.4054 | 68.8059 | 1833.4299 | 71.6422 | 1915.5952 | 74.4636 | 1994.9522 | 77.2593 | 2072.5812 | 80.0527 | 2150.5787 | 82.8284 | 2221.8031 | 85.5905 | 2267.0769 | 88.3399 | 2311.3439 | 91.0772 | 2354.5125 | 93.8027 | 2398.0995 | 96.517 | 2443.946 | 99.2207 | 2487.239 | 101.9139 |  | 60.8733 | 14.6844 | 110.6189 | 16.5068 | 135.8827 | 21.1293 | 158.7901 | 25.7545 | 183.0646 | 30.4093 | 220.2379 | 35.1038 | 272.1852 | 39.8942 | 336.9777 | 44.7106 | 429.9934 | 49.6428 | 540.2342 | 54.6635 | 681.9054 | 59.7105 | 831.3187 | 64.6493 | 980.6543 | 68.748 | 1129.2658 | 72.8794 | 1269.0196 | 76.9106 | 1539.7268 | 80.8947 | 2242.825 | 116.9165 | 2944.6788 | 152.6838 | 3649.8686 | 188.4752 | 4351.0549 | 224.1907 | 5036.507 | 259.8248 | 5685.263 | 295.3841 | 6317.9263 | 330.8237 | 6924.6243 | 366.2425 | 7529.5967 | 401.5738 | 8134.4208 | 436.8377 | 8739.585 | 472.0367 | 9339.9573 | 507.1736 | 9936.5534 | 542.2502 | 10529.922 | 577.2692 | 10907.4992 | 612.2321 | 10941.1574 | 615.4646 |  | 60.8733 | 14.6844 | 110.6189 | 16.5068 | 135.8827 | 21.1293 | 158.7901 | 25.7545 | 183.0646 | 30.4093 | 229.9548 | 35.1027 | 320.7177 | 39.8908 | 414.5621 | 44.7035 | 507.5777 | 49.6303 | 617.8186 | 54.644 | 904.5553 | 59.6823 | 1634.0349 | 96.7972 | 2362.1777 | 132.9758 | 3088.5683 | 169.2015 | 3804.8685 | 205.2044 | 4507.1582 | 241.0834 | 5210.2425 | 276.9193 | 5912.1416 | 312.3283 | 6616.2309 | 347.921 | 7321.7563 | 383.4486 | 7997.9183 | 418.8964 | 8615.1598 | 454.2735 | 9232.5694 | 489.5117 | 9847.0725 | 524.7579 | 10461.0083 | 559.911 | 10778.591 | 594.9998 | 10810.2794 | 598.2934 | 10842.2056 | 601.572 | 10872.5251 | 604.8357 | 10905.0035 | 608.0855 | 10938.0245 | 611.3216 | 10970.7057 | 614.5444
Grane Rd & Prinny Hill |  | 11.0162 | 5.7596 | 18.429 | 6.4912 | 21.2474 | 8.321 | 24.5702 | 10.1485 | 28.3167 | 12.0058 | 34.5256 | 13.8818 | 46.1293 | 15.7853 | 58.3902 | 17.6945 | 70.3954 | 19.6573 | 86.2993 | 21.6273 | 111.2643 | 23.6594 | 143.6955 | 25.6197 | 175.916 | 27.2509 | 207.8549 | 28.8636 | 237.6427 | 30.4669 | 264.3309 | 32.0522 | 291.5687 | 46.2777 | 319.6288 | 60.5012 | 346.1667 | 74.699 | 373.1094 | 88.8723 | 398.4892 | 103.0301 | 415.9 | 117.1521 | 433.3618 | 131.2292 | 449.2445 | 145.3115 | 465.3253 | 159.3604 | 480.3515 | 173.387 | 490.8136 | 187.392 | 501.0906 | 201.3763 | 511.1651 | 215.3406 | 521.311 | 229.2856 | 531.8671 | 243.2118 | 541.9586 | 244.5344 |  | 11.0162 | 5.7596 | 11.3891 | 6.4912 | 11.8371 | 7.4198 | 12.4927 | 8.3681 | 13.2724 | 9.366 | 16.8487 | 10.2681 | 28.7207 | 10.9317 | 41.0822 | 12.0055 | 53.0776 | 13.128 | 68.9083 | 14.2509 | 91.8502 | 15.423 | 116.5562 | 16.7185 | 141.0482 | 17.588 | 165.2523 | 18.448 | 187.2966 | 19.3042 | 208.0848 | 20.151 | 234.5177 | 20.9688 | 261.3909 | 21.7997 | 288.9731 | 22.6258 | 316.6635 | 23.4462 | 341.0425 | 24.2629 | 356.9147 | 25.0707 | 373.193 | 25.8687 | 389.1153 | 26.6668 | 406.0308 | 27.4575 | 419.2098 | 28.243 | 432.7348 | 29.0235 | 446.2562 | 29.7992 | 459.7542 | 30.5703 | 473.4746 | 31.3371 | 486.2049 | 32.0997 | 494.0718 | 32.8584 |  | 11.0162 | 5.7596 | 18.429 | 6.4912 | 21.2474 | 7.5349 | 24.5702 | 8.5963 | 28.3167 | 9.7098 | 34.5256 | 10.7551 | 46.1293 | 11.6207 | 58.3902 | 12.8176 | 70.3954 | 14.0674 | 86.2993 | 15.3197 | 111.2643 | 16.6264 | 143.6955 | 18.0358 | 175.916 | 19.2182 | 207.8549 | 20.3915 | 237.6427 | 21.5619 | 264.3309 | 22.7229 | 291.5687 | 23.8525 | 319.6288 | 24.998 | 346.1667 | 26.1393 | 373.1094 | 27.2756 | 398.4892 | 28.4088 | 415.9 | 29.533 | 433.3618 | 30.6467 | 449.2445 | 31.762 | 465.3253 | 32.8696 | 480.3515 | 33.9721 | 490.8136 | 35.0697 | 501.0906 | 36.1628 | 511.1651 | 37.2513 | 521.311 | 38.3356 | 531.8671 | 39.4158 | 541.9586 | 40.4921 |  | 11.0162 | 5.7596 | 22.2593 | 6.4912 | 27.7385 | 8.321 | 33.7332 | 10.1485 | 40.1859 | 12.0058 | 49.7262 | 13.8818 | 61.8313 | 15.7853 | 76.2116 | 17.6945 | 96.0458 | 19.6573 | 119.8132 | 21.6273 | 150.8156 | 23.6594 | 183.6526 | 25.6197 | 216.4054 | 27.2509 | 248.9134 | 28.8636 | 279.5165 | 30.4669 | 357.9844 | 32.0522 | 589.5284 | 46.2777 | 823.8369 | 60.5012 | 1058.9105 | 74.699 | 1293.1117 | 88.8723 | 1522.4708 | 103.0301 | 1741.0231 | 117.1521 | 1960.0369 | 131.2292 | 2170.0577 | 145.3115 | 2379.7244 | 159.3604 | 2589.5866 | 173.387 | 2799.7268 | 187.392 | 3008.5692 | 201.3763 | 3216.4687 | 215.3406 | 3423.4639 | 229.2856 | 3576.6732 | 243.2118 | 3586.4309 | 244.5344 |  | 11.0162 | 5.7596 | 22.2593 | 6.4912 | 27.7385 | 8.321 | 33.7332 | 10.1485 | 40.1859 | 12.0058 | 51.6314 | 13.8815 | 71.3543 | 15.7845 | 91.4448 | 17.6927 | 111.279 | 19.6541 | 135.0464 | 21.6223 | 217.1568 | 23.6521 | 454.3442 | 38.3676 | 691.2167 | 52.7232 | 927.6879 | 67.0306 | 1161.8983 | 81.3141 | 1392.888 | 95.5552 | 1624.6029 | 109.65 | 1859.8808 | 123.8087 | 2094.9424 | 137.9491 | 2330.7968 | 152.0692 | 2562.1505 | 166.1812 | 2775.1343 | 180.2512 | 2988.5964 | 194.2674 | 3201.2852 | 208.304 | 3414.0452 | 222.3031 | 3558.1435 | 236.2805 | 3566.9852 | 237.6333 | 3576.1275 | 238.9789 | 3583.9736 | 240.3177 | 3593.6653 | 241.6501 | 3603.9582 | 242.9762 | 3613.7716 | 244.2962
Grange |  | 31.2493 | 9.8242 | 44.7707 | 11.0295 | 50.3351 | 14.0862 | 55.4975 | 17.1043 | 61.333 | 20.1053 | 72.9786 | 23.1533 | 95.7138 | 26.2005 | 119.6802 | 29.2988 | 143.2369 | 32.3981 | 174.3207 | 35.5318 | 225.922 | 38.6974 | 300.826 | 41.7775 | 375.3253 | 44.3006 | 449.2268 | 46.7853 | 518.7863 | 49.2364 | 582.3583 | 51.6454 | 646.9584 | 74.4417 | 713.0457 | 96.9571 | 791.0955 | 119.3686 | 873.623 | 141.6169 | 948.3346 | 163.5393 | 994.8184 | 185.4409 | 1036.4752 | 207.1545 | 1074.3482 | 228.6611 | 1112.3776 | 250.0225 | 1146.8994 | 271.2257 | 1167.5853 | 292.274 | 1187.7211 | 313.1705 | 1207.2692 | 333.9178 | 1227.0238 | 354.5189 | 1247.9546 | 374.976 | 1267.5374 | 375.9429 |  | 31.2493 | 9.8242 | 32.2999 | 11.0295 | 33.5538 | 12.5607 | 34.2114 | 14.1137 | 35.0309 | 15.7056 | 41.2021 | 17.1578 | 63.6908 | 18.1855 | 87.4706 | 19.9305 | 110.7412 | 21.6986 | 141.5241 | 23.4843 | 186.098 | 25.3062 | 234.0871 | 27.3516 | 281.649 | 28.6878 | 328.6359 | 30.0046 | 371.2967 | 31.3049 | 414.7453 | 32.5833 | 480.8506 | 33.8503 | 550.4926 | 35.0611 | 621.5584 | 36.2871 | 694.0911 | 37.4978 | 762.5291 | 38.654 | 819.3441 | 39.8312 | 876.8325 | 40.9869 | 932.4931 | 42.1186 | 986.0139 | 43.2386 | 1026.0368 | 44.3445 | 1066.3812 | 45.4363 | 1106.0774 | 46.5146 | 1145.0705 | 47.5799 | 1184.1041 | 48.6327 | 1219.8195 | 49.6733 | 1241.3798 | 50.7022 |  | 31.2493 | 9.8242 | 44.7707 | 11.0295 | 50.3351 | 12.7555 | 55.4975 | 14.4882 | 61.333 | 16.2602 | 72.9786 | 17.9383 | 95.7138 | 19.288 | 119.6802 | 21.2235 | 143.2369 | 23.1851 | 174.3207 | 25.1689 | 225.922 | 27.1942 | 300.826 | 29.4106 | 375.3253 | 31.2423 | 449.2268 | 33.0529 | 518.7863 | 34.8453 | 582.3583 | 36.6131 | 646.9584 | 38.3688 | 713.0457 | 40.061 | 791.0955 | 41.7705 | 873.623 | 43.4634 | 948.3346 | 45.0932 | 994.8184 | 46.748 | 1036.4752 | 48.378 | 1074.3482 | 49.9804 | 1112.3776 | 51.5695 | 1146.8994 | 53.1418 | 1167.5853 | 54.698 | 1187.7211 | 56.2385 | 1207.2692 | 57.7637 | 1227.0238 | 59.2741 | 1247.9546 | 60.7701 | 1267.5374 | 62.2519 |  | 31.2493 | 9.8242 | 51.745 | 11.0295 | 62.5042 | 14.0862 | 72.0937 | 17.1043 | 82.339 | 20.1053 | 98.3247 | 23.1533 | 121.6511 | 26.2005 | 153.0529 | 29.2988 | 203.9534 | 32.3981 | 262.5726 | 35.5318 | 335.2754 | 38.6974 | 411.4743 | 41.7775 | 487.6734 | 44.3006 | 563.5709 | 46.7853 | 635.466 | 49.2364 | 761.3673 | 51.6454 | 1067.5337 | 74.4417 | 1376.7812 | 96.9571 | 1684.886 | 119.3686 | 1989.9153 | 141.6169 | 2287.5775 | 163.5393 | 2568.6094 | 185.4409 | 2834.2899 | 207.1545 | 3088.2308 | 228.6611 | 3341.615 | 250.0225 | 3595.2328 | 271.2257 | 3849.1203 | 292.274 | 4101.0281 | 313.1705 | 4351.3819 | 333.9178 | 4600.3639 | 354.5189 | 4778.6339 | 374.976 | 4794.2972 | 375.9429 |  | 31.2493 | 9.8242 | 51.745 | 11.0295 | 62.5042 | 14.0862 | 72.0937 | 17.1043 | 82.339 | 20.1053 | 104.9727 | 23.1519 | 154.8554 | 26.1961 | 206.1326 | 29.2894 | 257.0331 | 32.3819 | 315.6524 | 35.5065 | 448.6451 | 38.6608 | 765.9125 | 62.5147 | 1082.6268 | 85.6277 | 1398.5825 | 108.5317 | 1709.9866 | 131.2487 | 2015.151 | 153.7631 | 2320.9572 | 176.1308 | 2628.3518 | 198.1121 | 2935.943 | 220.0922 | 3242.5979 | 241.9189 | 3528.4193 | 263.3258 | 3786.6987 | 284.8152 | 4045.1291 | 306.1064 | 4302.3686 | 327.1748 | 4559.5264 | 348.111 | 4745.1286 | 368.8942 | 4758.4356 | 369.9078 | 4772.0423 | 370.9099 | 4783.8606 | 371.9006 | 4798.1485 | 372.8802 | 4813.0838 | 373.8487 | 4827.6472 | 374.8062
Great Harwood |  | 18.0665 | 8.6307 | 25.4 | 9.6899 | 28.5283 | 12.3603 | 31.687 | 15.0284 | 35.2747 | 17.7166 | 41.3114 | 20.4367 | 52.583 | 23.182 | 64.4932 | 25.9227 | 76.1802 | 28.7226 | 91.6069 | 31.5193 | 118.8751 | 34.3855 | 162.8005 | 37.1334 | 206.5428 | 39.4334 | 249.9949 | 41.6501 | 291.2732 | 43.8897 | 329.5941 | 46.0936 | 368.4112 | 66.5175 | 407.9409 | 86.7057 | 458.2083 | 106.8601 | 513.4613 | 126.9018 | 565.3256 | 147.0148 | 596.2529 | 166.8509 | 624.7639 | 186.5467 | 647.3924 | 206.2643 | 670.3164 | 225.8361 | 690.9588 | 245.3074 | 702.3917 | 264.6792 | 713.4721 | 283.9522 | 724.1633 | 303.1269 | 735.0195 | 322.2043 | 746.7143 | 341.1847 | 757.4878 | 342.4442 |  | 18.0665 | 8.6307 | 18.7483 | 9.6899 | 19.573 | 11.0217 | 20.2257 | 12.3848 | 21.0181 | 13.8064 | 24.4563 | 15.0944 | 35.8502 | 16.0252 | 47.7785 | 17.5521 | 59.3595 | 19.1389 | 74.627 | 20.7191 | 96.713 | 22.3589 | 120.5421 | 24.1696 | 144.1122 | 25.3838 | 167.4362 | 26.5491 | 188.5636 | 27.7333 | 211.896 | 28.8988 | 251.9579 | 30.0555 | 294.1799 | 31.1536 | 339.2723 | 32.2753 | 386.1046 | 33.3834 | 431.394 | 34.5216 | 472.027 | 35.6035 | 513.3859 | 36.667 | 553.6418 | 37.7431 | 595.9621 | 38.7985 | 622.3385 | 39.8425 | 649.0877 | 40.8753 | 675.5524 | 41.8972 | 701.7075 | 42.9086 | 728.0983 | 43.9099 | 752.3196 | 44.9013 | 766.6431 | 45.8832 |  | 18.0665 | 8.6307 | 25.4 | 9.6899 | 28.5283 | 11.1927 | 31.687 | 12.7298 | 35.2747 | 14.3284 | 41.3114 | 15.8336 | 52.583 | 17.0659 | 64.4932 | 18.7779 | 76.1802 | 20.5548 | 91.6069 | 22.3267 | 118.8751 | 24.1641 | 162.8005 | 26.1412 | 206.5428 | 27.8097 | 249.9949 | 29.425 | 291.2732 | 31.0614 | 329.5941 | 32.6773 | 368.4112 | 34.2845 | 407.9409 | 35.8253 | 458.2083 | 37.3934 | 513.4613 | 38.9472 | 565.3256 | 40.5368 | 596.2529 | 42.0616 | 624.7639 | 43.5654 | 647.3924 | 45.0849 | 670.3164 | 46.5808 | 690.9588 | 48.0636 | 702.3917 | 49.5337 | 713.4721 | 50.9916 | 724.1633 | 52.4373 | 735.0195 | 53.8712 | 746.7143 | 55.2937 | 757.4878 | 56.7049 |  | 18.0665 | 8.6307 | 29.1352 | 9.6899 | 35.1179 | 12.3603 | 40.8042 | 15.0284 | 46.989 | 17.7166 | 56.1565 | 20.4367 | 68.023 | 23.182 | 85.3595 | 25.9227 | 117.4981 | 28.7226 | 153.4631 | 31.5193 | 196.3914 | 34.3855 | 241.1179 | 37.1334 | 285.9709 | 39.4334 | 330.653 | 41.6501 | 373.5948 | 43.8897 | 503.9486 | 46.0936 | 906.1921 | 66.5175 | 1320.8292 | 86.7057 | 1738.4641 | 106.8601 | 2154.7124 | 126.9018 | 2562.2126 | 147.0148 | 2949.0479 | 166.8509 | 3331.0395 | 186.5467 | 3695.8831 | 206.2643 | 4059.9518 | 225.8361 | 4424.2026 | 245.3074 | 4788.8523 | 264.6792 | 5151.0294 | 283.9522 | 5511.3949 | 303.1269 | 5870.0979 | 322.2043 | 6118.957 | 341.1847 | 6128.143 | 342.4442 |  | 18.0665 | 8.6307 | 29.1352 | 9.6899 | 35.1179 | 12.3603 | 40.8042 | 15.0284 | 46.989 | 17.7166 | 61.1565 | 20.4369 | 93.012 | 23.1828 | 125.3291 | 25.9245 | 157.4677 | 28.7256 | 193.4327 | 31.524 | 327.0126 | 34.3923 | 734.2267 | 55.6456 | 1141.0626 | 76.3506 | 1547.3772 | 96.8084 | 1951.3018 | 117.2505 | 2352.0318 | 137.5587 | 2754.4675 | 157.7816 | 3170.2574 | 177.6428 | 3587.251 | 197.5869 | 4006.313 | 217.4221 | 4412.7398 | 237.4436 | 4783.67 | 257.073 | 5154.8572 | 276.5493 | 5524.4484 | 296.1088 | 5894.0141 | 315.5005 | 6112.5173 | 334.7917 | 6120.5977 | 336.1535 | 6129.0953 | 337.4939 | 6135.8968 | 338.8134 | 6145.1439 | 340.113 | 6155.2165 | 341.3932 | 6164.6267 | 342.6545
Green Lane (Altrincham) |  | 57.9698 | 9.8761 | 88.6371 | 11.1667 | 101.0307 | 14.3563 | 115.1949 | 17.5529 | 131.2289 | 20.7765 | 157.0675 | 24.0686 | 205.9774 | 27.4234 | 257.6524 | 30.821 | 308.2317 | 34.2851 | 375.1834 | 37.8248 | 474.8163 | 41.4217 | 589.7139 | 44.9638 | 703.7339 | 47.9207 | 816.5028 | 50.8636 | 919.9728 | 53.7972 | 1010.3401 | 56.7116 | 1102.8618 | 82.1196 | 1198.6129 | 107.5934 | 1274.3409 | 133.1189 | 1343.0059 | 158.6476 | 1405.5792 | 184.2171 | 1456.2021 | 209.9109 | 1518.5265 | 235.545 | 1589.6452 | 261.3142 | 1661.1015 | 287.1166 | 1726.7961 | 312.9771 | 1770.2541 | 338.8974 | 1812.9467 | 364.8794 | 1854.8081 | 390.9244 | 1897.1672 | 417.0342 | 1941.6114 | 443.2097 | 1984.008 | 446.4734 |  | 57.9698 | 9.8761 | 60.1294 | 11.1667 | 62.764 | 12.8016 | 65.9501 | 14.4823 | 69.7515 | 16.2268 | 85.2172 | 17.8313 | 135.4775 | 19.0281 | 187.7062 | 20.9581 | 238.152 | 22.9529 | 304.6707 | 24.9888 | 401.0501 | 27.0752 | 504.9709 | 29.4237 | 607.9651 | 31.017 | 709.7238 | 32.604 | 802.1159 | 34.1875 | 883.9252 | 35.7613 | 973.1742 | 37.3222 | 1062.3627 | 38.887 | 1148.2377 | 40.4456 | 1230.9969 | 41.9848 | 1298.0973 | 43.5179 | 1326.6434 | 45.0627 | 1356.0534 | 46.5788 | 1385.0969 | 48.107 | 1414.4768 | 49.6265 | 1484.7789 | 51.1427 | 1555.8736 | 52.6554 | 1625.9327 | 54.1652 | 1695.1086 | 55.6723 | 1764.8271 | 57.1773 | 1828.9453 | 58.6803 | 1867.7667 | 60.1817 |  | 57.9698 | 9.8761 | 88.6371 | 11.1667 | 101.0307 | 13.0002 | 115.1949 | 14.8682 | 131.2289 | 16.8031 | 157.0675 | 18.6474 | 205.9774 | 20.1883 | 257.6524 | 22.3261 | 308.2317 | 24.5355 | 375.1834 | 26.7932 | 474.8163 | 29.1086 | 589.7139 | 31.6537 | 703.7339 | 33.7953 | 816.5028 | 35.9342 | 919.9728 | 38.073 | 1010.3401 | 40.2047 | 1102.8618 | 42.3261 | 1198.6129 | 44.4557 | 1274.3409 | 46.5821 | 1343.0059 | 48.6902 | 1405.5792 | 50.7947 | 1456.2021 | 52.9166 | 1518.5265 | 55.0082 | 1589.6452 | 57.1176 | 1661.1015 | 59.2205 | 1726.7961 | 61.3222 | 1770.2541 | 63.4234 | 1812.9467 | 65.5243 | 1854.8081 | 67.6252 | 1897.1672 | 69.7264 | 1941.6114 | 71.8283 | 1984.008 | 73.9309 |  | 57.9698 | 9.8761 | 104.4843 | 11.1667 | 128.544 | 14.3563 | 153.8442 | 17.5529 | 181.3401 | 20.7765 | 221.9495 | 24.0686 | 273.3582 | 27.4234 | 328.6937 | 30.821 | 390.8187 | 34.2851 | 469.5402 | 37.8248 | 578.677 | 41.4217 | 695.5449 | 44.9638 | 811.9759 | 47.9207 | 927.5065 | 50.8636 | 1034.5638 | 53.7972 | 1303.6884 | 56.7116 | 2097.7284 | 82.1196 | 2895.0014 | 107.5934 | 3693.243 | 133.1189 | 4487.5595 | 158.6476 | 5265.9251 | 184.2171 | 6010.2835 | 209.9109 | 6769.1524 | 235.545 | 7500.4924 | 261.3142 | 8230.9959 | 287.1166 | 8962.5287 | 312.9771 | 9695.4846 | 338.8974 | 10424.561 | 364.8794 | 11150.7494 | 390.9244 | 11874.4402 | 417.0342 | 12452.4744 | 443.2097 | 12500.2292 | 446.4734 |  | 57.9698 | 9.8761 | 104.4843 | 11.1667 | 128.544 | 14.3563 | 153.8442 | 17.5529 | 181.3401 | 20.7765 | 224.5793 | 24.0673 | 286.5026 | 27.4192 | 349.7197 | 30.8121 | 411.8448 | 34.2696 | 490.5662 | 37.8005 | 775.2658 | 41.3864 | 1593.9812 | 67.2905 | 2411.4862 | 92.6379 | 3227.3877 | 118.0115 | 4033.6611 | 143.4319 | 4826.4851 | 168.8793 | 5621.1026 | 194.3375 | 6422.1534 | 219.894 | 7221.9311 | 245.5021 | 8022.0257 | 271.0779 | 8817.807 | 296.6955 | 9557.7259 | 322.4824 | 10300.3668 | 348.1515 | 11040.9147 | 373.9986 | 11782.0796 | 399.87 | 12371.4275 | 425.8018 | 12415.0924 | 429.0396 | 12460.4839 | 432.2794 | 12499.0643 | 435.521 | 12547.5119 | 438.7649 | 12599.3519 | 442.0108 | 12648.4266 | 445.2588
Green Lane (Hazel Grove) |  | 54.4895 | 12.6434 | 79.1055 | 14.2671 | 89.6603 | 18.3136 | 101.2084 | 22.3735 | 114.3257 | 26.464 | 134.5627 | 30.6354 | 172.4591 | 34.8687 | 212.5095 | 39.1783 | 251.7162 | 43.5553 | 303.5917 | 48.0224 | 380.7047 | 52.5768 | 469.529 | 57.0405 | 557.7038 | 60.7612 | 644.877 | 64.4601 | 724.6474 | 68.1213 | 794.2136 | 71.7751 | 865.3149 | 103.9189 | 938.7019 | 136.0413 | 997.6522 | 168.2287 | 1051.4696 | 200.4001 | 1101.2447 | 232.5932 | 1141.2217 | 264.8962 | 1193.5051 | 297.2024 | 1255.8512 | 329.5214 | 1318.5605 | 361.8999 | 1375.5768 | 394.3225 | 1410.6818 | 426.7917 | 1445.0406 | 459.3097 | 1478.5814 | 491.8781 | 1512.6173 | 524.499 | 1548.7156 | 557.1737 | 1582.7772 | 561.029 |  | 54.4895 | 12.6434 | 56.6964 | 14.2671 | 59.4315 | 16.3303 | 62.2743 | 18.457 | 65.6853 | 20.6632 | 78.1005 | 22.6879 | 117.2182 | 24.183 | 157.7761 | 26.627 | 196.8929 | 29.1421 | 248.411 | 31.7061 | 323.0238 | 34.3445 | 403.5118 | 37.3017 | 483.1729 | 39.3012 | 561.9179 | 41.2906 | 633.1721 | 43.2596 | 696.3339 | 45.2275 | 765.338 | 47.1953 | 833.7945 | 49.1326 | 900.8309 | 51.0751 | 965.4196 | 52.9945 | 1017.6374 | 54.9046 | 1039.9953 | 56.8237 | 1062.9969 | 58.7268 | 1085.6014 | 60.6175 | 1108.0997 | 62.5047 | 1175.2127 | 64.3859 | 1242.719 | 66.2611 | 1308.8851 | 68.131 | 1373.805 | 69.9958 | 1438.8656 | 71.8564 | 1498.1218 | 73.7128 | 1532.6915 | 75.5657 |  | 54.4895 | 12.6434 | 79.1055 | 14.2671 | 89.6603 | 16.5836 | 101.2084 | 18.9515 | 114.3257 | 21.4029 | 134.5627 | 23.7352 | 172.4591 | 25.6693 | 212.5095 | 28.38 | 251.7162 | 31.1696 | 303.5917 | 34.0166 | 380.7047 | 36.9478 | 469.529 | 40.1555 | 557.7038 | 42.8508 | 644.877 | 45.5398 | 724.6474 | 48.2104 | 794.2136 | 50.8837 | 865.3149 | 53.5619 | 938.7019 | 56.2099 | 997.6522 | 58.8681 | 1051.4696 | 61.5044 | 1101.2447 | 64.1336 | 1141.2217 | 66.7779 | 1193.5051 | 69.4075 | 1255.8512 | 72.0263 | 1318.5605 | 74.6453 | 1375.5768 | 77.2604 | 1410.6818 | 79.8725 | 1445.0406 | 82.4819 | 1478.5814 | 85.089 | 1512.6173 | 87.6941 | 1548.7156 | 90.2977 | 1582.7772 | 92.9 |  | 54.4895 | 12.6434 | 91.821 | 14.2671 | 112.3417 | 18.3136 | 132.8016 | 22.3735 | 155.2166 | 26.464 | 187.9341 | 30.6354 | 228.1559 | 34.8687 | 271.1566 | 39.1783 | 319.3235 | 43.5553 | 380.3688 | 48.0224 | 464.9465 | 52.5768 | 555.5341 | 57.0405 | 645.9569 | 60.7612 | 735.699 | 64.4601 | 818.8446 | 68.1213 | 1074.971 | 71.7751 | 1880.2352 | 103.9189 | 2695.2612 | 136.0413 | 3515.0295 | 168.2287 | 4331.7374 | 200.4001 | 5132.1925 | 232.5932 | 5897.1254 | 264.8962 | 6678.6894 | 297.2024 | 7431.6381 | 329.5214 | 8183.3331 | 361.8999 | 8935.7021 | 394.3225 | 9689.1749 | 426.7917 | 10438.1593 | 459.3097 | 11183.7665 | 491.8781 | 11926.4484 | 524.499 | 12472.1121 | 557.1737 | 12507.1503 | 561.029 |  | 54.4895 | 12.6434 | 91.821 | 14.2671 | 112.3417 | 18.3136 | 132.8016 | 22.3735 | 155.2166 | 26.464 | 189.9371 | 30.634 | 238.1677 | 34.8642 | 287.1717 | 39.1688 | 335.3386 | 43.5386 | 396.3839 | 47.9962 | 664.6593 | 52.5389 | 1489.6638 | 85.3779 | 2313.6469 | 117.4834 | 3136.2088 | 149.5908 | 3950.971 | 181.6676 | 4755.0783 | 213.7944 | 5561.1845 | 245.9974 | 6381.2151 | 278.1205 | 7202.2214 | 310.3541 | 8025.087 | 342.5361 | 8845.7819 | 374.7412 | 9608.8642 | 407.1038 | 10374.0773 | 439.45 | 11136.6578 | 471.7993 | 11899.5021 | 504.2188 | 12413.798 | 536.6852 | 12445.8666 | 540.5314 | 12479.2248 | 544.3758 | 12507.5294 | 548.2185 | 12543.1643 | 552.0602 | 12581.3322 | 555.9006 | 12617.43 | 559.74
Green St T11 |  | 20.7823 | 9.2707 | 29.6178 | 10.4336 | 33.3879 | 13.3578 | 37.029 | 16.288 | 41.1274 | 19.2326 | 48.8837 | 22.2172 | 64.4663 | 25.2331 | 80.933 | 28.298 | 97.0499 | 31.3897 | 118.3817 | 34.5307 | 150.6519 | 37.7186 | 189.3804 | 40.8385 | 227.8303 | 43.415 | 265.8689 | 45.9784 | 300.8973 | 48.5063 | 331.7361 | 51.018 | 363.2391 | 73.7129 | 395.7308 | 96.3568 | 426.4734 | 118.9408 | 454.898 | 141.4329 | 478.7583 | 163.9067 | 497.1585 | 186.3295 | 519.0717 | 208.6705 | 543.0496 | 230.967 | 567.0801 | 253.2143 | 589.0009 | 275.4118 | 602.8775 | 297.5609 | 616.4558 | 319.663 | 629.7157 | 341.7191 | 643.1285 | 363.7309 | 657.2523 | 385.6989 | 670.6203 | 387.672 |  | 20.7823 | 9.2707 | 21.5728 | 10.4336 | 22.5432 | 11.9112 | 23.1855 | 13.4307 | 23.9324 | 15.0041 | 28.3703 | 16.4341 | 44.0688 | 17.475 | 60.5518 | 19.2006 | 76.5589 | 20.9641 | 97.7294 | 22.7542 | 128.4183 | 24.5888 | 161.4836 | 26.6508 | 194.2924 | 28.0217 | 226.6707 | 29.3881 | 256.0302 | 30.7353 | 282.5948 | 32.076 | 314.588 | 33.4013 | 347.8649 | 34.7205 | 378.1521 | 36.0277 | 407.4111 | 37.3141 | 432.7266 | 38.6004 | 447.9766 | 39.8763 | 463.4056 | 41.1359 | 478.4555 | 42.3875 | 493.7872 | 43.6299 | 521.5295 | 44.8635 | 549.565 | 46.0882 | 577.1823 | 47.3046 | 604.3733 | 48.513 | 631.6254 | 49.7138 | 656.5785 | 50.9072 | 671.8243 | 52.0937 |  | 20.7823 | 9.2707 | 29.6178 | 10.4336 | 33.3879 | 12.0959 | 37.029 | 13.7968 | 41.1274 | 15.5544 | 48.8837 | 17.213 | 64.4663 | 18.5758 | 80.933 | 20.4986 | 97.0499 | 22.4634 | 118.3817 | 24.4598 | 150.6519 | 26.5063 | 189.3804 | 28.7495 | 227.8303 | 30.6177 | 265.8689 | 32.4829 | 300.8973 | 34.3286 | 331.7361 | 36.1683 | 363.2391 | 37.9932 | 395.7308 | 39.813 | 426.4734 | 41.6208 | 454.898 | 43.4069 | 478.7583 | 45.1944 | 497.1585 | 46.972 | 519.0717 | 48.7321 | 543.0496 | 50.4844 | 567.0801 | 52.2279 | 589.0009 | 53.962 | 602.8775 | 55.6874 | 616.4558 | 57.4044 | 629.7157 | 59.1133 | 643.1285 | 60.8143 | 657.2523 | 62.5078 | 670.6203 | 64.1941 |  | 20.7823 | 9.2707 | 34.196 | 10.4336 | 41.4974 | 13.3578 | 48.1482 | 16.288 | 55.2486 | 19.2326 | 66.3465 | 22.2172 | 82.3724 | 25.2331 | 100.5169 | 28.298 | 122.4776 | 31.3897 | 149.7188 | 34.5307 | 186.6249 | 37.7186 | 225.969 | 40.8385 | 265.2432 | 43.415 | 304.1726 | 45.9784 | 340.4069 | 48.5063 | 425.0336 | 51.018 | 667.5321 | 73.7129 | 912.9492 | 96.3568 | 1157.6563 | 118.9408 | 1400.4891 | 141.4329 | 1638.4124 | 163.9067 | 1864.898 | 186.3295 | 2093.6468 | 208.6705 | 2313.5185 | 230.967 | 2533.0714 | 253.2143 | 2752.9059 | 275.4118 | 2973.0874 | 297.5609 | 3191.905 | 319.663 | 3409.7751 | 341.7191 | 3626.696 | 363.7309 | 3790.334 | 385.6989 | 3803.8278 | 387.672 |  | 20.7823 | 9.2707 | 34.196 | 10.4336 | 41.4974 | 13.3578 | 48.1482 | 16.288 | 55.2486 | 19.2326 | 67.7198 | 22.2167 | 89.2364 | 25.2316 | 111.4966 | 28.295 | 133.4574 | 31.3844 | 160.6985 | 34.5225 | 250.3427 | 37.7067 | 500.5517 | 61.1583 | 750.3987 | 83.9954 | 999.7098 | 106.7755 | 1245.899 | 129.458 | 1487.7573 | 152.0945 | 1730.2626 | 174.6521 | 1976.0225 | 197.1799 | 2221.6 | 219.6481 | 2466.0936 | 242.001 | 2707.6609 | 264.3666 | 2930.6357 | 286.6828 | 3154.0532 | 308.9032 | 3376.6909 | 331.0849 | 3599.4417 | 353.2198 | 3763.94 | 375.3063 | 3776.0819 | 377.3321 | 3788.6464 | 379.3458 | 3799.4804 | 381.3477 | 3812.8146 | 383.3384 | 3826.9675 | 385.3181 | 3840.4903 | 387.2873
Green St T12 & T13 |  | 62.0995 | 18.0744 | 90.2837 | 20.3417 | 102.5547 | 26.0427 | 113.8849 | 31.7556 | 126.6023 | 37.4963 | 149.6199 | 43.3152 | 194.0891 | 49.1951 | 241.0667 | 55.1706 | 287.034 | 61.1982 | 347.9254 | 67.3219 | 438.9035 | 73.5371 | 544.6229 | 79.6199 | 649.5338 | 84.643 | 753.2163 | 89.6408 | 848.0869 | 94.5691 | 930.7862 | 99.4662 | 1015.1765 | 143.7127 | 1102.1275 | 187.8599 | 1175.769 | 231.8902 | 1243.4276 | 275.7413 | 1302.7612 | 319.5568 | 1349.8219 | 363.2729 | 1408.2261 | 406.8297 | 1474.7724 | 450.2995 | 1541.4104 | 493.6735 | 1602.3719 | 536.9502 | 1641.7322 | 580.1327 | 1680.4041 | 623.2235 | 1718.3385 | 666.2248 | 1756.8101 | 709.1395 | 1797.3322 | 751.969 | 1835.9445 | 755.8157 |  | 62.0995 | 18.0744 | 64.6945 | 20.3417 | 67.9599 | 23.2223 | 69.841 | 26.1848 | 72.0355 | 29.2523 | 84.8169 | 32.0404 | 129.7602 | 34.0697 | 176.8799 | 37.4339 | 222.6512 | 40.8722 | 283.1925 | 44.3623 | 371.0279 | 47.9391 | 465.6622 | 51.9592 | 559.4096 | 54.6319 | 651.9764 | 57.2958 | 735.6972 | 59.9224 | 809.9612 | 62.5361 | 892.6707 | 65.12 | 975.6757 | 67.692 | 1056.5152 | 70.2406 | 1134.7996 | 72.7486 | 1199.4575 | 75.2564 | 1229.8266 | 77.7439 | 1260.4853 | 80.1998 | 1290.224 | 82.6398 | 1320.0604 | 85.0621 | 1391.8552 | 87.4671 | 1463.978 | 89.8549 | 1534.612 | 92.2264 | 1603.7987 | 94.5822 | 1672.9386 | 96.9233 | 1735.8055 | 99.25 | 1772.7851 | 101.5632 |  | 62.0995 | 18.0744 | 90.2837 | 20.3417 | 102.5547 | 23.5825 | 113.8849 | 26.8986 | 126.6023 | 30.3253 | 149.6199 | 33.559 | 194.0891 | 36.2159 | 241.0667 | 39.9645 | 287.034 | 43.7953 | 347.9254 | 47.6875 | 438.9035 | 51.6774 | 544.6229 | 56.0509 | 649.5338 | 59.6931 | 753.2163 | 63.3295 | 848.0869 | 66.9279 | 930.7862 | 70.5148 | 1015.1765 | 74.0725 | 1102.1275 | 77.6204 | 1175.769 | 81.145 | 1243.4276 | 84.6272 | 1302.7612 | 88.1123 | 1349.8219 | 91.5778 | 1408.2261 | 95.0094 | 1474.7724 | 98.4258 | 1541.4104 | 101.8248 | 1602.3719 | 105.2058 | 1641.7322 | 108.5697 | 1680.4041 | 111.9172 | 1718.3385 | 115.2488 | 1756.8101 | 118.5652 | 1797.3322 | 121.867 | 1835.9445 | 125.1545 |  | 62.0995 | 18.0744 | 104.9717 | 20.3417 | 129.0637 | 26.0427 | 149.7707 | 31.7556 | 171.8072 | 37.4963 | 205.3786 | 43.3152 | 251.1603 | 49.1951 | 301.5744 | 55.1706 | 359.1237 | 61.1982 | 431.7836 | 67.3219 | 532.1456 | 73.5371 | 639.48 | 79.6199 | 746.4375 | 84.643 | 852.4587 | 89.6408 | 950.4157 | 94.5691 | 1185.7927 | 99.4662 | 1868.9713 | 143.7127 | 2553.4488 | 187.8599 | 3241.8433 | 231.8902 | 3926.8916 | 275.7413 | 4598.4573 | 319.5568 | 5238.7352 | 363.2729 | 5889.4864 | 406.8297 | 6516.2606 | 450.2995 | 7142.4137 | 493.6735 | 7769.6451 | 536.9502 | 8398.1611 | 580.1327 | 9023.2987 | 623.2235 | 9645.9741 | 666.2248 | 10266.4347 | 709.1395 | 10760.2527 | 751.969 | 10802.6011 | 755.8157 |  | 62.0995 | 18.0744 | 104.9717 | 20.3417 | 129.0637 | 26.0427 | 149.7707 | 31.7556 | 171.8072 | 37.4963 | 208.0682 | 43.3144 | 264.6037 | 49.1923 | 323.0786 | 55.1648 | 380.628 | 61.1879 | 453.2879 | 67.306 | 703.5648 | 73.514 | 1410.2717 | 119.2359 | 2115.9298 | 163.7598 | 2820.0951 | 208.1723 | 3515.2042 | 252.3948 | 4197.8084 | 296.5275 | 4881.2276 | 340.5064 | 5568.2427 | 384.4273 | 6258.0633 | 428.2319 | 6947.8399 | 471.8117 | 7632.9514 | 515.4162 | 8267.7037 | 558.9245 | 8904.1436 | 602.246 | 9538.7118 | 645.492 | 10173.8957 | 688.6468 | 10694.7828 | 731.7072 | 10732.6551 | 735.6568 | 10772.0866 | 739.5828 | 10805.316 | 743.4857 | 10847.5496 | 747.3669 | 10892.7994 | 751.2266 | 10935.6873 | 755.0656
Greenfield |  | 33.0754 | 7.9389 | 46.5093 | 8.9581 | 52.1977 | 11.4985 | 57.451 | 14.0784 | 63.3968 | 16.6849 | 74.5319 | 19.3489 | 95.7877 | 22.0556 | 118.1848 | 24.8149 | 140.2105 | 27.6182 | 169.2482 | 30.4811 | 215.4213 | 33.4014 | 277.4731 | 36.2773 | 339.1584 | 38.6807 | 400.2767 | 41.0889 | 457.2883 | 43.4733 | 508.7194 | 45.8411 | 561.0756 | 66.4463 | 614.7662 | 87.0735 | 672.6886 | 107.7877 | 732.6988 | 128.5191 | 787.3683 | 149.3555 | 823.1158 | 170.1883 | 860.3417 | 191.1136 | 899.234 | 212.0848 | 938.2958 | 233.109 | 973.3661 | 254.1874 | 993.3237 | 275.3198 | 1012.7359 | 296.5066 | 1031.5508 | 317.7474 | 1050.6567 | 339.0426 | 1071.1243 | 360.3919 | 1090.1454 | 363.1072 |  | 33.0754 | 7.9389 | 34.2751 | 8.9581 | 35.7129 | 10.2533 | 36.5054 | 11.6022 | 37.4976 | 13.0031 | 43.4672 | 14.292 | 64.6028 | 15.2479 | 86.8974 | 16.8037 | 108.6607 | 18.405 | 137.403 | 20.039 | 178.9881 | 21.7216 | 223.7971 | 23.6153 | 268.1259 | 24.9025 | 311.9447 | 26.1948 | 351.6288 | 27.4738 | 390.1231 | 28.7443 | 442.684 | 30.0274 | 496.8331 | 31.2901 | 552.7842 | 32.5599 | 609.2643 | 33.8136 | 660.5978 | 35.0761 | 698.3429 | 36.3207 | 736.4025 | 37.5699 | 773.1268 | 38.8136 | 808.2113 | 40.0536 | 850.7752 | 41.2906 | 893.2737 | 42.5245 | 934.7417 | 43.7557 | 975.1845 | 44.9844 | 1015.5181 | 46.211 | 1052.1593 | 47.4356 | 1073.4429 | 48.6584 |  | 33.0754 | 7.9389 | 46.5093 | 8.9581 | 52.1977 | 10.4123 | 57.451 | 11.9251 | 63.3968 | 13.494 | 74.5319 | 14.9908 | 95.7877 | 16.2367 | 118.1848 | 17.9754 | 140.2105 | 19.7645 | 169.2482 | 21.5913 | 215.4213 | 23.4725 | 277.4731 | 25.5385 | 339.1584 | 27.2789 | 400.2767 | 29.0285 | 457.2883 | 30.7666 | 508.7194 | 32.4983 | 561.0756 | 34.2478 | 614.7662 | 35.9772 | 672.6886 | 37.718 | 732.6988 | 39.4435 | 787.3683 | 41.1822 | 823.1158 | 42.9029 | 860.3417 | 44.6319 | 899.234 | 46.3572 | 938.2958 | 48.0809 | 973.3661 | 49.8034 | 993.3237 | 51.5251 | 1012.7359 | 53.2461 | 1031.5508 | 54.9665 | 1050.6567 | 56.6865 | 1071.1243 | 58.4065 | 1090.1454 | 60.1264 |  | 33.0754 | 7.9389 | 53.3969 | 8.9581 | 64.3622 | 11.4985 | 74.0224 | 14.0784 | 84.4278 | 16.6849 | 100.2821 | 19.3489 | 122.2821 | 22.0556 | 149.7394 | 24.8149 | 189.5719 | 27.6182 | 236.6167 | 30.4811 | 296.7875 | 33.4014 | 360.2405 | 36.2773 | 423.7635 | 38.6807 | 487.0336 | 41.0889 | 546.6475 | 43.4733 | 689.1611 | 45.8411 | 1097.0448 | 66.4463 | 1510.7698 | 87.0735 | 1926.7481 | 107.7877 | 2340.5316 | 128.5191 | 2745.4073 | 149.3555 | 3129.3709 | 170.1883 | 3509.2959 | 191.1136 | 3873.951 | 212.0848 | 4237.6514 | 233.109 | 4601.3384 | 254.1874 | 4965.2907 | 275.3198 | 5326.5138 | 296.5066 | 5685.5904 | 317.7474 | 6042.8189 | 339.0426 | 6275.461 | 360.3919 | 6290.1037 | 363.1072 |  | 33.0754 | 7.9389 | 53.3969 | 8.9581 | 64.3622 | 11.4985 | 74.0224 | 14.0784 | 84.4278 | 16.6849 | 104.5275 | 19.3491 | 143.4872 | 22.0563 | 183.6389 | 24.8164 | 223.4713 | 27.6207 | 270.5161 | 30.4851 | 419.5386 | 33.4072 | 838.2405 | 54.361 | 1256.339 | 74.8906 | 1673.6148 | 95.4999 | 2086.5041 | 116.1325 | 2493.4967 | 136.7983 | 2901.4962 | 157.6042 | 3315.9519 | 178.3861 | 3731.766 | 199.29 | 4148.3087 | 220.1792 | 4552.7456 | 241.2085 | 4923.7377 | 262.1975 | 5294.8824 | 283.3002 | 5664.2986 | 304.4432 | 6033.4741 | 325.6379 | 6234.0443 | 346.8857 | 6247.4257 | 349.6418 | 6261.0801 | 352.3893 | 6273.4128 | 355.1284 | 6287.6093 | 357.8602 | 6302.3702 | 360.5847 | 6316.728 | 363.3024
Greenhill |  | 44.7619 | 22.7962 | 67.712 | 25.723 | 77.2533 | 33.0176 | 86.5745 | 40.4255 | 97.0443 | 47.9101 | 115.9443 | 55.5595 | 152.268 | 63.3318 | 190.639 | 71.255 | 228.1984 | 79.3046 | 277.9382 | 87.5253 | 353.8657 | 95.9109 | 446.7238 | 104.1688 | 538.9115 | 111.0702 | 630.1291 | 117.9852 | 714.3057 | 124.8318 | 788.6194 | 131.631 | 864.4332 | 190.7978 | 942.5118 | 250.028 | 1013.1574 | 309.5079 | 1081.3389 | 369.0373 | 1142.7413 | 428.8682 | 1188.234 | 488.6889 | 1238.7044 | 548.7751 | 1290.5368 | 608.9929 | 1342.6729 | 669.3632 | 1390.7298 | 729.8887 | 1422.9658 | 790.5698 | 1454.6341 | 851.4066 | 1485.6755 | 912.3988 | 1517.0318 | 973.5472 | 1549.8307 | 1034.8508 | 1581.0861 | 1042.6476 |  | 44.7619 | 22.7962 | 46.5419 | 25.723 | 48.7475 | 29.4419 | 50.2427 | 33.3153 | 52 | 37.3379 | 62.4282 | 41.039 | 99.1761 | 43.7837 | 137.6859 | 48.2511 | 175.0948 | 52.8492 | 224.562 | 57.5412 | 296.3045 | 62.3728 | 373.5992 | 67.8104 | 450.1992 | 71.5066 | 525.8366 | 75.2174 | 594.3976 | 78.8898 | 656.8642 | 82.5381 | 731.1517 | 86.2224 | 806.3649 | 89.8482 | 881.133 | 93.4944 | 954.7924 | 97.0943 | 1017.8629 | 100.7197 | 1053.7364 | 104.2935 | 1090.1592 | 107.8806 | 1125.6392 | 111.4517 | 1162.4523 | 115.0122 | 1211.6043 | 118.5642 | 1260.6748 | 122.1073 | 1308.4114 | 125.6427 | 1354.8134 | 129.171 | 1400.8033 | 132.6931 | 1442.1452 | 136.2094 | 1465.718 | 139.7208 |  | 44.7619 | 22.7962 | 67.712 | 25.723 | 77.2533 | 29.8986 | 86.5745 | 34.2425 | 97.0443 | 38.7475 | 115.9443 | 43.0454 | 152.268 | 46.623 | 190.639 | 51.6157 | 228.1984 | 56.7528 | 277.9382 | 61.9985 | 353.8657 | 67.4004 | 446.7238 | 73.3329 | 538.9115 | 78.3304 | 630.1291 | 83.3542 | 714.3057 | 88.3452 | 788.6194 | 93.3175 | 864.4332 | 98.3411 | 942.5118 | 103.3072 | 1013.1574 | 108.3057 | 1081.3389 | 113.2605 | 1142.7413 | 118.253 | 1188.234 | 123.194 | 1238.7044 | 128.1588 | 1290.5368 | 133.1127 | 1342.6729 | 138.0625 | 1390.7298 | 143.0086 | 1422.9658 | 147.9522 | 1454.6341 | 152.8939 | 1485.6755 | 157.834 | 1517.0318 | 162.7731 | 1549.8307 | 167.7119 | 1581.0861 | 172.6506 |  | 44.7619 | 22.7962 | 79.6476 | 25.723 | 98.3575 | 33.0176 | 115.4223 | 40.4255 | 133.5797 | 47.9101 | 161.1692 | 55.5595 | 198.5362 | 63.3318 | 241.298 | 71.255 | 294.7908 | 79.3046 | 360.5959 | 87.5253 | 448.9312 | 95.9109 | 542.9049 | 104.1688 | 636.6092 | 111.0702 | 729.4951 | 117.9852 | 815.9459 | 124.8318 | 1051.9296 | 131.631 | 1766.2855 | 190.7978 | 2488.7375 | 250.028 | 3215.2404 | 309.5079 | 3938.6751 | 369.0373 | 4647.4119 | 428.8682 | 5321.7769 | 488.6889 | 6003.0368 | 548.7751 | 6657.2361 | 608.9929 | 7309.6767 | 669.3632 | 7962.022 | 729.8887 | 8614.6086 | 790.5698 | 9262.5113 | 851.4066 | 9906.8142 | 912.3988 | 10547.9035 | 973.5472 | 10942.9379 | 1034.8508 | 10966.1632 | 1042.6476 |  | 44.7619 | 22.7962 | 79.6476 | 25.723 | 98.3575 | 33.0176 | 115.4223 | 40.4255 | 133.5797 | 47.9101 | 164.9978 | 55.5601 | 217.6729 | 63.3337 | 271.9095 | 71.2592 | 325.4023 | 79.3118 | 391.2074 | 87.5366 | 639.495 | 95.9274 | 1373.037 | 156.0954 | 2105.5275 | 215.0453 | 2836.6061 | 274.2241 | 3560.2234 | 333.4699 | 4273.455 | 392.8108 | 4988.296 | 452.5541 | 5714.1132 | 512.2285 | 6441.5616 | 572.2532 | 7170.1761 | 632.2358 | 7890.7651 | 692.6205 | 8555.5781 | 752.8896 | 9220.9991 | 813.4852 | 9883.4466 | 874.1965 | 10545.4547 | 935.0561 | 10846.6803 | 996.0683 | 10869.0416 | 1003.9823 | 10891.5885 | 1011.8715 | 10913.3309 | 1019.737 | 10936.2328 | 1027.5811 | 10959.485 | 1035.4044 | 10982.4984 | 1043.2081
Griffin |  | 50.1992 | 15.3243 | 74.2167 | 17.2097 | 84.0537 | 21.9857 | 93.883 | 26.9571 | 104.9621 | 31.9726 | 125.5095 | 37.0894 | 165.3917 | 42.286 | 207.5341 | 47.5396 | 248.808 | 52.8745 | 303.4027 | 58.3356 | 392.9249 | 63.848 | 519.7061 | 69.2464 | 645.7641 | 73.7378 | 770.7779 | 78.244 | 888.1604 | 82.6678 | 994.8851 | 87.079 | 1103.3707 | 126.042 | 1214.4636 | 164.9636 | 1340.0752 | 203.8828 | 1471.2112 | 242.7514 | 1590.4974 | 281.5742 | 1666.6074 | 320.545 | 1736.5594 | 359.2785 | 1797.1341 | 397.9953 | 1858.0641 | 436.6668 | 1913.9747 | 475.2736 | 1949.7715 | 513.8113 | 1984.778 | 552.2756 | 2018.9402 | 590.6622 | 2053.4348 | 628.9681 | 2089.6835 | 667.1894 | 2123.9766 | 670.7989 |  | 50.1992 | 15.3243 | 51.9992 | 17.2097 | 54.1908 | 19.6047 | 55.7948 | 22.1679 | 57.6881 | 24.818 | 69.0301 | 27.2464 | 109.1285 | 29.0399 | 151.2485 | 31.9488 | 192.1958 | 34.9454 | 246.3513 | 38.0156 | 324.8605 | 41.1442 | 409.4776 | 44.6583 | 493.4109 | 47.0232 | 576.3186 | 49.403 | 651.611 | 51.7359 | 726.8219 | 54.0663 | 837.3309 | 56.3955 | 953.214 | 58.6899 | 1070.3184 | 60.9718 | 1189.2499 | 63.2273 | 1300.2264 | 65.4626 | 1389.1397 | 67.7202 | 1479.5207 | 69.9173 | 1567.5673 | 72.1041 | 1656.4192 | 74.2756 | 1720.502 | 76.4301 | 1785.5914 | 78.5672 | 1849.9724 | 80.6877 | 1913.6146 | 82.7918 | 1977.6514 | 84.8804 | 2036.4459 | 86.9534 | 2072.1884 | 89.0116 |  | 50.1992 | 15.3243 | 74.2167 | 17.2097 | 84.0537 | 19.9088 | 93.883 | 22.8341 | 104.9621 | 25.858 | 125.5095 | 28.7354 | 165.3917 | 31.1297 | 207.5341 | 34.4367 | 248.808 | 37.8387 | 303.4027 | 41.322 | 392.9249 | 44.8685 | 519.7061 | 48.7481 | 645.7641 | 52.0023 | 770.7779 | 55.2779 | 888.1604 | 58.5051 | 994.8851 | 61.7331 | 1103.3707 | 64.9646 | 1214.4636 | 68.1601 | 1340.0752 | 71.3444 | 1471.2112 | 74.5023 | 1590.4974 | 77.6392 | 1666.6074 | 80.8065 | 1736.5594 | 83.9045 | 1797.1341 | 86.9932 | 1858.0641 | 90.0667 | 1913.9747 | 93.1213 | 1949.7715 | 96.1579 | 1984.778 | 99.1765 | 2018.9402 | 102.1774 | 2053.4348 | 105.1609 | 2089.6835 | 108.1273 | 2123.9766 | 111.0767 |  | 50.1992 | 15.3243 | 86.6351 | 17.2097 | 105.692 | 21.9857 | 123.6895 | 26.9571 | 142.8941 | 31.9726 | 172.3732 | 37.0894 | 213.4795 | 42.286 | 266.9832 | 47.5396 | 350.9633 | 52.8745 | 448.4613 | 58.3356 | 570.7086 | 63.848 | 699.1996 | 69.2464 | 827.5148 | 73.7378 | 955.0429 | 78.244 | 1075.6943 | 82.6678 | 1331.0546 | 87.079 | 2023.5036 | 126.042 | 2726.8738 | 164.9636 | 3430.0385 | 203.8828 | 4128.4303 | 242.7514 | 4811.4877 | 281.5742 | 5459.639 | 320.545 | 6091.8785 | 359.2785 | 6696.6688 | 397.9953 | 7300.5306 | 436.6668 | 7905.1896 | 475.2736 | 8510.7656 | 513.8113 | 9112.5047 | 552.2756 | 9711.4564 | 590.6622 | 10307.7782 | 628.9681 | 10759.3344 | 667.1894 | 10792.5757 | 670.7989 |  | 50.1992 | 15.3243 | 86.6351 | 17.2097 | 105.692 | 21.9857 | 123.6895 | 26.9571 | 142.8941 | 31.9726 | 182.8158 | 37.0942 | 265.6545 | 42.3014 | 350.4145 | 47.5721 | 434.3945 | 52.931 | 531.8925 | 58.4235 | 799.8983 | 63.975 | 1511.2006 | 104.0019 | 2221.5178 | 143.1511 | 2930.4703 | 182.415 | 3631.4791 | 221.5844 | 4321.4412 | 260.8161 | 5013.4501 | 300.1357 | 5715.8278 | 339.3637 | 6418.4558 | 378.603 | 7120.9532 | 417.7654 | 7794.0061 | 456.8691 | 8407.5569 | 496.2184 | 9022.1514 | 535.2062 | 9634.4756 | 574.1858 | 10247.0708 | 613.1133 | 10704.7326 | 651.9623 | 10734.0222 | 655.9375 | 10764.3689 | 659.8411 | 10790.023 | 663.6758 | 10822.3485 | 667.4452 | 10856.767 | 671.1512 | 10889.5944 | 674.7967
Hadfield |  | 42.1965 | 7.6103 | 66.0734 | 8.5557 | 75.9373 | 10.9519 | 85.3476 | 13.35 | 95.8657 | 15.7633 | 114.9269 | 18.1988 | 151.0042 | 20.6816 | 189.0927 | 23.1812 | 226.376 | 25.7367 | 275.7783 | 28.3394 | 349.6523 | 30.9559 | 435.5411 | 33.5172 | 520.7456 | 35.6437 | 604.9698 | 37.7843 | 682.1601 | 39.8756 | 749.4614 | 41.9455 | 818.1887 | 60.6267 | 889.1027 | 79.1894 | 945.0276 | 97.7576 | 997.2285 | 116.2961 | 1044.9945 | 134.7882 | 1082.7493 | 153.2522 | 1126.2538 | 171.6557 | 1173.25 | 190.0477 | 1220.3684 | 208.3993 | 1264.0991 | 226.7188 | 1295.0171 | 245.0078 | 1325.5303 | 263.2674 | 1355.5967 | 281.4987 | 1385.9767 | 299.7029 | 1417.5757 | 317.8809 | 1447.9977 | 319.5854 |  | 42.1965 | 7.6103 | 43.9392 | 8.5557 | 46.1276 | 9.7658 | 47.4517 | 11.0099 | 49.0003 | 12.3014 | 59.2147 | 13.4674 | 95.6835 | 14.3303 | 133.9214 | 15.7381 | 171.1386 | 17.1999 | 220.3752 | 18.6875 | 291.8199 | 20.1949 | 368.7433 | 21.8893 | 444.9268 | 23.0234 | 520.1575 | 24.1694 | 588.327 | 25.2866 | 648.6369 | 26.393 | 713.831 | 27.4938 | 777.9916 | 28.5579 | 843.6369 | 29.6356 | 907.8207 | 30.7077 | 959.9568 | 31.7694 | 981.4824 | 32.8249 | 1003.2698 | 33.8675 | 1024.3573 | 34.9072 | 1045.7788 | 35.9383 | 1085.3502 | 36.9627 | 1124.5678 | 37.9803 | 1162.4643 | 38.9917 | 1199.0398 | 39.9971 | 1235.0866 | 40.9968 | 1267.1986 | 41.991 | 1284.8342 | 42.9801 |  | 42.1965 | 7.6103 | 66.0734 | 8.5557 | 75.9373 | 9.9173 | 85.3476 | 11.3081 | 95.8657 | 12.7487 | 114.9269 | 14.0997 | 151.0042 | 15.2252 | 189.0927 | 16.792 | 226.376 | 18.418 | 275.7783 | 20.0742 | 349.6523 | 21.7539 | 435.5411 | 23.5955 | 520.7456 | 25.1371 | 604.9698 | 26.6939 | 682.1601 | 28.2205 | 749.4614 | 29.7365 | 818.1887 | 31.2483 | 889.1027 | 32.7197 | 945.0276 | 34.2082 | 997.2285 | 35.6922 | 1044.9945 | 37.1655 | 1082.7493 | 38.6335 | 1126.2538 | 40.0878 | 1173.25 | 41.5403 | 1220.3684 | 42.9843 | 1264.0991 | 44.4215 | 1295.0171 | 45.8523 | 1325.5303 | 47.277 | 1355.5967 | 48.6959 | 1385.9767 | 50.1091 | 1417.5757 | 51.517 | 1447.9977 | 52.9197 |  | 42.1965 | 7.6103 | 78.5407 | 8.5557 | 98.0254 | 10.9519 | 115.3549 | 13.35 | 133.6641 | 15.7633 | 161.3268 | 18.1988 | 198.2576 | 20.6816 | 238.9709 | 23.1812 | 285.4936 | 25.7367 | 344.2245 | 28.3394 | 425.3978 | 30.9559 | 512.1441 | 33.5172 | 598.4434 | 35.6437 | 683.8689 | 37.7843 | 762.7497 | 39.8756 | 947.118 | 41.9455 | 1476.7021 | 60.6267 | 2003.1449 | 79.1894 | 2533.8285 | 97.7576 | 3062.4673 | 116.2961 | 3580.3615 | 134.7882 | 4073.6376 | 153.2522 | 4573.9135 | 171.6557 | 5055.2271 | 190.0477 | 5535.3441 | 208.3993 | 6015.4246 | 226.7188 | 6495.7306 | 245.0078 | 6972.7636 | 263.2674 | 7447.2574 | 281.4987 | 7919.4323 | 299.7029 | 8214.7662 | 317.8809 | 8239.7933 | 319.5854 |  | 42.1965 | 7.6103 | 78.5407 | 8.5557 | 98.0254 | 10.9519 | 115.3549 | 13.35 | 133.6641 | 15.7633 | 163.5266 | 18.1982 | 209.2523 | 20.6799 | 256.5575 | 23.1776 | 303.0802 | 25.7304 | 361.8111 | 28.3296 | 558.7887 | 30.9416 | 1108.5329 | 50.1849 | 1657.3142 | 68.9451 | 2204.8028 | 87.7244 | 2744.9619 | 106.3942 | 3274.8388 | 125.0097 | 3804.8916 | 143.5997 | 4334.1341 | 161.9937 | 4865.5376 | 180.4641 | 5398.0211 | 198.9155 | 5926.0655 | 217.3165 | 6414.6459 | 235.6961 | 6903.996 | 254.004 | 7391.3521 | 272.3133 | 7878.4627 | 290.5804 | 8110.5893 | 308.817 | 8134.8932 | 310.5528 | 8159.3854 | 312.281 | 8182.9875 | 314.0015 | 8207.8366 | 315.7149 | 8233.0697 | 317.4213 | 8258.0045 | 319.121
Hall Cross |  | 49.8891 | 13.7158 | 86.1328 | 15.457 | 99.7237 | 19.8401 | 114.1064 | 24.3062 | 130.2321 | 28.8347 | 160.3553 | 33.4293 | 217.2666 | 38.1106 | 277.3289 | 42.831 | 336.1838 | 47.6943 | 414.1025 | 52.6009 | 536.2804 | 57.5994 | 694.562 | 62.5138 | 851.7485 | 66.6346 | 1007.5014 | 70.7323 | 1152.6821 | 74.723 | 1282.5961 | 78.7681 | 1415.1531 | 114.092 | 1551.7107 | 149.2835 | 1680.6655 | 184.4445 | 1811.8181 | 219.8512 | 1933.4446 | 255.01 | 2016.3495 | 290.1441 | 2093.8962 | 325.2033 | 2162.2191 | 360.4938 | 2230.8223 | 395.6642 | 2295.1988 | 430.827 | 2342.9177 | 465.9826 | 2389.9591 | 501.1316 | 2436.2694 | 536.2741 | 2482.8162 | 571.4108 | 2530.7743 | 606.5415 | 2577.0738 | 610.2584 |  | 49.8891 | 13.7158 | 51.5112 | 15.457 | 53.4434 | 17.6915 | 55.2118 | 20.0298 | 57.3141 | 22.469 | 73.091 | 24.6882 | 130.3145 | 26.3418 | 190.4219 | 28.9965 | 249.0276 | 31.7755 | 326.5764 | 34.5713 | 439.0404 | 37.447 | 560.1054 | 40.6821 | 680.1834 | 42.8859 | 798.7734 | 45.0788 | 906.8088 | 47.2076 | 1008.3145 | 49.375 | 1136.2518 | 51.542 | 1266.1493 | 53.6278 | 1400.9341 | 55.6976 | 1536.631 | 57.8241 | 1656.1427 | 59.8692 | 1732.5029 | 61.9004 | 1810.1867 | 63.9085 | 1885.7898 | 65.9518 | 1962.8134 | 67.9616 | 2010.4721 | 69.9607 | 2058.3614 | 71.9492 | 2105.2731 | 73.9277 | 2151.1827 | 75.8966 | 2196.9761 | 77.8567 | 2238.6186 | 79.808 | 2263.2682 | 81.7512 |  | 49.8891 | 13.7158 | 86.1328 | 15.457 | 99.7237 | 17.9659 | 114.1064 | 20.5886 | 130.2321 | 23.3202 | 160.3553 | 25.8998 | 217.2666 | 28.0559 | 277.3289 | 31.0259 | 336.1838 | 34.1316 | 414.1025 | 37.2598 | 536.2804 | 40.4773 | 694.562 | 44.0085 | 851.7485 | 46.9929 | 1007.5014 | 49.971 | 1152.6821 | 52.8825 | 1282.5961 | 55.8413 | 1415.1531 | 58.8053 | 1551.7107 | 61.6813 | 1680.6655 | 64.5424 | 1811.8181 | 67.4741 | 1933.4446 | 70.3146 | 2016.3495 | 73.1427 | 2093.8962 | 75.9467 | 2162.2191 | 78.7962 | 2230.8223 | 81.6095 | 2295.1988 | 84.4128 | 2342.9177 | 87.2069 | 2389.9591 | 89.9922 | 2436.2694 | 92.7689 | 2482.8162 | 95.5375 | 2530.7743 | 98.2984 | 2577.0738 | 101.0519 |  | 49.8891 | 13.7158 | 104.9712 | 15.457 | 131.6542 | 19.8401 | 158.3098 | 24.3062 | 186.4284 | 28.8347 | 229.1681 | 33.4293 | 287.2509 | 38.1106 | 357.3519 | 42.831 | 453.7791 | 47.6943 | 569.4225 | 52.6009 | 720.4188 | 57.5994 | 880.139 | 62.5138 | 1039.1915 | 66.6346 | 1196.9771 | 70.7323 | 1344.8297 | 74.723 | 1587.0043 | 78.7681 | 2157.2291 | 114.092 | 2715.4749 | 149.2835 | 3272.1738 | 184.4445 | 3824.6325 | 219.8512 | 4364.1757 | 255.01 | 4876.1289 | 290.1441 | 5372.481 | 325.2033 | 5846.983 | 360.4938 | 6320.3475 | 395.6642 | 6793.751 | 430.827 | 7267.4132 | 465.9826 | 7737.6782 | 501.1316 | 8205.3808 | 536.2741 | 8670.554 | 571.4108 | 8979.7754 | 606.5415 | 9019.5252 | 610.2584 |  | 49.8891 | 13.7158 | 104.9712 | 15.457 | 131.6542 | 19.8401 | 158.3098 | 24.3062 | 186.4284 | 28.8347 | 238.3586 | 33.4298 | 333.1724 | 38.1122 | 430.7871 | 42.8343 | 527.2144 | 47.7002 | 642.8578 | 52.6101 | 903.9254 | 57.6126 | 1503.7532 | 93.683 | 2102.1984 | 129.0239 | 2698.8776 | 164.4143 | 3284.6492 | 199.6336 | 3854.7342 | 235.0867 | 4424.7266 | 270.6501 | 4981.8976 | 305.8767 | 5537.9184 | 341.0708 | 6093.6084 | 376.7062 | 6622.3161 | 411.9039 | 7103.4553 | 447.0765 | 7585.6719 | 482.149 | 8066.0213 | 517.5678 | 8546.1236 | 552.8109 | 8816.6793 | 588.0449 | 8854.6699 | 591.8774 | 8892.8659 | 595.6858 | 8929.5957 | 599.4708 | 8968.2701 | 603.2341 | 9007.4186 | 606.9762 | 9046.2579 | 610.6979
Handforth |  | 59.4841 | 7.593 | 93.0596 | 8.5541 | 106.3372 | 10.9624 | 120.0589 | 13.4392 | 135.4274 | 15.9397 | 164.9072 | 18.4959 | 223.6927 | 21.1015 | 285.7758 | 23.753 | 346.524 | 26.45 | 427.015 | 29.2039 | 547.8908 | 32.0201 | 689.9236 | 34.7763 | 830.8329 | 37.0831 | 970.2219 | 39.3771 | 1098.5084 | 41.6715 | 1210.9283 | 43.9388 | 1325.9828 | 63.6418 | 1445.025 | 83.3666 | 1547.8906 | 103.1162 | 1640.953 | 122.8947 | 1719.3513 | 142.6958 | 1782.1484 | 162.5206 | 1851.6458 | 182.3828 | 1924.4326 | 202.2386 | 1997.232 | 222.1236 | 2065.1703 | 242.0262 | 2114.377 | 261.9458 | 2162.9176 | 281.8816 | 2210.7624 | 301.8327 | 2258.9955 | 321.7988 | 2308.907 | 341.779 | 2357.1387 | 344.0647 |  | 59.4841 | 7.593 | 61.5644 | 8.5541 | 64.0992 | 9.7752 | 66.1677 | 11.0663 | 68.549 | 12.4032 | 84.9961 | 13.6331 | 144.269 | 14.5507 | 206.4769 | 16.0373 | 266.9477 | 17.5697 | 346.9944 | 19.1336 | 463.1254 | 20.7491 | 588.1555 | 22.5556 | 712.3251 | 23.7852 | 834.8153 | 25.0086 | 946.2285 | 26.2341 | 1045.5191 | 27.4445 | 1159.2641 | 28.6474 | 1276.4183 | 29.8398 | 1383.4326 | 31.0251 | 1486.506 | 32.2048 | 1573.2998 | 33.378 | 1618.1892 | 34.5452 | 1663.7978 | 35.7096 | 1708.4948 | 36.863 | 1753.6694 | 38.0128 | 1822.0286 | 39.1575 | 1891.3656 | 40.2969 | 1959.9277 | 41.4315 | 2027.786 | 42.5613 | 2096.0884 | 43.6869 | 2159.2401 | 44.8081 | 2199.5357 | 45.9255 |  | 59.4841 | 7.593 | 93.0596 | 8.5541 | 106.3372 | 9.9269 | 120.0589 | 11.3837 | 135.4274 | 12.8913 | 164.9072 | 14.3299 | 223.6927 | 15.5343 | 285.7758 | 17.2062 | 346.524 | 18.9284 | 427.015 | 20.6866 | 547.8908 | 22.5018 | 689.9236 | 24.4819 | 830.8329 | 26.1523 | 970.2219 | 27.8192 | 1098.5084 | 29.4915 | 1210.9283 | 31.1496 | 1325.9828 | 32.8023 | 1445.025 | 34.4456 | 1547.8906 | 36.0833 | 1640.953 | 37.7174 | 1719.3513 | 39.3459 | 1782.1484 | 40.97 | 1851.6458 | 42.593 | 1924.4326 | 44.205 | 1997.232 | 45.8151 | 2065.1703 | 47.4207 | 2114.377 | 49.0222 | 2162.9176 | 50.6197 | 2210.7624 | 52.2134 | 2258.9955 | 53.8034 | 2308.907 | 55.39 | 2357.1387 | 56.9732 |  | 59.4841 | 7.593 | 110.5572 | 8.5541 | 136.4822 | 10.9624 | 161.7484 | 13.4392 | 188.4778 | 15.9397 | 230.2396 | 18.4959 | 290.2661 | 21.1015 | 357.2079 | 23.753 | 435.1696 | 26.45 | 533.0356 | 29.2039 | 667.5372 | 32.0201 | 811.1953 | 34.7763 | 954.0306 | 37.0831 | 1095.5438 | 39.3771 | 1226.6243 | 41.6715 | 1438.9172 | 43.9388 | 1941.9326 | 63.6418 | 2435.332 | 83.3666 | 2920.8126 | 103.1162 | 3400.2131 | 122.8947 | 3869.4933 | 142.6958 | 4317.0191 | 162.5206 | 4765.0315 | 182.3828 | 5196.4824 | 202.2386 | 5627.9575 | 222.1236 | 6060.6471 | 242.0262 | 6494.5502 | 261.9458 | 6926.5801 | 281.8816 | 7357.3404 | 301.8327 | 7786.7319 | 321.7988 | 8182.2214 | 341.779 | 8236.3956 | 344.0647 |  | 59.4841 | 7.593 | 110.5572 | 8.5541 | 136.4822 | 10.9624 | 161.7484 | 13.4392 | 188.4778 | 15.9397 | 234.3401 | 18.497 | 310.7584 | 21.1049 | 389.9824 | 23.7601 | 467.9442 | 26.4625 | 565.8102 | 29.2234 | 797.574 | 32.0484 | 1330.0328 | 52.1586 | 1861.2386 | 71.8738 | 2390.7826 | 91.6321 | 2909.0927 | 111.4685 | 3411.3605 | 131.3122 | 3913.9177 | 151.1874 | 4405.5688 | 171.0734 | 4893.8039 | 190.9825 | 5376.1171 | 210.9224 | 5847.5859 | 230.8822 | 6282.8671 | 250.8642 | 6720.2137 | 270.889 | 7156.8331 | 290.8916 | 7594.2716 | 310.9256 | 8065.4126 | 330.9744 | 8114.5757 | 333.356 | 8165.2659 | 335.7188 | 8209.4244 | 338.0636 | 8262.9244 | 340.3916 | 8319.4456 | 342.7031 | 8373.6158 | 344.9991
Hanging Bridge |  | 6.7815 | 3.3035 | 9.7902 | 3.7156 | 11.0304 | 4.7534 | 12.1691 | 5.8209 | 13.4546 | 6.8996 | 15.9066 | 8.0005 | 20.4441 | 9.1214 | 25.2313 | 10.2624 | 29.9362 | 11.425 | 36.1333 | 12.6108 | 48.4496 | 13.8194 | 71.4667 | 15.0072 | 94.3996 | 16.0051 | 117.2047 | 16.9978 | 139.1251 | 17.9714 | 159.8517 | 18.9377 | 180.7714 | 27.4154 | 201.968 | 35.8971 | 231.698 | 44.382 | 265.4632 | 52.8682 | 297.2697 | 61.361 | 314.9171 | 69.7975 | 327.0758 | 78.2696 | 334.4677 | 86.7518 | 341.8855 | 95.2184 | 348.6321 | 103.6817 | 352.657 | 112.1413 | 356.5718 | 120.5971 | 360.371 | 129.0488 | 364.2086 | 137.4962 | 368.2737 | 145.939 | 372.0761 | 146.8207 |  | 6.7815 | 3.3035 | 7.0067 | 3.7156 | 7.2809 | 4.2386 | 7.4214 | 4.7934 | 7.5981 | 5.3694 | 8.8365 | 5.8979 | 13.3122 | 6.2908 | 18.0507 | 6.9302 | 22.6893 | 7.5908 | 28.8252 | 8.2641 | 37.7137 | 8.9571 | 47.2974 | 9.7359 | 56.7862 | 10.2682 | 66.1797 | 10.798 | 74.706 | 11.3166 | 85.4755 | 11.8316 | 107.3165 | 12.3437 | 130.6351 | 12.852 | 156.3725 | 13.3568 | 183.6077 | 13.8577 | 210.7848 | 14.3566 | 237.1057 | 14.8398 | 263.8485 | 15.3286 | 289.8211 | 15.8166 | 315.0348 | 16.2991 | 322.7054 | 16.7788 | 330.5065 | 17.2557 | 338.2252 | 17.7299 | 345.8449 | 18.2015 | 353.5041 | 18.6708 | 360.498 | 19.1376 | 364.5784 | 19.6021 |  | 6.7815 | 3.3035 | 9.7902 | 3.7156 | 11.0304 | 4.3044 | 12.1691 | 4.9306 | 13.4546 | 5.5801 | 15.9066 | 6.1985 | 20.4441 | 6.7149 | 25.2313 | 7.4339 | 29.9362 | 8.1761 | 36.1333 | 8.9328 | 48.4496 | 9.7114 | 71.4667 | 10.5648 | 94.3996 | 11.2873 | 117.2047 | 12.0086 | 139.1251 | 12.7186 | 159.8517 | 13.4255 | 180.7714 | 14.1305 | 201.968 | 14.832 | 231.698 | 15.5305 | 265.4632 | 16.2257 | 297.2697 | 16.9192 | 314.9171 | 17.5953 | 327.0758 | 18.2788 | 334.4677 | 18.9621 | 341.8855 | 19.6397 | 348.6321 | 20.3146 | 352.657 | 20.9868 | 356.5718 | 21.6566 | 360.371 | 22.3239 | 364.2086 | 22.9888 | 368.2737 | 23.6514 | 372.0761 | 24.3118 |  | 6.7815 | 3.3035 | 11.3425 | 3.7156 | 13.7437 | 4.7534 | 15.8535 | 5.8209 | 18.1051 | 6.8996 | 21.5123 | 8.0005 | 26.1966 | 9.1214 | 34.5189 | 10.2624 | 52.7701 | 11.425 | 72.549 | 12.6108 | 95.1253 | 13.8194 | 118.3959 | 15.0072 | 141.6553 | 16.0051 | 164.8425 | 16.9978 | 187.2036 | 17.9714 | 217.2885 | 18.9377 | 274.3278 | 27.4154 | 332.2285 | 35.8971 | 389.917 | 44.382 | 446.8445 | 52.8682 | 501.9697 | 61.361 | 553.4331 | 69.7975 | 594.7155 | 78.2696 | 633.3904 | 86.7518 | 672.0135 | 95.2184 | 710.7313 | 103.6817 | 749.5137 | 112.1413 | 787.9973 | 120.5971 | 826.2472 | 129.0488 | 864.2794 | 137.4962 | 895.0247 | 145.939 | 898.2016 | 146.8207 |  | 6.7815 | 3.3035 | 11.3425 | 3.7156 | 13.7437 | 4.7534 | 15.8535 | 5.8209 | 18.1051 | 6.8996 | 24.8631 | 8.0009 | 42.9326 | 9.1228 | 61.2727 | 10.2653 | 79.5239 | 11.4301 | 99.3028 | 12.6188 | 130.8507 | 13.8309 | 189.9927 | 22.507 | 249.032 | 31.0186 | 307.9231 | 39.5514 | 365.8964 | 48.0681 | 422.6289 | 56.5905 | 479.4274 | 65.1215 | 536.0716 | 73.6553 | 592.9585 | 82.1913 | 649.9855 | 90.7268 | 696.1318 | 99.2707 | 735.4271 | 107.7255 | 774.7747 | 116.2379 | 813.9522 | 124.7648 | 853.1469 | 133.2687 | 890.7818 | 141.7682 | 893.3823 | 142.6943 | 896.0492 | 143.6117 | 898.2375 | 144.5206 | 901.0601 | 145.4215 | 904.0368 | 146.3146 | 906.9135 | 147.2003
Hareholme |  | 49.3538 | 15.7913 | 79.9544 | 17.8028 | 91.9991 | 22.8305 | 104.3984 | 27.8525 | 118.2887 | 32.9585 | 143.5789 | 38.1139 | 191.7437 | 43.3484 | 242.6092 | 48.6003 | 292.404 | 54.0023 | 358.3607 | 59.4261 | 456.9585 | 65.0219 | 571.6095 | 70.4264 | 685.3551 | 74.918 | 797.8611 | 79.3691 | 901.246 | 83.7873 | 991.6228 | 88.157 | 1084.1204 | 127.2861 | 1179.8292 | 166.4508 | 1255.4463 | 205.5366 | 1325.5138 | 244.565 | 1388.8637 | 283.5282 | 1439.3335 | 322.44 | 1496.1265 | 361.2405 | 1557.7764 | 400.0371 | 1619.7578 | 438.7625 | 1677.5907 | 477.4357 | 1719.0755 | 516.059 | 1759.9658 | 554.6349 | 1800.2068 | 593.1652 | 1840.7697 | 631.6522 | 1882.8235 | 670.0972 | 1923.3007 | 673.8223 |  | 49.3538 | 15.7913 | 51.1727 | 17.8028 | 53.4046 | 20.358 | 55.2162 | 22.9675 | 57.3389 | 25.7145 | 71.0219 | 28.1964 | 119.7068 | 30.0251 | 170.7404 | 32.9815 | 220.3868 | 36.0731 | 286.0543 | 39.1671 | 381.3032 | 42.3968 | 483.8731 | 45.9694 | 585.5688 | 48.3656 | 685.997 | 50.7418 | 777.2839 | 53.1027 | 858.1594 | 55.4386 | 946.0661 | 57.6901 | 1033.4993 | 59.9917 | 1120.5641 | 62.2727 | 1205.4725 | 64.5387 | 1274.7915 | 66.7875 | 1304.3045 | 69.0218 | 1334.2809 | 71.2298 | 1363.4669 | 73.4333 | 1392.2266 | 75.619 | 1443.2111 | 77.7912 | 1494.5249 | 79.95 | 1544.8771 | 82.0963 | 1594.2596 | 84.2304 | 1643.6339 | 86.3534 | 1688.5787 | 88.4653 | 1715.199 | 90.567 |  | 49.3538 | 15.7913 | 79.9544 | 17.8028 | 91.9991 | 20.6738 | 104.3984 | 23.5925 | 118.2887 | 26.6554 | 143.5789 | 29.5292 | 191.7437 | 31.9118 | 242.6092 | 35.2051 | 292.404 | 38.6458 | 358.3607 | 42.0944 | 456.9585 | 45.6934 | 571.6095 | 49.5788 | 685.3551 | 52.8347 | 797.8611 | 56.0728 | 901.246 | 59.2974 | 991.6228 | 62.4973 | 1084.1204 | 65.6059 | 1179.8292 | 68.7746 | 1255.4463 | 71.9232 | 1325.5138 | 75.059 | 1388.8637 | 78.178 | 1439.3335 | 81.2842 | 1496.1265 | 84.3627 | 1557.7764 | 87.4395 | 1619.7578 | 90.4989 | 1677.5907 | 93.5449 | 1719.0755 | 96.5785 | 1759.9658 | 99.6002 | 1800.2068 | 102.6104 | 1840.7697 | 105.6096 | 1882.8235 | 108.5985 | 1923.3007 | 111.5773 |  | 49.3538 | 15.7913 | 95.8669 | 17.8028 | 119.4878 | 22.8305 | 142.2914 | 27.8525 | 166.4335 | 32.9585 | 203.0482 | 38.1139 | 252.4256 | 43.3484 | 306.8902 | 48.6003 | 369.1107 | 54.0023 | 447.6315 | 59.4261 | 556.0853 | 65.0219 | 672.0168 | 70.4264 | 787.4405 | 74.918 | 901.778 | 79.3691 | 1007.6864 | 83.7873 | 1250.0803 | 88.157 | 1940.2882 | 127.2861 | 2627.8241 | 166.4508 | 3317.8853 | 205.5366 | 4004.9231 | 244.565 | 4678.091 | 283.5282 | 5319.415 | 322.44 | 5969.293 | 361.2405 | 6595.2098 | 400.0371 | 7219.8202 | 438.7625 | 7844.7048 | 477.4357 | 8470.1553 | 516.059 | 9091.5289 | 554.6349 | 9709.8498 | 593.1652 | 10325.3316 | 631.6522 | 10747.9168 | 670.0972 | 10784.5006 | 673.8223 |  | 49.3538 | 15.7913 | 95.8669 | 17.8028 | 119.4878 | 22.8305 | 142.2914 | 27.8525 | 166.4335 | 32.9585 | 205.979 | 38.113 | 267.0692 | 43.3456 | 330.3068 | 48.5944 | 392.5273 | 53.9921 | 471.0481 | 59.4101 | 729.4884 | 64.9987 | 1445.1154 | 105.4625 | 2159.5068 | 144.9356 | 2872.2759 | 184.3054 | 3575.5644 | 223.6015 | 4265.4062 | 262.79 | 4956.156 | 301.558 | 5646.9631 | 340.5832 | 6338.2467 | 379.5254 | 7030.2309 | 418.4218 | 7715.8334 | 457.2542 | 8350.7809 | 496.0425 | 8986.9262 | 534.6952 | 9620.6753 | 573.3728 | 10254.3549 | 611.9735 | 10625.1858 | 650.5243 | 10659.8829 | 654.3226 | 10695.1636 | 658.1035 | 10727.8718 | 661.8672 | 10764.2291 | 665.615 | 10801.7601 | 669.3471 | 10838.3613 | 673.0641
Harpurhey |  | 81.1377 | 7.9389 | 125.5738 | 8.9847 | 143.9229 | 11.5521 | 161.1882 | 14.1801 | 180.468 | 16.8473 | 217.7065 | 19.588 | 291.1699 | 22.4018 | 368.7395 | 25.2858 | 444.6315 | 28.2431 | 545.2308 | 31.27 | 694.7575 | 34.3732 | 865.8657 | 37.4477 | 1035.5513 | 40.0663 | 1203.2454 | 42.6674 | 1356.7041 | 45.2583 | 1490.0287 | 47.8279 | 1626.329 | 69.4484 | 1767.1954 | 91.1729 | 1880.9705 | 113.0018 | 1981.6946 | 134.9755 | 2066.8508 | 157.0472 | 2138.6383 | 179.2357 | 2221.519 | 201.4771 | 2311.2252 | 223.9247 | 2400.911 | 246.4508 | 2484.6126 | 269.0898 | 2545.9406 | 291.8414 | 2606.5596 | 314.7051 | 2666.4184 | 337.6802 | 2726.8268 | 360.7667 | 2789.3312 | 383.9636 | 2849.851 | 387.3357 |  | 81.1377 | 7.9389 | 84.3762 | 8.9847 | 88.436 | 10.3011 | 90.6824 | 11.6835 | 93.2544 | 13.1244 | 113.4659 | 14.4606 | 187.4515 | 15.4767 | 265.184 | 17.1093 | 340.8714 | 18.8054 | 441.1056 | 20.539 | 586.5894 | 22.3325 | 743.1578 | 24.3536 | 898.4636 | 25.7691 | 1051.6656 | 27.1738 | 1190.6295 | 28.5727 | 1312.5579 | 29.9591 | 1445.3036 | 31.3513 | 1579.4429 | 32.7287 | 1705.2198 | 34.0988 | 1825.8769 | 35.4745 | 1924.2333 | 36.8431 | 1965.6529 | 38.2105 | 2007.4959 | 39.5647 | 2048.2395 | 40.9364 | 2089.485 | 42.3005 | 2168.1837 | 43.6644 | 2246.5785 | 45.028 | 2322.7695 | 46.3916 | 2396.7993 | 47.7553 | 2470.0734 | 49.1197 | 2536.2405 | 50.4846 | 2575.6544 | 51.8504 |  | 81.1377 | 7.9389 | 125.5738 | 8.9847 | 143.9229 | 10.4609 | 161.1882 | 12.0113 | 180.468 | 13.6254 | 217.7065 | 15.176 | 291.1699 | 16.4915 | 368.7395 | 18.3166 | 444.6315 | 20.2117 | 545.2308 | 22.1501 | 694.7575 | 24.1554 | 865.8657 | 26.3625 | 1035.5513 | 28.2561 | 1203.2454 | 30.1437 | 1356.7041 | 32.0299 | 1490.0287 | 33.9068 | 1626.329 | 35.7951 | 1767.1954 | 37.671 | 1880.9705 | 39.5426 | 1981.6946 | 41.4251 | 2066.8508 | 43.3031 | 2138.6383 | 45.1837 | 2221.519 | 47.0522 | 2311.2252 | 48.9451 | 2400.911 | 50.8328 | 2484.6126 | 52.7233 | 2545.9406 | 54.617 | 2606.5596 | 56.5141 | 2666.4184 | 58.4146 | 2726.8268 | 60.3187 | 2789.3312 | 62.2266 | 2849.851 | 64.1384 |  | 81.1377 | 7.9389 | 148.8712 | 8.9847 | 185.1213 | 11.5521 | 217.1296 | 14.1801 | 250.7798 | 16.8473 | 303.193 | 19.588 | 377.8688 | 22.4018 | 459.6361 | 25.2858 | 550.3404 | 28.2431 | 665.9085 | 31.27 | 827.2088 | 34.3732 | 999.8305 | 37.4477 | 1171.3907 | 40.0663 | 1341.1525 | 42.6674 | 1497.4487 | 45.2583 | 1786.7777 | 47.8279 | 2534.099 | 69.4484 | 3268.6524 | 91.1729 | 4000.9782 | 113.0018 | 4726.9132 | 134.9755 | 5437.9502 | 157.0472 | 6115.3492 | 179.2357 | 6801.2395 | 201.4771 | 7461.8205 | 223.9247 | 8121.2708 | 246.4508 | 8781.2442 | 269.0898 | 9441.9619 | 291.8414 | 10098.702 | 314.7051 | 10752.4307 | 337.6802 | 11403.309 | 360.7667 | 11862.1287 | 383.9636 | 11919.6294 | 387.3357 |  | 81.1377 | 7.9389 | 148.8712 | 8.9847 | 185.1213 | 11.5521 | 217.1296 | 14.1801 | 250.7798 | 16.8473 | 306.7073 | 19.5885 | 395.4345 | 22.4032 | 487.7346 | 25.2889 | 578.4388 | 28.2485 | 694.0069 | 31.2785 | 1008.9251 | 34.3856 | 1795.7047 | 56.1283 | 2580.7533 | 77.5951 | 3363.4636 | 99.2005 | 4131.6198 | 120.9441 | 4879.1648 | 142.7825 | 5626.3221 | 164.7933 | 6361.4921 | 186.8665 | 7097.0293 | 209.0269 | 7827.7515 | 231.3515 | 8550.5939 | 253.7567 | 9219.4501 | 276.2776 | 9890.0927 | 298.8196 | 10558.6027 | 321.6118 | 11227.2412 | 344.4637 | 11661.93 | 367.4269 | 11716.502 | 370.8319 | 11771.9029 | 374.2305 | 11823.6005 | 377.623 | 11880.5441 | 381.0104 | 11939.1448 | 384.3927 | 11996.4559 | 387.7706
Harwood |  | 62.887 | 7.4719 | 89.2114 | 8.4221 | 101.2187 | 10.792 | 112.736 | 13.1689 | 125.7827 | 15.5574 | 146.4064 | 17.9855 | 184.9122 | 20.4433 | 225.5895 | 22.9365 | 265.4019 | 25.4693 | 318.113 | 28.0404 | 401.4079 | 30.6516 | 511.1613 | 33.2138 | 620.2239 | 35.3364 | 728.1628 | 37.4437 | 828.2152 | 39.5332 | 917.6114 | 41.604 | 1008.2731 | 60.16 | 1100.8669 | 78.6862 | 1195.183 | 97.2128 | 1291.4595 | 115.6987 | 1381.7755 | 134.2005 | 1442.3252 | 152.6534 | 1506.4937 | 171.107 | 1568.7177 | 189.5518 | 1631.0661 | 207.982 | 1687.5897 | 226.4021 | 1722.3885 | 244.8133 | 1756.522 | 263.2166 | 1789.9226 | 281.613 | 1823.8799 | 300.0035 | 1859.9219 | 318.3889 | 1894.0154 | 320.2858 |  | 62.887 | 7.4719 | 65.705 | 8.4221 | 69.2811 | 9.6233 | 71.8565 | 10.8603 | 74.9461 | 12.1403 | 87.1991 | 13.3091 | 126.7749 | 14.1646 | 167.9117 | 15.5712 | 207.6731 | 17.0203 | 260.1046 | 18.4892 | 336.1188 | 19.9952 | 418.0804 | 21.69 | 499.098 | 22.8236 | 579.157 | 23.9502 | 651.2546 | 25.068 | 719.937 | 26.1767 | 810.5792 | 27.2807 | 902.3687 | 28.3748 | 998.1457 | 29.4689 | 1094.1835 | 30.5484 | 1179.5053 | 31.6292 | 1238.0715 | 32.695 | 1297.8228 | 33.7575 | 1356.0376 | 34.8145 | 1416.5004 | 35.8646 | 1481.9333 | 36.9093 | 1546.583 | 37.9485 | 1608.7846 | 38.9825 | 1668.6319 | 40.0117 | 1727.4975 | 41.0363 | 1779.6905 | 42.0565 | 1807.555 | 43.0727 |  | 62.887 | 7.4719 | 89.2114 | 8.4221 | 101.2187 | 9.7725 | 112.736 | 11.1547 | 125.7827 | 12.5821 | 146.4064 | 13.9345 | 184.9122 | 15.0498 | 225.5895 | 16.6148 | 265.4019 | 18.2266 | 318.113 | 19.8624 | 401.4079 | 21.5401 | 511.1613 | 23.3819 | 620.2239 | 24.9204 | 728.1628 | 26.4533 | 828.2152 | 27.9782 | 917.6114 | 29.4944 | 1008.2731 | 31.0077 | 1100.8669 | 32.5118 | 1195.183 | 34.0176 | 1291.4595 | 35.5089 | 1381.7755 | 37.0035 | 1442.3252 | 38.4825 | 1506.4937 | 39.9596 | 1568.7177 | 41.4319 | 1631.0661 | 42.8983 | 1687.5897 | 44.3594 | 1722.3885 | 45.8159 | 1756.522 | 47.2679 | 1789.9226 | 48.7156 | 1823.8799 | 50.1594 | 1859.9219 | 51.5993 | 1894.0154 | 53.0357 |  | 62.887 | 7.4719 | 102.9495 | 8.4221 | 126.6407 | 10.792 | 147.2065 | 13.1689 | 169.5842 | 15.5574 | 202.3566 | 17.9855 | 242.9077 | 20.4433 | 291.276 | 22.9365 | 359.4686 | 25.4693 | 440.711 | 28.0404 | 545.9235 | 30.6516 | 657.1453 | 33.2138 | 767.9926 | 35.3364 | 877.9508 | 37.4437 | 980.7517 | 39.5332 | 1250.7338 | 41.604 | 2053.7646 | 60.16 | 2866.1 | 78.6862 | 3685.4372 | 97.2128 | 4501.0096 | 115.6987 | 5299.1708 | 134.2005 | 6059.8804 | 152.6534 | 6821.1226 | 171.107 | 7550.7738 | 189.5518 | 8278.7434 | 207.982 | 9006.8005 | 226.4021 | 9735.3833 | 244.8133 | 10459.185 | 263.2166 | 11179.2127 | 281.613 | 11895.9003 | 300.0035 | 12355.4727 | 318.3889 | 12383.5229 | 320.2858 |  | 62.887 | 7.4719 | 102.9495 | 8.4221 | 126.6407 | 10.792 | 147.2065 | 13.1689 | 169.5842 | 15.5574 | 209.274 | 17.985 | 277.4801 | 20.4417 | 346.5743 | 22.933 | 414.7668 | 25.4632 | 496.0093 | 28.0309 | 779.663 | 30.6378 | 1604.2522 | 49.7314 | 2427.7228 | 68.3519 | 3249.616 | 86.9352 | 4063.191 | 105.4827 | 4865.5233 | 123.9947 | 5668.8996 | 142.4975 | 6484.0425 | 160.9681 | 7303.1039 | 179.4625 | 8124.3216 | 197.8986 | 8928.4029 | 216.3741 | 9668.6752 | 234.781 | 10410.5737 | 253.1982 | 11149.4923 | 271.6094 | 11888.1953 | 290.0056 | 12268.2362 | 308.3929 | 12294.7554 | 310.3135 | 12321.8187 | 312.2279 | 12346.6058 | 314.136 | 12374.6536 | 316.0385 | 12403.7835 | 317.9354 | 12432.0449 | 319.827
Hattersley |  | 47.1006 | 4.3413 | 67.3075 | 4.8879 | 76.4739 | 6.2611 | 84.5473 | 7.649 | 93.648 | 9.0464 | 109.4591 | 10.4683 | 139.3659 | 11.9096 | 170.9515 | 13.3775 | 201.8717 | 14.8614 | 242.8062 | 16.3786 | 306.5336 | 17.9137 | 387.875 | 19.4197 | 468.6697 | 20.6763 | 548.5892 | 21.9262 | 622.3984 | 23.1658 | 687.9231 | 24.4028 | 754.4338 | 35.3087 | 822.4523 | 46.2181 | 889.2587 | 57.1131 | 956.3194 | 68.0326 | 1018.0608 | 78.9268 | 1060.6719 | 89.8518 | 1105.9067 | 100.7665 | 1151.8713 | 111.6736 | 1197.8754 | 122.589 | 1239.7314 | 133.5066 | 1266.2325 | 144.4267 | 1292.2619 | 155.3495 | 1317.7738 | 166.2753 | 1343.676 | 177.2044 | 1371.041 | 188.1369 | 1397.0312 | 189.3288 |  | 47.1006 | 4.3413 | 49.2023 | 4.8879 | 51.8765 | 5.5831 | 53.2725 | 6.3049 | 54.9368 | 7.0528 | 63.721 | 7.7364 | 94.0368 | 8.2387 | 125.7746 | 9.0652 | 156.6011 | 9.9115 | 197.3409 | 10.7767 | 256.4369 | 11.6598 | 320.1152 | 12.6529 | 383.091 | 13.3235 | 445.2982 | 13.9913 | 501.3576 | 14.6539 | 553.6952 | 15.3162 | 619.724 | 15.9715 | 686.296 | 16.6247 | 755.5108 | 17.2693 | 824.5748 | 17.9171 | 885.0524 | 18.5543 | 923.6919 | 19.1947 | 962.86 | 19.8288 | 1000.8225 | 20.4577 | 1038.6403 | 21.0846 | 1085.6413 | 21.7085 | 1131.9809 | 22.3295 | 1176.5015 | 22.9477 | 1219.2345 | 23.5633 | 1261.1503 | 24.1765 | 1298.2209 | 24.7873 | 1317.9821 | 25.3959 |  | 47.1006 | 4.3413 | 67.3075 | 4.8879 | 76.4739 | 5.6697 | 84.5473 | 6.4791 | 93.648 | 7.3163 | 109.4591 | 8.1104 | 139.3659 | 8.7675 | 170.9515 | 9.6904 | 201.8717 | 10.6353 | 242.8062 | 11.6018 | 306.5336 | 12.5887 | 387.875 | 13.6711 | 468.6697 | 14.5816 | 548.5892 | 15.4904 | 622.3984 | 16.3948 | 687.9231 | 17.2999 | 754.4338 | 18.1988 | 822.4523 | 19.0965 | 889.2587 | 19.9855 | 956.3194 | 20.8798 | 1018.0608 | 21.7627 | 1060.6719 | 22.6508 | 1105.9067 | 23.5326 | 1151.8713 | 24.4095 | 1197.8754 | 25.2852 | 1239.7314 | 26.1582 | 1266.2325 | 27.0289 | 1292.2619 | 27.8974 | 1317.7738 | 28.7636 | 1343.676 | 29.6278 | 1371.041 | 30.4902 | 1397.0312 | 31.3507 |  | 47.1006 | 4.3413 | 77.8878 | 4.8879 | 96.0406 | 6.2611 | 110.742 | 7.649 | 126.4858 | 9.0464 | 150.0805 | 10.4683 | 181.0362 | 11.9096 | 217.5386 | 13.3775 | 266.5369 | 14.8614 | 325.6559 | 16.3786 | 403.3624 | 17.9137 | 485.684 | 19.4197 | 567.7269 | 20.6763 | 649.0443 | 21.9262 | 724.7724 | 23.1658 | 907.5585 | 24.4028 | 1435.6969 | 35.3087 | 1966.5853 | 46.2181 | 2502.6371 | 57.1131 | 3036.1198 | 68.0326 | 3558.2915 | 78.9268 | 4055.1992 | 89.8518 | 4551.868 | 100.7665 | 5028.6832 | 111.6736 | 5504.3587 | 122.589 | 5980.0537 | 133.5066 | 6456.0524 | 144.4267 | 6928.8179 | 155.3495 | 7399.0711 | 166.2753 | 7867.0386 | 177.2044 | 8160.169 | 188.1369 | 8181.2643 | 189.3288 |  | 47.1006 | 4.3413 | 77.8878 | 4.8879 | 96.0406 | 6.2611 | 110.742 | 7.649 | 126.4858 | 9.0464 | 154.4728 | 10.4683 | 202.9819 | 11.9096 | 252.6319 | 13.3775 | 301.6302 | 14.8614 | 360.7492 | 16.3786 | 554.2283 | 17.9137 | 1099.4147 | 29.0937 | 1643.7791 | 40.0214 | 2186.9636 | 50.9463 | 2723.7486 | 61.8638 | 3251.8345 | 72.7962 | 3780.1726 | 83.7166 | 4312.7135 | 94.6478 | 4848.8199 | 105.5522 | 5385.9591 | 116.5019 | 5911.6152 | 127.4079 | 6395.6647 | 138.3629 | 6880.5157 | 149.3003 | 7363.3689 | 160.2256 | 7846.0289 | 171.1622 | 8084.1964 | 182.1009 | 8104.3431 | 183.3189 | 8124.7716 | 184.5311 | 8143.9418 | 185.7379 | 8164.8931 | 186.9396 | 8186.4118 | 188.1363 | 8207.4836 | 189.3282
Haverthwaite |  | 13.2004 | 6.1747 | 17.6337 | 6.9323 | 19.5994 | 8.8535 | 21.3449 | 10.7504 | 23.3421 | 12.6366 | 27.063 | 14.5523 | 33.8589 | 16.4676 | 41.0511 | 18.4149 | 48.1181 | 20.3629 | 57.4118 | 22.3325 | 80.8954 | 24.3221 | 135.3776 | 26.2581 | 189.7453 | 27.8439 | 243.9115 | 29.4055 | 296.6937 | 30.9461 | 347.6935 | 32.4602 | 398.9664 | 46.7882 | 450.6068 | 60.9396 | 532.401 | 75.0257 | 627.2553 | 89.0092 | 716.7096 | 102.7879 | 764.1448 | 116.5535 | 793.5607 | 130.201 | 807.2583 | 143.7183 | 821.0642 | 157.1444 | 833.5951 | 170.4711 | 840.1389 | 183.7004 | 846.3936 | 196.8343 | 852.3579 | 209.8744 | 858.3557 | 222.8226 | 864.798 | 235.6804 | 870.6406 | 236.2881 |  | 13.2004 | 6.1747 | 13.6244 | 6.9323 | 14.1528 | 7.8947 | 14.4451 | 8.8707 | 14.8092 | 9.8713 | 16.7317 | 10.784 | 23.3681 | 11.43 | 30.4114 | 12.5267 | 37.3097 | 13.638 | 46.4437 | 14.7604 | 59.6884 | 15.9055 | 73.9982 | 17.1911 | 88.1877 | 18.0309 | 102.267 | 18.8585 | 115.0306 | 19.6758 | 136.3493 | 20.4793 | 191.5406 | 21.2756 | 251.7543 | 22.0367 | 318.5868 | 22.8072 | 390.2663 | 23.5681 | 464.3425 | 24.2949 | 542.4419 | 25.0347 | 621.8929 | 25.7611 | 699.1384 | 26.4724 | 774.3329 | 27.1764 | 791.7348 | 27.8714 | 809.9205 | 28.5577 | 828.2838 | 29.2354 | 846.7391 | 29.905 | 865.4944 | 30.5667 | 882.8078 | 31.2207 | 893.29 | 31.8674 |  | 13.2004 | 6.1747 | 17.6337 | 6.9323 | 19.5994 | 8.0171 | 21.3449 | 9.1061 | 23.3421 | 10.2199 | 27.063 | 11.2746 | 33.8589 | 12.1229 | 41.0511 | 13.3394 | 48.1181 | 14.5723 | 57.4118 | 15.8192 | 80.8954 | 17.0921 | 135.3776 | 18.4852 | 189.7453 | 19.6364 | 243.9115 | 20.7744 | 296.6937 | 21.901 | 347.6935 | 23.0121 | 398.9664 | 24.1156 | 450.6068 | 25.1792 | 532.401 | 26.2536 | 627.2553 | 27.3176 | 716.7096 | 28.342 | 764.1448 | 29.3821 | 793.5607 | 30.4066 | 807.2583 | 31.4137 | 821.0642 | 32.4125 | 833.5951 | 33.4008 | 840.1389 | 34.3788 | 846.3936 | 35.3471 | 852.3579 | 36.3057 | 858.3557 | 37.255 | 864.798 | 38.1953 | 870.6406 | 39.1266 |  | 13.2004 | 6.1747 | 19.9217 | 6.9323 | 23.6977 | 8.8535 | 26.8791 | 10.7504 | 30.3292 | 12.6366 | 35.5175 | 14.5523 | 42.6637 | 16.4676 | 60.2896 | 18.4149 | 107.7188 | 20.3629 | 157.4518 | 22.3325 | 211.4202 | 24.3221 | 266.4661 | 26.2581 | 321.5349 | 27.8439 | 376.5184 | 29.4055 | 430.2089 | 30.9461 | 500.9598 | 32.4602 | 629.3853 | 46.7882 | 763.9967 | 60.9396 | 897.652 | 75.0257 | 1029.2495 | 89.0092 | 1156.3082 | 102.7879 | 1274.3383 | 116.5535 | 1361.0126 | 130.201 | 1441.1218 | 143.7183 | 1521.3246 | 157.1444 | 1602.0845 | 170.4711 | 1683.1323 | 183.7004 | 1763.6348 | 196.8343 | 1843.7179 | 209.8744 | 1923.3813 | 222.8226 | 2009.8769 | 235.6804 | 2014.9127 | 236.2881 |  | 13.2004 | 6.1747 | 19.9217 | 6.9323 | 23.6977 | 8.8535 | 26.8791 | 10.7504 | 30.3292 | 12.6366 | 45.5383 | 14.5514 | 92.7138 | 16.4648 | 140.2987 | 18.409 | 187.7278 | 20.3527 | 237.4608 | 22.3166 | 310.3808 | 24.2992 | 441.2027 | 39.2918 | 571.9042 | 53.8188 | 702.3983 | 68.2145 | 831.454 | 82.4926 | 958.6305 | 96.6433 | 1086.3017 | 110.7019 | 1216.9553 | 124.5176 | 1348.1592 | 138.3326 | 1479.7893 | 152.0511 | 1578.8789 | 165.5058 | 1660.2496 | 179.0124 | 1741.7656 | 192.3943 | 1822.9446 | 205.6363 | 1904.3646 | 218.7951 | 2036.2791 | 231.8578 | 2038.7387 | 232.4949 | 2041.4976 | 233.1247 | 2042.143 | 233.7474 | 2045.5988 | 234.3631 | 2049.7397 | 234.9718 | 2053.4411 | 235.5736
Hawk Green |  | 39.974 | 8.6826 | 62.5652 | 9.7909 | 71.5549 | 12.5595 | 80.7978 | 15.3623 | 91.2721 | 18.1882 | 109.876 | 21.0717 | 144.6946 | 24.0033 | 181.4366 | 26.9862 | 217.4792 | 30.0182 | 265.1337 | 33.1129 | 342.7426 | 36.2706 | 451.4212 | 39.3636 | 559.4629 | 41.9454 | 666.607 | 44.5132 | 767.1511 | 47.0639 | 858.3876 | 49.5994 | 951.158 | 71.8195 | 1046.2199 | 94.0359 | 1148.3056 | 116.2902 | 1256.0957 | 138.5486 | 1356.9005 | 160.8242 | 1421.3311 | 183.1547 | 1481.4762 | 205.5003 | 1532.591 | 227.8483 | 1584.0067 | 250.232 | 1631.2181 | 272.6406 | 1662.0989 | 295.0748 | 1692.346 | 317.5353 | 1721.9013 | 340.0224 | 1751.7264 | 362.5369 | 1782.9864 | 385.0789 | 1812.6413 | 387.6954 |  | 39.974 | 8.6826 | 41.4204 | 9.7909 | 43.1683 | 11.1994 | 44.612 | 12.6645 | 46.3815 | 14.1835 | 56.4491 | 15.5781 | 91.5426 | 16.612 | 128.3353 | 18.2963 | 164.1552 | 20.0311 | 211.4771 | 21.8003 | 280.0342 | 23.6227 | 353.8828 | 25.6636 | 427.0353 | 27.0466 | 499.3189 | 28.4233 | 564.9762 | 29.7913 | 629.9396 | 31.1522 | 721.813 | 32.5098 | 816.335 | 33.8491 | 916.0896 | 35.1882 | 1017.8403 | 36.5149 | 1111.1171 | 37.8348 | 1181.4983 | 39.1558 | 1253.1073 | 40.4686 | 1322.7587 | 41.7714 | 1394.714 | 43.071 | 1438.8625 | 44.3659 | 1482.9295 | 45.6558 | 1525.8487 | 46.9412 | 1567.6436 | 48.2224 | 1609.2429 | 49.4999 | 1646.9148 | 50.7737 | 1668.5952 | 52.0441 |  | 39.974 | 8.6826 | 62.5652 | 9.7909 | 71.5549 | 11.3731 | 80.7978 | 13.0126 | 91.2721 | 14.7098 | 109.876 | 16.3256 | 144.6946 | 17.6705 | 181.4366 | 19.5483 | 217.4792 | 21.482 | 265.1337 | 23.4555 | 342.7426 | 25.4887 | 451.4212 | 27.7112 | 559.4629 | 29.5813 | 666.607 | 31.4477 | 767.1511 | 33.3078 | 858.3876 | 35.1627 | 951.158 | 37.0173 | 1046.2199 | 38.854 | 1148.3056 | 40.6933 | 1256.0957 | 42.5217 | 1356.9005 | 44.3445 | 1421.3311 | 46.1716 | 1481.4762 | 47.9917 | 1532.591 | 49.8027 | 1584.0067 | 51.6127 | 1631.2181 | 53.419 | 1662.0989 | 55.2222 | 1692.346 | 57.0224 | 1721.9013 | 58.8198 | 1751.7264 | 60.6147 | 1782.9864 | 62.4074 | 1812.6413 | 64.1979 |  | 39.974 | 8.6826 | 74.2769 | 9.7909 | 91.904 | 12.5595 | 108.8346 | 15.3623 | 126.9903 | 18.1882 | 154.2196 | 21.0717 | 190.2227 | 24.0033 | 236.4291 | 26.9862 | 307.8075 | 30.0182 | 390.9868 | 33.1129 | 495.7355 | 36.2706 | 605.8232 | 39.3636 | 715.7651 | 41.9454 | 825.1191 | 44.5132 | 928.3756 | 47.0639 | 1131.2145 | 49.5994 | 1660.6416 | 71.8195 | 2192.1363 | 94.0359 | 2725.09 | 116.2902 | 3254.7374 | 138.5486 | 3772.2477 | 160.8242 | 4263.3456 | 183.1547 | 4740.7163 | 205.5003 | 5196.1103 | 227.8483 | 5650.3998 | 250.232 | 6104.7654 | 272.6406 | 6559.5213 | 295.0748 | 7010.9973 | 317.5353 | 7459.9411 | 340.0224 | 7906.6938 | 362.5369 | 8205.1103 | 385.0789 | 8230.1175 | 387.6954 |  | 39.974 | 8.6826 | 74.2769 | 9.7909 | 91.904 | 12.5595 | 108.8346 | 15.3623 | 126.9903 | 18.1882 | 162.8501 | 21.0716 | 233.3505 | 24.0027 | 305.4033 | 26.9851 | 376.7817 | 30.0162 | 459.961 | 33.1097 | 674.0402 | 36.266 | 1221.2994 | 58.9635 | 1767.6395 | 81.175 | 2312.7749 | 103.4059 | 2850.9813 | 125.6529 | 3379.4977 | 147.9222 | 3908.818 | 170.2359 | 4439.9364 | 192.514 | 4971.7757 | 214.8509 | 5504.6548 | 237.1779 | 6013.2906 | 259.5218 | 6475.625 | 281.9398 | 6938.7422 | 304.3667 | 7399.9427 | 326.7858 | 7860.9254 | 349.2459 | 8120.5311 | 371.7309 | 8144.0863 | 374.3843 | 8167.9895 | 377.0289 | 8190.1776 | 379.6651 | 8214.7512 | 382.2936 | 8240.0433 | 384.9146 | 8264.782 | 387.5285
Haydock |  | 46.8177 | 11.8824 | 80.6479 | 13.3808 | 93.7913 | 17.1346 | 107.9394 | 20.9674 | 123.804 | 24.8376 | 151.0203 | 28.7735 | 201.5866 | 32.7724 | 254.9802 | 36.844 | 307.2369 | 40.9805 | 376.5077 | 45.1811 | 478.7314 | 49.4373 | 593.5988 | 53.6324 | 707.496 | 57.1362 | 820.0891 | 60.5988 | 923.0995 | 64.0335 | 1012.3357 | 67.4649 | 1103.746 | 97.622 | 1198.4938 | 127.8158 | 1262.6301 | 157.9616 | 1320.1314 | 188.1551 | 1374.8597 | 218.2945 | 1421.3667 | 248.5125 | 1475.0104 | 278.6965 | 1533.8309 | 308.8402 | 1592.9264 | 339.0021 | 1648.6384 | 369.1584 | 1691.1614 | 399.3086 | 1733.2343 | 429.4524 | 1774.8058 | 459.5891 | 1816.6636 | 489.7189 | 1859.7559 | 519.8409 | 1901.5899 | 523.0356 |  | 46.8177 | 11.8824 | 48.6171 | 13.3808 | 50.8524 | 15.2789 | 53.1262 | 17.2707 | 55.8143 | 19.3384 | 70.741 | 21.2258 | 122.2961 | 22.6208 | 176.1074 | 24.904 | 228.4064 | 27.2554 | 297.5213 | 29.6402 | 397.7845 | 32.0791 | 505.7137 | 34.8339 | 612.6468 | 36.6991 | 718.2682 | 38.5418 | 814.2695 | 40.3706 | 897.6618 | 42.2011 | 981.4164 | 44.0082 | 1062.1562 | 45.8179 | 1145.517 | 47.598 | 1226.3925 | 49.3806 | 1288.8482 | 51.1383 | 1305.0799 | 52.9032 | 1321.832 | 54.6497 | 1338.2026 | 56.3786 | 1354.845 | 58.1019 | 1392.5275 | 59.8158 | 1429.9501 | 61.5203 | 1466.1688 | 63.2158 | 1501.1885 | 64.9027 | 1535.778 | 66.5816 | 1566.6546 | 68.2526 | 1583.6205 | 69.9163 |  | 46.8177 | 11.8824 | 80.6479 | 13.3808 | 93.7913 | 15.5159 | 107.9394 | 17.7605 | 123.804 | 20.0876 | 151.0203 | 22.2926 | 201.5866 | 24.1261 | 254.9802 | 26.6891 | 307.2369 | 29.327 | 376.5077 | 32.004 | 478.7314 | 34.7416 | 593.5988 | 37.7562 | 707.496 | 40.2943 | 820.0891 | 42.8119 | 923.0995 | 45.3174 | 1012.3357 | 47.828 | 1103.746 | 50.3164 | 1198.4938 | 52.8112 | 1262.6301 | 55.2753 | 1320.1314 | 57.7463 | 1374.8597 | 60.191 | 1421.3667 | 62.6477 | 1475.0104 | 65.0857 | 1533.8309 | 67.5058 | 1592.9264 | 69.9224 | 1648.6384 | 72.33 | 1691.1614 | 74.7291 | 1733.2343 | 77.1202 | 1774.8058 | 79.5034 | 1816.6636 | 81.879 | 1859.7559 | 84.2474 | 1901.5899 | 86.6088 |  | 46.8177 | 11.8824 | 98.2982 | 13.3808 | 124.2751 | 17.1346 | 150.1115 | 20.9674 | 177.5836 | 24.8376 | 218.3727 | 28.7735 | 270.4804 | 32.7724 | 326.049 | 36.844 | 385.434 | 40.9805 | 461.8819 | 45.1811 | 569.8577 | 49.4373 | 685.654 | 53.6324 | 800.6577 | 57.1362 | 914.341 | 60.5988 | 1019.1475 | 64.0335 | 1253.7502 | 67.4649 | 1917.6085 | 97.622 | 2571.2145 | 127.8158 | 3228.9684 | 157.9616 | 3884.5392 | 188.1551 | 4526.7324 | 218.2945 | 5140.0558 | 248.5125 | 5765.8985 | 278.6965 | 6369.0905 | 308.8402 | 6970.8313 | 339.0021 | 7572.4471 | 369.1584 | 8174.3283 | 399.3086 | 8772.2556 | 429.4524 | 9367.1713 | 459.5891 | 9959.1087 | 489.7189 | 10335.8724 | 519.8409 | 10371.4619 | 523.0356 |  | 46.8177 | 11.8824 | 98.2982 | 13.3808 | 124.2751 | 17.1346 | 150.1115 | 20.9674 | 177.5836 | 24.8376 | 220.0406 | 28.7747 | 278.8171 | 32.7761 | 339.3846 | 36.8517 | 398.7695 | 40.994 | 475.2175 | 45.2021 | 727.2844 | 49.4677 | 1419.1437 | 80.4122 | 2109.6666 | 110.6956 | 2798.4791 | 140.9512 | 3477.3535 | 171.1988 | 4141.9861 | 201.5098 | 4806.638 | 231.7748 | 5464.656 | 262.1234 | 6123.25 | 292.3723 | 6783.7462 | 322.7103 | 7441.5308 | 352.9549 | 8052.9828 | 383.3251 | 8666.0018 | 413.638 | 9276.6954 | 443.8907 | 9887.1287 | 474.1697 | 10181.3289 | 504.4401 | 10216.1679 | 507.7694 | 10251.2327 | 511.0717 | 10285.3 | 514.3481 | 10320.7823 | 517.6002 | 10356.7174 | 520.8285 | 10392.2959 | 524.0342
HDA No1 & HDA No2 |  | 23.6785 | 4.6353 | 36.9909 | 5.1893 | 42.217 | 6.6111 | 47.462 | 8.0235 | 53.3843 | 9.4245 | 64.223 | 10.8338 | 84.1438 | 12.2485 | 105.1704 | 13.6649 | 125.8081 | 15.0942 | 153.0564 | 16.529 | 202.3047 | 17.9731 | 283.8311 | 19.3718 | 364.9881 | 20.5072 | 445.6201 | 21.62 | 522.4661 | 22.7126 | 594.0296 | 23.781 | 666.4835 | 34.2021 | 740.247 | 44.5514 | 833.4218 | 54.7454 | 937.3675 | 64.799 | 1035.7104 | 74.8321 | 1092.5982 | 84.6856 | 1135.1522 | 94.4705 | 1164.228 | 104.1087 | 1193.4911 | 113.6586 | 1220.4638 | 123.1041 | 1237.9935 | 132.4464 | 1255.124 | 141.6869 | 1271.8301 | 150.8265 | 1288.653 | 159.8667 | 1306.2598 | 168.8083 | 1322.9224 | 168.9566 |  | 23.6785 | 4.6353 | 24.4585 | 5.1893 | 25.4008 | 5.8951 | 26.0964 | 6.6175 | 26.9542 | 7.3556 | 32.5371 | 8.0186 | 52.419 | 8.4887 | 73.356 | 9.2795 | 93.8037 | 10.0901 | 120.8427 | 10.9025 | 160.0272 | 11.7287 | 202.2529 | 12.6551 | 244.0833 | 13.2503 | 285.4648 | 13.834 | 323.099 | 14.4076 | 365.3644 | 14.9685 | 438.9503 | 15.5156 | 516.1958 | 16.0719 | 601.0911 | 16.602 | 690.015 | 17.116 | 776.1091 | 17.644 | 852.9946 | 18.1451 | 931.182 | 18.6456 | 1007.1574 | 19.1292 | 1081.825 | 19.6074 | 1107.1455 | 20.0773 | 1132.8586 | 20.5389 | 1158.2627 | 20.9925 | 1183.3061 | 21.4382 | 1208.4536 | 21.8764 | 1231.3825 | 22.3072 | 1244.6835 | 22.7308 |  | 23.6785 | 4.6353 | 36.9909 | 5.1893 | 42.217 | 5.9866 | 47.462 | 6.7963 | 53.3843 | 7.6221 | 64.223 | 8.3936 | 84.1438 | 9.0169 | 105.1704 | 9.8986 | 125.8081 | 10.8019 | 153.0564 | 11.7083 | 202.3047 | 12.6304 | 283.8311 | 13.6374 | 364.9881 | 14.4623 | 445.6201 | 15.2741 | 522.4661 | 16.074 | 594.0296 | 16.8591 | 666.4835 | 17.6284 | 740.247 | 18.4079 | 833.4218 | 19.157 | 937.3675 | 19.8873 | 1035.7104 | 20.6337 | 1092.5982 | 21.3485 | 1135.1522 | 22.0623 | 1164.228 | 22.7559 | 1193.4911 | 23.4432 | 1220.4638 | 24.12 | 1237.9935 | 24.7868 | 1255.124 | 25.4438 | 1271.8301 | 26.0912 | 1288.653 | 26.7291 | 1306.2598 | 27.3577 | 1322.9224 | 27.9773 |  | 23.6785 | 4.6353 | 43.8796 | 5.1893 | 54.0744 | 6.6111 | 63.753 | 8.0235 | 74.0658 | 9.4245 | 89.5176 | 10.8338 | 110.0656 | 12.2485 | 141.4737 | 13.6649 | 201.7491 | 15.0942 | 268.7465 | 16.529 | 348.081 | 17.9731 | 430.4759 | 19.3718 | 512.7668 | 20.5072 | 594.6953 | 21.62 | 673.1175 | 22.7126 | 798.8024 | 23.781 | 1082.5948 | 34.2021 | 1368.4173 | 44.5514 | 1654.6179 | 54.7454 | 1938.5077 | 64.799 | 2214.8584 | 74.8321 | 2475.2805 | 84.6856 | 2709.4998 | 94.4705 | 2931.66 | 104.1087 | 3153.3712 | 113.6586 | 3375.311 | 123.1041 | 3597.4792 | 132.4464 | 3818.0036 | 141.6869 | 4037.2652 | 150.8265 | 4255.3463 | 159.8667 | 4412.4346 | 168.8083 | 4426.0318 | 168.9566 |  | 23.6785 | 4.6353 | 43.8796 | 5.1893 | 54.0744 | 6.6111 | 63.753 | 8.0235 | 74.0658 | 9.4245 | 99.3051 | 10.8335 | 158.9546 | 12.2473 | 219.6329 | 13.6625 | 279.9083 | 15.09 | 346.9056 | 16.5225 | 479.0336 | 17.9638 | 772.5239 | 29.0031 | 1065.5216 | 39.6632 | 1357.8577 | 50.1903 | 1646.2422 | 60.5938 | 1929.1295 | 70.8654 | 2212.4314 | 80.9998 | 2495.7156 | 91.1235 | 2779.6921 | 101.0468 | 3064.8048 | 110.8162 | 3319.0602 | 120.6306 | 3544.717 | 130.2211 | 3770.6918 | 139.7662 | 3995.6935 | 149.1472 | 4220.6696 | 158.4501 | 4379.8447 | 167.6502 | 4391.6987 | 167.8465 | 4403.7598 | 168.0325 | 4414.3676 | 168.2082 | 4426.9134 | 168.374 | 4439.941 | 168.5301 | 4452.6594 | 168.6765
Heady Hill |  | 37.784 | 6.4514 | 58.2581 | 7.2694 | 66.8141 | 9.3178 | 75.1541 | 11.3909 | 84.5126 | 13.474 | 101.1993 | 15.5961 | 133.2629 | 17.7527 | 167.1207 | 19.9373 | 200.2501 | 22.159 | 244.1522 | 24.4231 | 309.8727 | 26.7277 | 386.4719 | 28.9786 | 462.4578 | 30.8579 | 537.5645 | 32.7234 | 606.4012 | 34.578 | 666.4318 | 36.4314 | 727.7151 | 52.7199 | 790.9243 | 69.0007 | 842.2653 | 85.2773 | 889.3637 | 101.6008 | 931.4392 | 117.8853 | 965.1313 | 134.228 | 1003.5318 | 150.4961 | 1044.4319 | 166.8337 | 1085.37 | 183.1588 | 1123.3655 | 199.4902 | 1150.4997 | 215.8284 | 1177.2928 | 232.1737 | 1203.7102 | 248.5265 | 1230.3941 | 264.8873 | 1258.1022 | 281.2561 | 1284.821 | 283.0647 |  | 37.784 | 6.4514 | 39.3523 | 7.2694 | 41.3234 | 8.3087 | 42.6704 | 9.3892 | 44.2531 | 10.5045 | 53.5327 | 11.5257 | 86.0881 | 12.2805 | 120.15 | 13.51 | 153.2311 | 14.7781 | 196.9761 | 16.0692 | 260.4454 | 17.3961 | 328.7911 | 18.8802 | 396.5132 | 19.8836 | 463.3583 | 20.8802 | 523.9085 | 21.872 | 577.5548 | 22.8649 | 636.7107 | 23.8464 | 695.7512 | 24.8187 | 753.7183 | 25.7843 | 809.9528 | 26.7566 | 856.002 | 27.7117 | 876.3353 | 28.6735 | 897.0152 | 29.6134 | 917.1869 | 30.5614 | 937.8636 | 31.501 | 972.6967 | 32.4364 | 1007.0346 | 33.3675 | 1040.0182 | 34.2947 | 1071.6875 | 35.2181 | 1102.7148 | 36.138 | 1130.2227 | 37.0545 | 1145.3913 | 37.968 |  | 37.784 | 6.4514 | 58.2581 | 7.2694 | 66.8141 | 8.4376 | 75.1541 | 9.6487 | 84.5126 | 10.8972 | 101.1993 | 12.0833 | 133.2629 | 13.069 | 167.1207 | 14.4422 | 200.2501 | 15.8577 | 244.1522 | 17.3001 | 309.8727 | 18.7826 | 386.4719 | 20.4004 | 462.4578 | 21.762 | 537.5645 | 23.1184 | 606.4012 | 24.4714 | 666.4318 | 25.8274 | 727.7151 | 27.1729 | 790.9243 | 28.5099 | 842.2653 | 29.841 | 889.3637 | 31.1821 | 931.4392 | 32.5048 | 965.1313 | 33.8377 | 1003.5318 | 35.1463 | 1044.4319 | 36.4663 | 1085.37 | 37.7782 | 1123.3655 | 39.0865 | 1150.4997 | 40.3915 | 1177.2928 | 41.6933 | 1203.7102 | 42.9921 | 1230.3941 | 44.2881 | 1258.1022 | 45.5814 | 1284.821 | 46.8723 |  | 37.784 | 6.4514 | 68.9768 | 7.2694 | 85.9015 | 9.3178 | 101.1587 | 11.3909 | 117.3874 | 13.474 | 141.9737 | 15.5961 | 174.9238 | 17.7527 | 211.1554 | 19.9373 | 252.7279 | 22.159 | 305.1489 | 24.4231 | 377.495 | 26.7277 | 454.774 | 28.9786 | 531.6108 | 30.8579 | 607.6657 | 32.7234 | 677.7972 | 34.578 | 830.3454 | 36.4314 | 1255.8886 | 52.7199 | 1678.3084 | 69.0007 | 2102.1889 | 85.2773 | 2523.4827 | 101.6008 | 2935.9699 | 117.8853 | 3329.2189 | 134.228 | 3727.4168 | 150.4961 | 4110.3537 | 166.8337 | 4492.2592 | 183.1588 | 4874.0411 | 199.4902 | 5255.9174 | 215.8284 | 5635.1454 | 232.1737 | 6012.2752 | 248.5265 | 6387.5437 | 264.8873 | 6612.3602 | 281.2561 | 6633.97 | 283.0647 |  | 37.784 | 6.4514 | 68.9768 | 7.2694 | 85.9015 | 9.3178 | 101.1587 | 11.3909 | 117.3874 | 13.474 | 143.9975 | 15.5961 | 185.0397 | 17.7527 | 227.3369 | 19.9373 | 268.9094 | 22.1591 | 321.3305 | 24.4232 | 485.2478 | 26.7278 | 928.6241 | 43.4148 | 1371.1563 | 59.7297 | 1812.5521 | 76.0349 | 2247.4311 | 92.341 | 2673.1682 | 108.6805 | 3098.9152 | 125.0005 | 3522.8845 | 141.3055 | 3947.7353 | 157.6058 | 4372.0208 | 173.9885 | 4791.7975 | 190.3002 | 5180.2439 | 206.7018 | 5569.5051 | 222.9861 | 5957.1883 | 239.372 | 6344.5903 | 255.7363 | 6511.6715 | 272.1068 | 6532.9711 | 273.9535 | 6554.3294 | 275.7919 | 6575.3824 | 277.6222 | 6596.8579 | 279.4451 | 6618.4533 | 281.2607 | 6639.9626 | 283.0693
Heap Bridge |  | 15.3156 | 3.8224 | 21.8247 | 4.3072 | 24.8078 | 5.5189 | 27.3291 | 6.7532 | 30.1568 | 7.9993 | 35.2299 | 9.2677 | 44.9038 | 10.5581 | 55.1227 | 11.8659 | 65.1213 | 13.1968 | 78.3724 | 14.5538 | 99.3725 | 15.9299 | 127.1496 | 17.2856 | 154.7494 | 18.4144 | 182.0637 | 19.5425 | 207.3863 | 20.6576 | 230.0053 | 21.7734 | 252.9334 | 31.5183 | 276.339 | 41.2792 | 300.6949 | 51.0496 | 325.5948 | 60.84 | 348.4478 | 70.6344 | 363.7158 | 80.4485 | 379.6652 | 90.2506 | 394.6043 | 100.0849 | 409.555 | 109.9225 | 423.1796 | 119.77 | 431.7821 | 129.6275 | 440.2267 | 139.495 | 448.5008 | 149.3724 | 456.8985 | 159.2596 | 465.7685 | 169.1566 | 474.1886 | 170.2986 |  | 15.3156 | 3.8224 | 16.0127 | 4.3072 | 16.904 | 4.9212 | 17.301 | 5.564 | 17.7653 | 6.2311 | 20.5356 | 6.8411 | 30.3087 | 7.2934 | 40.5594 | 8.0278 | 50.5273 | 8.7856 | 63.7161 | 9.5578 | 82.8616 | 10.348 | 103.4864 | 11.2395 | 123.8907 | 11.8413 | 144.0406 | 12.4439 | 162.1908 | 13.0393 | 179.4778 | 13.6362 | 202.468 | 14.2258 | 225.8794 | 14.8154 | 250.2945 | 15.4015 | 274.8505 | 15.987 | 296.8452 | 16.5676 | 312.1857 | 17.1472 | 327.7421 | 17.7194 | 342.8312 | 18.2934 | 358.6775 | 18.8634 | 374.6068 | 19.431 | 390.3948 | 19.9963 | 405.6281 | 20.5595 | 420.2992 | 21.1205 | 434.7112 | 21.6797 | 447.4686 | 22.237 | 454.3123 | 22.7926 |  | 15.3156 | 3.8224 | 21.8247 | 4.3072 | 24.8078 | 4.9975 | 27.3291 | 5.7203 | 30.1568 | 6.4695 | 35.2299 | 7.1802 | 44.9038 | 7.7726 | 55.1227 | 8.5954 | 65.1213 | 9.444 | 78.3724 | 10.3092 | 99.3725 | 11.1946 | 127.1496 | 12.1688 | 154.7494 | 12.9864 | 182.0637 | 13.8064 | 207.3863 | 14.6197 | 230.0053 | 15.4358 | 252.9334 | 16.2452 | 276.339 | 17.0558 | 300.6949 | 17.8637 | 325.5948 | 18.6723 | 348.4478 | 19.4762 | 363.7158 | 20.2803 | 379.6652 | 21.0768 | 394.6043 | 21.8764 | 409.555 | 22.6725 | 423.1796 | 23.4668 | 431.7821 | 24.2593 | 440.2267 | 25.0502 | 448.5008 | 25.8396 | 456.8985 | 26.6276 | 465.7685 | 27.4142 | 474.1886 | 28.1995 |  | 15.3156 | 3.8224 | 25.2385 | 4.3072 | 31.1568 | 5.5189 | 35.7742 | 6.7532 | 40.6779 | 7.9993 | 48.0971 | 9.2677 | 58.0425 | 10.5581 | 70.179 | 11.8659 | 87.4414 | 13.1968 | 107.9917 | 14.5538 | 134.5631 | 15.9299 | 162.6316 | 17.2856 | 190.6175 | 18.4144 | 218.3739 | 19.5425 | 244.2794 | 20.6576 | 304.7484 | 21.7734 | 476.8838 | 31.5183 | 650.2181 | 41.2792 | 825.2384 | 51.0496 | 999.3799 | 60.84 | 1169.7954 | 70.6344 | 1331.7709 | 80.4485 | 1492.8261 | 90.2506 | 1646.8985 | 100.0849 | 1800.6165 | 109.9225 | 1954.4004 | 119.77 | 2108.289 | 129.6275 | 2261.1142 | 139.495 | 2413.1107 | 149.3724 | 2564.3764 | 159.2596 | 2660.285 | 169.1566 | 2666.9255 | 170.2986 |  | 15.3156 | 3.8224 | 25.2385 | 4.3072 | 31.1568 | 5.5189 | 35.7742 | 6.7532 | 40.6779 | 7.9993 | 49.8777 | 9.2679 | 66.9426 | 10.5588 | 84.416 | 11.8675 | 101.6784 | 13.1996 | 122.2286 | 14.5582 | 186.2065 | 15.9362 | 363.8368 | 25.9095 | 541.2106 | 35.6643 | 718.2072 | 45.4384 | 893.1189 | 55.207 | 1065.1903 | 65.0053 | 1237.3506 | 74.7949 | 1411.0394 | 84.6118 | 1586.0175 | 94.4374 | 1761.3117 | 104.2901 | 1932.1433 | 114.141 | 2088.6014 | 124.0162 | 2245.278 | 133.867 | 2401.2964 | 143.7606 | 2557.2663 | 153.6532 | 2638.9617 | 163.5551 | 2645.1037 | 164.7292 | 2651.339 | 165.8967 | 2657.0806 | 167.058 | 2663.5033 | 168.2134 | 2670.1182 | 169.3631 | 2676.5944 | 170.5074
Heasandford |  | 6.7878 | 2.5425 | 12.3859 | 2.8577 | 14.4425 | 3.6497 | 16.6187 | 4.4452 | 19.0415 | 5.2385 | 23.689 | 6.0347 | 32.515 | 6.8447 | 41.8369 | 7.655 | 50.963 | 8.4828 | 63.0593 | 9.3117 | 80.628 | 10.1497 | 99.574 | 10.9784 | 118.353 | 11.6498 | 136.919 | 12.3115 | 153.8648 | 12.9648 | 168.4414 | 13.6074 | 183.4433 | 19.6249 | 199.0879 | 25.6288 | 208.7885 | 31.569 | 216.8815 | 37.4711 | 224.0995 | 43.334 | 231.1672 | 49.2155 | 239.8851 | 55.0644 | 250.2083 | 60.8147 | 260.6636 | 66.566 | 270.6092 | 72.2858 | 278.2701 | 77.9747 | 285.8295 | 83.633 | 293.2763 | 89.2613 | 300.7484 | 94.8601 | 308.4181 | 100.4295 | 315.8344 | 100.7831 |  | 6.7878 | 2.5425 | 7.0041 | 2.8577 | 7.2618 | 3.2545 | 7.4905 | 3.6656 | 7.7516 | 4.0872 | 10.1469 | 4.4645 | 19.0185 | 4.7411 | 28.3457 | 5.195 | 37.4513 | 5.6666 | 49.51 | 6.1374 | 67.0059 | 6.6182 | 85.8317 | 7.1662 | 104.511 | 7.5212 | 122.9565 | 7.8712 | 139.78 | 8.2172 | 154.1204 | 8.5575 | 167.7166 | 8.895 | 180.88 | 9.2374 | 193.9167 | 9.565 | 206.3844 | 9.8887 | 215.679 | 10.2081 | 216.8587 | 10.5355 | 218.0362 | 10.8581 | 219.1625 | 11.164 | 220.1477 | 11.4728 | 226.861 | 11.7784 | 233.7234 | 12.0807 | 240.5637 | 12.3797 | 247.3529 | 12.6758 | 254.2002 | 12.9689 | 260.4989 | 13.2591 | 264.3637 | 13.5466 |  | 6.7878 | 2.5425 | 12.3859 | 2.8577 | 14.4425 | 3.3049 | 16.6187 | 3.7653 | 19.0415 | 4.2367 | 23.689 | 4.6754 | 32.515 | 5.0389 | 41.8369 | 5.5451 | 50.963 | 6.0706 | 63.0593 | 6.5959 | 80.628 | 7.1326 | 99.574 | 7.7286 | 118.353 | 8.2158 | 136.919 | 8.6979 | 153.8648 | 9.1754 | 168.4414 | 9.6467 | 183.4433 | 10.1151 | 199.0879 | 10.5894 | 208.7885 | 11.0469 | 216.8815 | 11.5002 | 224.0995 | 11.9486 | 231.1672 | 12.4068 | 239.8851 | 12.8595 | 250.2083 | 13.2928 | 260.6636 | 13.7299 | 270.6092 | 14.1631 | 278.2701 | 14.5927 | 285.8295 | 15.0187 | 293.2763 | 15.4411 | 300.7484 | 15.8602 | 308.4181 | 16.276 | 315.8344 | 16.6885 |  | 6.7878 | 2.5425 | 15.2945 | 2.8577 | 19.329 | 3.6497 | 23.391 | 4.4452 | 27.6296 | 5.2385 | 34.123 | 6.0347 | 43.0721 | 6.8447 | 52.4941 | 7.655 | 61.7732 | 8.4828 | 74.0469 | 9.3117 | 91.7954 | 10.1497 | 110.9107 | 10.9784 | 129.9608 | 11.6498 | 148.8206 | 12.3115 | 166.1729 | 12.9648 | 212.1422 | 13.6074 | 350.9951 | 19.6249 | 489.4283 | 25.6288 | 628.6454 | 31.569 | 767.5467 | 37.4711 | 903.7986 | 43.334 | 1033.5218 | 49.2155 | 1166.7178 | 55.0644 | 1295.2231 | 60.8147 | 1423.3841 | 66.566 | 1551.5489 | 72.2858 | 1679.7607 | 77.9747 | 1807.0258 | 83.633 | 1933.5859 | 89.2613 | 2059.5112 | 94.8601 | 2139.4153 | 100.4295 | 2145.155 | 100.7831 |  | 6.7878 | 2.5425 | 15.2945 | 2.8577 | 19.329 | 3.6497 | 23.391 | 4.4452 | 27.6296 | 5.2385 | 34.1342 | 6.0345 | 43.1281 | 6.8443 | 52.5836 | 7.6541 | 61.8627 | 8.4812 | 74.1364 | 9.3091 | 122.9838 | 10.146 | 266.471 | 16.4399 | 409.7213 | 22.5374 | 552.6714 | 28.5886 | 693.9162 | 34.5985 | 832.6951 | 40.5621 | 971.7517 | 46.4932 | 1111.2835 | 52.4395 | 1250.8459 | 58.2916 | 1390.8221 | 64.1074 | 1531.3522 | 69.8846 | 1661.9623 | 75.7117 | 1792.6567 | 81.5027 | 1922.775 | 87.1639 | 2052.807 | 92.8424 | 2114.2215 | 98.4901 | 2119.7837 | 98.8637 | 2125.3664 | 99.2328 | 2130.8058 | 99.5976 | 2136.4353 | 99.9583 | 2142.1101 | 100.3149 | 2147.7557 | 100.6675
Heaton Moor |  | 48.6653 | 9.7204 | 66.4677 | 10.972 | 74.0292 | 14.0862 | 82.4337 | 17.2173 | 91.9911 | 20.3744 | 108.0264 | 23.5965 | 139.485 | 26.8704 | 172.7549 | 30.2058 | 205.3251 | 33.5968 | 248.3321 | 37.0587 | 312.9487 | 40.5904 | 389.83 | 44.0559 | 466.2093 | 46.9515 | 541.807 | 49.8298 | 611.4528 | 52.6809 | 672.9341 | 55.5241 | 735.8864 | 80.415 | 800.9657 | 105.3041 | 862.5391 | 130.2511 | 919.5773 | 155.205 | 968.4385 | 180.186 | 1005.5648 | 205.2575 | 1055.3704 | 230.3377 | 1115.0292 | 255.4524 | 1174.8611 | 280.6179 | 1228.4494 | 305.828 | 1258.3222 | 331.0842 | 1287.3667 | 356.388 | 1315.5354 | 381.7405 | 1344.2425 | 407.1431 | 1375.1573 | 432.5965 | 1403.9609 | 435.6787 |  | 48.6653 | 9.7204 | 50.3823 | 10.972 | 52.4319 | 12.5607 | 54.5429 | 14.2016 | 57.0441 | 15.9047 | 66.8485 | 17.4693 | 98.8705 | 18.6284 | 132.2945 | 20.5195 | 164.4854 | 22.4677 | 206.9223 | 24.4543 | 268.333 | 26.4997 | 334.703 | 28.7936 | 400.5438 | 30.3507 | 465.6321 | 31.8995 | 524.7196 | 33.4335 | 578.3937 | 34.9651 | 642.79 | 36.4974 | 709.7004 | 38.0068 | 770.3718 | 39.519 | 828.8199 | 41.0158 | 879.3245 | 42.5053 | 910.0596 | 44.0009 | 941.2793 | 45.4838 | 971.9876 | 46.9603 | 1002.6545 | 48.4334 | 1084.8211 | 49.9024 | 1169.0686 | 51.3672 | 1253.2504 | 52.8283 | 1337.5255 | 54.2859 | 1423.5504 | 55.7407 | 1503.9972 | 57.1927 | 1554.9424 | 58.6423 |  | 48.6653 | 9.7204 | 66.4677 | 10.972 | 74.0292 | 12.7556 | 82.4337 | 14.5839 | 91.9911 | 16.4779 | 108.0264 | 18.2817 | 139.485 | 19.7812 | 172.7549 | 21.8805 | 205.3251 | 24.043 | 248.3321 | 26.2505 | 312.9487 | 28.5245 | 389.83 | 31.0145 | 466.2093 | 33.1117 | 541.807 | 35.2038 | 611.4528 | 37.283 | 672.9341 | 39.3628 | 735.8864 | 41.4476 | 800.9657 | 43.5098 | 862.5391 | 45.5786 | 919.5773 | 47.6337 | 968.4385 | 49.6832 | 1005.5648 | 51.7435 | 1055.3704 | 53.7921 | 1115.0292 | 55.8364 | 1174.8611 | 57.8801 | 1228.4494 | 59.9215 | 1258.3222 | 61.9612 | 1287.3667 | 63.9994 | 1315.5354 | 66.0365 | 1344.2425 | 68.0726 | 1375.1573 | 70.1083 | 1403.9609 | 72.1434 |  | 48.6653 | 9.7204 | 75.4788 | 10.972 | 89.667 | 14.0862 | 104.5746 | 17.2173 | 120.9015 | 20.3744 | 145.5417 | 23.5965 | 178.7853 | 26.8704 | 215.7053 | 30.2058 | 259.6084 | 33.5968 | 314.2215 | 37.0587 | 388.2919 | 40.5904 | 467.488 | 44.0559 | 546.8305 | 46.9515 | 625.8358 | 49.8298 | 699.7989 | 52.6809 | 890.8877 | 55.5241 | 1457.8587 | 80.415 | 2035.3727 | 105.3041 | 2611.425 | 130.2511 | 3184.1821 | 155.205 | 3746.1208 | 180.186 | 4283.1678 | 205.2575 | 4829.5287 | 230.3377 | 5356.446 | 255.4524 | 5884.0315 | 280.6179 | 6413.8276 | 305.828 | 6946.0529 | 331.0842 | 7476.6308 | 356.388 | 8006.4005 | 381.7405 | 8535.4383 | 407.1431 | 9106.0525 | 432.5965 | 9155.1156 | 435.6787 |  | 48.6653 | 9.7204 | 75.4788 | 10.972 | 89.667 | 14.0862 | 104.5746 | 17.2173 | 120.9015 | 20.3744 | 148.0513 | 23.5956 | 191.3292 | 26.8675 | 235.7708 | 30.1996 | 279.6738 | 33.586 | 334.2869 | 37.0417 | 533.7092 | 40.5658 | 1114.0482 | 65.9522 | 1693.8186 | 90.7976 | 2272.6979 | 115.6615 | 2845.545 | 140.5214 | 3410.2394 | 165.4277 | 3977.4233 | 190.408 | 4556.285 | 215.3409 | 5133.9535 | 240.3609 | 5710.7141 | 265.3657 | 6283.5434 | 290.3964 | 6815.3 | 315.5503 | 7349.5702 | 340.6955 | 7883.2971 | 365.8739 | 8418.7292 | 391.1082 | 9136.0201 | 416.3888 | 9178.0987 | 419.4687 | 9223.2398 | 422.5466 | 9256.4876 | 425.6226 | 9307.0233 | 428.6972 | 9363.5518 | 431.7703 | 9415.1872 | 434.8422
Heaton Norris |  | 39.5589 | 9.0285 | 52.6688 | 10.1881 | 58.6144 | 13.0777 | 64.6403 | 15.977 | 71.5016 | 18.8982 | 82.9387 | 21.8772 | 105.3339 | 24.9005 | 129.022 | 27.9784 | 152.2147 | 31.1044 | 182.8496 | 34.2947 | 232.191 | 37.5475 | 300.1502 | 40.7356 | 367.7484 | 43.3931 | 434.748 | 46.0351 | 497.3402 | 48.6502 | 554.0099 | 51.2599 | 611.6166 | 74.2166 | 670.5771 | 97.1583 | 738.6325 | 120.1466 | 808.0858 | 143.1237 | 870.2567 | 166.1165 | 910.8721 | 189.1879 | 956.037 | 212.2617 | 1001.0348 | 235.3451 | 1046.2015 | 258.471 | 1086.4999 | 281.6287 | 1108.2204 | 304.8198 | 1129.2609 | 328.0459 | 1149.573 | 351.3082 | 1170.2545 | 374.6081 | 1192.6066 | 397.9466 | 1213.221 | 400.7017 |  | 39.5589 | 9.0285 | 41.0902 | 10.1881 | 42.9574 | 11.6614 | 44.4764 | 13.1802 | 46.2821 | 14.7558 | 53.2818 | 16.2017 | 76.0675 | 17.2695 | 99.857 | 19.0149 | 122.7813 | 20.8112 | 153.0086 | 22.6424 | 196.7661 | 24.5267 | 244.0503 | 26.6388 | 290.9095 | 28.067 | 337.2265 | 29.488 | 379.0997 | 30.8943 | 420.4765 | 32.2999 | 480.8118 | 33.7054 | 544.4934 | 35.0892 | 606.2989 | 36.4767 | 668.2152 | 37.8477 | 725.952 | 39.212 | 772.7944 | 40.5828 | 820.4169 | 41.9421 | 866.9479 | 43.2926 | 915.4496 | 44.6406 | 976.7539 | 45.9844 | 1038.9328 | 47.3239 | 1100.3392 | 48.6595 | 1161.0227 | 49.9916 | 1222.1526 | 51.3207 | 1278.2721 | 52.6467 | 1312.0348 | 53.9703 |  | 39.5589 | 9.0285 | 52.6688 | 10.1881 | 58.6144 | 11.8423 | 64.6403 | 13.5333 | 71.5016 | 15.284 | 82.9387 | 16.9497 | 105.3339 | 18.331 | 129.022 | 20.267 | 152.2147 | 22.2593 | 182.8496 | 24.2927 | 232.191 | 26.3861 | 300.1502 | 28.6771 | 367.7484 | 30.6023 | 434.748 | 32.5229 | 497.3402 | 34.4304 | 554.0099 | 36.3398 | 611.6166 | 38.2527 | 670.5771 | 40.1441 | 738.6325 | 42.0427 | 808.0858 | 43.9258 | 870.2567 | 45.8038 | 910.8721 | 47.6926 | 956.037 | 49.5708 | 1001.0348 | 51.4414 | 1046.2015 | 53.3121 | 1086.4999 | 55.1801 | 1108.2204 | 57.0459 | 1129.2609 | 58.9098 | 1149.573 | 60.7721 | 1170.2545 | 62.6329 | 1192.6066 | 64.4928 | 1213.221 | 66.3517 |  | 39.5589 | 9.0285 | 59.3475 | 10.1881 | 70.6448 | 13.0777 | 81.3265 | 15.977 | 93.0439 | 18.8982 | 110.6918 | 21.8772 | 134.3701 | 24.9005 | 163.9411 | 27.9784 | 208.3975 | 31.1044 | 260.5095 | 34.2947 | 326.4258 | 37.5475 | 395.9329 | 40.7356 | 465.6167 | 43.3931 | 535.0506 | 46.0351 | 600.6236 | 48.6502 | 775.428 | 51.2599 | 1296.3307 | 74.2166 | 1830.7868 | 97.1583 | 2365.849 | 120.1466 | 2897.6895 | 143.1237 | 3418.495 | 166.1165 | 3914.2884 | 189.1879 | 4409.0615 | 212.2617 | 4882.945 | 235.3451 | 5356.3328 | 258.471 | 5830.637 | 281.6287 | 6305.9966 | 304.8198 | 6778.6302 | 328.0459 | 7249.3228 | 351.3082 | 7718.4218 | 374.6081 | 8102.5221 | 397.9466 | 8127.1983 | 400.7017 |  | 39.5589 | 9.0285 | 59.3475 | 10.1881 | 70.6448 | 13.0777 | 81.3265 | 15.977 | 93.0439 | 18.8982 | 115.7892 | 21.8762 | 159.8487 | 24.8973 | 204.6972 | 27.9716 | 249.1537 | 31.0925 | 301.2657 | 34.2761 | 482.5792 | 37.5205 | 1013.4785 | 60.973 | 1543.8626 | 83.9021 | 2073.4277 | 106.8328 | 2598.3645 | 129.742 | 3117.1456 | 152.6871 | 3637.94 | 175.6869 | 4172.8845 | 198.6298 | 4708.2139 | 221.6517 | 5243.4743 | 244.6371 | 5766.5934 | 267.6393 | 6246.8537 | 290.7539 | 6728.2933 | 313.8568 | 7208.1957 | 336.9626 | 7688.5511 | 360.1184 | 8101.8901 | 383.308 | 8122.845 | 386.0567 | 8145.1589 | 388.8041 | 8162.287 | 391.5503 | 8187.02 | 394.2957 | 8214.3438 | 397.0402 | 8239.6505 | 399.784
Helwith Bridge |  | 5.2447 | 2.2485 | 7.6467 | 2.5333 | 8.6283 | 3.241 | 9.5494 | 3.991 | 10.5876 | 4.7452 | 12.5628 | 5.5276 | 16.2022 | 6.318 | 20.0475 | 7.1252 | 23.8216 | 7.9493 | 28.797 | 8.7919 | 39.5179 | 9.6521 | 61.2805 | 10.5 | 82.9745 | 11.2164 | 104.565 | 11.9099 | 125.4422 | 12.621 | 145.3556 | 13.3279 | 165.4238 | 19.3039 | 185.7135 | 25.328 | 215.4879 | 31.3232 | 249.6394 | 37.3872 | 281.874 | 43.3995 | 299.3952 | 49.4128 | 310.5681 | 55.5119 | 316.1878 | 61.5487 | 321.8389 | 67.6096 | 327.0464 | 73.6744 | 330.2502 | 79.7424 | 333.3635 | 85.8129 | 336.3847 | 91.8851 | 339.4239 | 97.9585 | 342.6191 | 104.0323 | 345.6167 | 104.7167 |  | 5.2447 | 2.2485 | 5.4104 | 2.5333 | 5.615 | 2.89 | 5.7325 | 3.2814 | 5.8762 | 3.6823 | 6.8729 | 4.059 | 10.4626 | 4.3368 | 14.2621 | 4.7857 | 17.9809 | 5.2505 | 22.9054 | 5.7257 | 30.0477 | 6.2156 | 37.751 | 6.7669 | 45.3877 | 7.1477 | 52.9507 | 7.5144 | 59.8241 | 7.8928 | 69.3283 | 8.269 | 90.4854 | 8.6308 | 113.2732 | 9.0044 | 138.5059 | 9.3603 | 165.3782 | 9.7306 | 192.5895 | 10.0823 | 219.9054 | 10.4314 | 247.6921 | 10.7948 | 274.7082 | 11.1423 | 301.0057 | 11.4916 | 306.8275 | 11.839 | 312.8689 | 12.1844 | 318.9385 | 12.528 | 325.0123 | 12.8698 | 331.1698 | 13.21 | 336.8391 | 13.5484 | 340.2375 | 13.8853 |  | 5.2447 | 2.2485 | 7.6467 | 2.5333 | 8.6283 | 2.9349 | 9.5494 | 3.3806 | 10.5876 | 3.8377 | 12.5628 | 4.2826 | 16.2022 | 4.6512 | 20.0475 | 5.1613 | 23.8216 | 5.6888 | 28.797 | 6.2277 | 39.5179 | 6.7829 | 61.2805 | 7.3918 | 82.9745 | 7.9102 | 104.565 | 8.4141 | 125.4422 | 8.9321 | 145.3556 | 9.4486 | 165.4238 | 9.9496 | 185.7135 | 10.4651 | 215.4879 | 10.9609 | 249.6394 | 11.4744 | 281.874 | 11.9667 | 299.3952 | 12.4565 | 310.5681 | 12.964 | 316.1878 | 13.4532 | 321.8389 | 13.9451 | 327.0464 | 14.4352 | 330.2502 | 14.9235 | 333.3635 | 15.4101 | 336.3847 | 15.895 | 339.4239 | 16.3783 | 342.6191 | 16.8599 | 345.6167 | 17.3399 |  | 5.2447 | 2.2485 | 8.8907 | 2.5333 | 10.7922 | 3.241 | 12.4953 | 3.991 | 14.3069 | 4.7452 | 17.0458 | 5.5276 | 20.8056 | 6.318 | 28.303 | 7.1252 | 46.2073 | 7.9493 | 65.3386 | 8.7919 | 86.7261 | 9.6521 | 108.6781 | 10.5 | 130.6074 | 11.2164 | 152.4722 | 11.9099 | 173.6572 | 12.621 | 200.8597 | 13.3279 | 249.3265 | 19.3039 | 299.0409 | 25.328 | 348.3988 | 31.3232 | 397.0261 | 37.3872 | 444.0037 | 43.3995 | 487.7037 | 49.4128 | 520.4757 | 55.5119 | 550.8991 | 61.5487 | 581.3268 | 67.6096 | 611.908 | 73.6744 | 642.5689 | 79.7424 | 673.0202 | 85.8129 | 703.3062 | 91.8851 | 733.4326 | 97.9585 | 762.4333 | 104.0323 | 765.0419 | 104.7167 |  | 5.2447 | 2.2485 | 8.8907 | 2.5333 | 10.7922 | 3.241 | 12.4953 | 3.991 | 14.3069 | 4.7452 | 20.5544 | 5.5284 | 38.3297 | 6.3205 | 56.3167 | 7.1304 | 74.221 | 7.9584 | 93.3523 | 8.8061 | 121.762 | 9.6726 | 171.7894 | 15.7727 | 221.7413 | 21.7794 | 271.5821 | 27.7725 | 320.6873 | 33.8381 | 368.7923 | 39.9301 | 416.9983 | 45.9805 | 465.3465 | 52.1208 | 513.8524 | 58.1848 | 562.5059 | 64.3634 | 599.7422 | 70.4423 | 630.6154 | 76.5202 | 661.5513 | 82.7243 | 692.3666 | 88.8288 | 723.241 | 94.9645 | 763.7857 | 101.1021 | 765.689 | 101.8392 | 767.6704 | 102.5662 | 769.0557 | 103.2836 | 771.2201 | 103.9919 | 773.5669 | 104.6914 | 775.7903 | 105.3825
Hensingham |  | 36.2448 | 6.2612 | 55.0761 | 6.9985 | 63.1323 | 8.8987 | 71.0829 | 10.7918 | 80.0331 | 12.6593 | 94.8162 | 14.5325 | 122.2268 | 16.4072 | 151.1777 | 18.2853 | 179.5102 | 20.1687 | 217.0569 | 22.0617 | 278.285 | 23.9623 | 363.8924 | 25.7977 | 448.9873 | 27.2781 | 533.3143 | 28.7246 | 612.187 | 30.1404 | 683.4914 | 31.5202 | 755.7908 | 45.2946 | 829.6238 | 58.9618 | 908.2448 | 72.3629 | 991.3298 | 85.5767 | 1070.1159 | 98.7592 | 1120.2944 | 111.6196 | 1167.7295 | 124.477 | 1206.3805 | 137.0096 | 1245.1196 | 149.4371 | 1280.7729 | 161.7023 | 1304.6344 | 173.8069 | 1328.1333 | 185.7526 | 1351.2381 | 197.541 | 1374.647 | 209.1736 | 1399.1923 | 220.6518 | 1422.6955 | 220.6221 |  | 36.2448 | 6.2612 | 37.8197 | 6.9985 | 39.8189 | 7.935 | 41.32 | 8.8998 | 43.1044 | 9.8783 | 51.4713 | 10.7532 | 79.4931 | 11.3671 | 108.6986 | 12.4124 | 137.0311 | 13.4766 | 174.444 | 14.5453 | 228.7153 | 15.6296 | 287.1767 | 16.8448 | 345.0167 | 17.6164 | 402.1695 | 18.3707 | 453.8456 | 19.1094 | 504.81 | 19.8292 | 576.5966 | 20.5367 | 649.8016 | 21.2589 | 728.222 | 21.9327 | 808.1894 | 22.5917 | 881.0428 | 23.2726 | 935.2659 | 23.9027 | 990.6359 | 24.5541 | 1044.599 | 25.1602 | 1102.1283 | 25.765 | 1137.7418 | 26.3574 | 1173.2152 | 26.9375 | 1207.633 | 27.5056 | 1241.0119 | 28.0621 | 1274.0939 | 28.6073 | 1303.7005 | 29.1415 | 1319.9121 | 29.6648 |  | 36.2448 | 6.2612 | 55.0761 | 6.9985 | 63.1323 | 8.0581 | 71.0829 | 9.1412 | 80.0331 | 10.2382 | 94.8162 | 11.2592 | 122.2268 | 12.0785 | 151.1777 | 13.2455 | 179.5102 | 14.4334 | 217.0569 | 15.6274 | 278.285 | 16.8393 | 363.8924 | 18.1611 | 448.9873 | 19.2374 | 533.3143 | 20.2934 | 612.187 | 21.3308 | 683.4914 | 22.3457 | 755.7908 | 23.3458 | 829.6238 | 24.362 | 908.2448 | 25.3219 | 991.3298 | 26.2642 | 1070.1159 | 27.2311 | 1120.2944 | 28.1383 | 1167.7295 | 29.0699 | 1206.3805 | 29.9473 | 1245.1196 | 30.8228 | 1280.7729 | 31.6827 | 1304.6344 | 32.5273 | 1328.1333 | 33.3571 | 1351.2381 | 34.1722 | 1374.647 | 34.973 | 1399.1923 | 35.7597 | 1422.6955 | 36.5325 |  | 36.2448 | 6.2612 | 64.9118 | 6.9985 | 80.8462 | 8.8987 | 95.2187 | 10.7918 | 110.6484 | 12.6593 | 133.378 | 14.5325 | 161.9049 | 16.4072 | 198.0384 | 18.2853 | 253.8118 | 20.1687 | 318.8652 | 22.0617 | 401.0119 | 23.9623 | 487.4252 | 25.7977 | 573.5004 | 27.2781 | 658.9248 | 28.7246 | 739.3269 | 30.1404 | 904.9405 | 31.5202 | 1348.5513 | 45.2946 | 1793.3046 | 58.9618 | 2241.2402 | 72.3629 | 2686.8569 | 85.5767 | 3122.4692 | 98.7592 | 3537.1034 | 111.6196 | 3943.1366 | 124.477 | 4330.3678 | 137.0096 | 4716.9793 | 149.4371 | 5103.9404 | 161.7023 | 5491.425 | 173.8069 | 5876.6363 | 185.7526 | 6260.1148 | 197.541 | 6642.0007 | 209.1736 | 6916.3011 | 220.6518 | 6939.1184 | 220.6221 |  | 36.2448 | 6.2612 | 64.9118 | 6.9985 | 80.8462 | 8.8987 | 95.2187 | 10.7918 | 110.6484 | 12.6593 | 140.149 | 14.5321 | 195.7485 | 16.4059 | 252.1752 | 18.2827 | 307.9487 | 20.1642 | 373.002 | 22.0546 | 548.2243 | 23.9522 | 1006.7351 | 38.6284 | 1464.5409 | 52.7665 | 1921.373 | 66.6945 | 2372.5555 | 80.4247 | 2815.9002 | 93.9464 | 3259.5099 | 107.293 | 3704.4733 | 120.6254 | 4151.4406 | 133.5965 | 4599.8745 | 146.386 | 5030.3178 | 159.2429 | 5422.5448 | 171.6837 | 5815.9748 | 184.2109 | 6208.1078 | 196.3371 | 6600.3868 | 208.3889 | 6859.5878 | 220.2807 | 6880.7189 | 220.328 | 6902.4279 | 220.3591 | 6921.6733 | 220.3741 | 6944.433 | 220.3735 | 6968.3476 | 220.3574 | 6991.3351 | 220.3263
Heyrod |  | 48.2755 | 9.4264 | 66.5758 | 10.6158 | 74.946 | 13.5999 | 82.6268 | 16.6205 | 91.3037 | 19.6623 | 106.5013 | 22.7615 | 136.2912 | 25.9 | 167.7699 | 29.1025 | 198.573 | 32.3341 | 239.3408 | 35.6403 | 302.8391 | 38.989 | 384.1527 | 42.2752 | 464.9378 | 45.0196 | 544.8747 | 47.7439 | 618.8039 | 50.4525 | 684.5893 | 53.1586 | 751.454 | 76.9293 | 819.941 | 100.7335 | 890.8431 | 124.5001 | 960.5423 | 148.3348 | 1022.2507 | 172.115 | 1065.3425 | 195.979 | 1113.8292 | 219.8298 | 1163.3049 | 243.6635 | 1212.7921 | 267.5266 | 1257.488 | 291.4018 | 1284.3623 | 315.2897 | 1310.6504 | 339.1907 | 1336.3081 | 363.1051 | 1362.3827 | 387.0335 | 1390.1076 | 410.976 | 1416.2296 | 413.6438 |  | 48.2755 | 9.4264 | 50.3179 | 10.6158 | 52.8772 | 12.127 | 54.437 | 13.6988 | 56.2774 | 15.3267 | 65.1437 | 16.8176 | 95.3707 | 17.912 | 126.9962 | 19.7151 | 157.6088 | 21.5573 | 198.0537 | 23.4419 | 256.6969 | 25.3679 | 319.9408 | 27.5337 | 382.5826 | 28.9985 | 444.4324 | 30.4535 | 500.2381 | 31.9015 | 552.6042 | 33.3508 | 621.0526 | 34.7838 | 691.8932 | 36.2188 | 760.6383 | 37.6292 | 828.5473 | 39.049 | 889.1855 | 40.444 | 931.3024 | 41.8484 | 974.0424 | 43.2395 | 1015.7058 | 44.6181 | 1058.9069 | 45.9933 | 1118.0303 | 47.3625 | 1177.1362 | 48.7255 | 1234.6968 | 50.0828 | 1290.7761 | 51.4348 | 1346.5047 | 52.7817 | 1396.8119 | 54.1238 | 1425.8712 | 55.4615 |  | 48.2755 | 9.4264 | 66.5758 | 10.6158 | 74.946 | 12.3151 | 82.6268 | 14.0784 | 91.3037 | 15.902 | 106.5013 | 17.6347 | 136.2912 | 19.0668 | 167.7699 | 21.0813 | 198.573 | 23.1393 | 239.3408 | 25.2458 | 302.8391 | 27.3991 | 384.1527 | 29.7609 | 464.9378 | 31.7493 | 544.8747 | 33.7301 | 618.8039 | 35.7059 | 684.5893 | 37.6859 | 751.454 | 39.6509 | 819.941 | 41.6213 | 890.8431 | 43.5662 | 960.5423 | 45.5251 | 1022.2507 | 47.4578 | 1065.3425 | 49.4045 | 1113.8292 | 51.3382 | 1163.3049 | 53.2596 | 1212.7921 | 55.1799 | 1257.488 | 57.095 | 1284.3623 | 59.0053 | 1310.6504 | 60.9112 | 1336.3081 | 62.8128 | 1362.3827 | 64.7104 | 1390.1076 | 66.6043 | 1416.2296 | 68.4947 |  | 48.2755 | 9.4264 | 76.0878 | 10.6158 | 92.4325 | 13.5999 | 106.292 | 16.6205 | 121.24 | 19.6623 | 143.9831 | 22.7615 | 174.9441 | 25.9 | 211.5101 | 29.1025 | 260.8358 | 32.3341 | 320.2619 | 35.6403 | 398.2049 | 38.989 | 480.8192 | 42.2752 | 563.2297 | 45.0196 | 644.9687 | 47.7439 | 721.3182 | 50.4525 | 908.8159 | 53.1586 | 1454.1984 | 76.9293 | 2007.4146 | 100.7335 | 2562.3786 | 124.5001 | 3113.7342 | 148.3348 | 3653.5733 | 172.115 | 4167.5383 | 195.979 | 4682.6676 | 219.8298 | 5176.5952 | 243.6635 | 5669.6851 | 267.5266 | 6163.2132 | 291.4018 | 6657.3953 | 315.2897 | 7148.5405 | 339.1907 | 7637.4175 | 363.1051 | 8124.1691 | 387.0335 | 8471.1317 | 410.976 | 8496.3206 | 413.6438 |  | 48.2755 | 9.4264 | 76.0878 | 10.6158 | 92.4325 | 13.5999 | 106.292 | 16.6205 | 121.24 | 19.6623 | 148.4453 | 22.7616 | 197.248 | 25.9003 | 247.188 | 29.1032 | 296.5137 | 32.3353 | 355.9397 | 35.6423 | 553.524 | 38.9918 | 1114.4504 | 63.3408 | 1674.6133 | 87.1504 | 2233.6516 | 110.9489 | 2786.4289 | 134.7512 | 3330.7162 | 158.6027 | 3876.0806 | 182.4291 | 4430.1443 | 206.3235 | 4985.8955 | 230.1341 | 5540.9267 | 254.0634 | 6085.3918 | 277.8924 | 6586.3162 | 301.8501 | 7088.3034 | 325.778 | 7588.4571 | 349.675 | 8088.7529 | 373.6094 | 8420.8093 | 397.5554 | 8443.6475 | 400.2827 | 8467.2644 | 402.9973 | 8487.6683 | 405.6994 | 8512.6981 | 408.3902 | 8539.2532 | 411.0697 | 8564.6115 | 413.7386
Heyside |  | 26.507 | 5.1196 | 38.62 | 5.7769 | 43.7649 | 7.4152 | 49.0121 | 9.0789 | 54.9435 | 10.7598 | 64.9866 | 12.4777 | 84.1902 | 14.2232 | 104.4754 | 16.0026 | 124.336 | 17.8104 | 150.6134 | 19.6567 | 190.5728 | 21.5399 | 239.1362 | 23.3945 | 287.3553 | 24.9444 | 335.0567 | 26.4974 | 379.01 | 28.0351 | 417.7775 | 29.562 | 457.3299 | 42.8499 | 498.0597 | 56.152 | 535.0176 | 69.5101 | 570.4038 | 82.8794 | 602.345 | 96.3164 | 626.0615 | 109.7511 | 653.7752 | 123.2454 | 683.5885 | 136.7693 | 713.4853 | 150.3274 | 740.6975 | 163.9204 | 757.8777 | 177.5483 | 774.7082 | 191.2112 | 791.1556 | 204.909 | 807.8127 | 218.6419 | 825.3816 | 232.4096 | 842.0027 | 234.1606 |  | 26.507 | 5.1196 | 27.5597 | 5.7769 | 28.8545 | 6.6121 | 29.916 | 7.482 | 31.1819 | 8.3854 | 36.996 | 9.2166 | 56.5607 | 9.8331 | 76.9833 | 10.8364 | 96.7373 | 11.869 | 122.8147 | 12.9228 | 160.609 | 14.0079 | 201.373 | 15.229 | 241.7554 | 16.0591 | 281.6432 | 16.8925 | 317.7527 | 17.7173 | 350.6251 | 18.5366 | 389.6843 | 19.3641 | 429.2528 | 20.1783 | 468.1338 | 20.9972 | 506.2304 | 21.8057 | 538.7415 | 22.6199 | 557.1908 | 23.4225 | 575.9582 | 24.2281 | 594.2995 | 25.0301 | 613.1468 | 25.8298 | 644.3094 | 26.6275 | 675.3591 | 27.4232 | 705.4844 | 28.2172 | 734.7359 | 29.0096 | 763.7238 | 29.8006 | 789.7756 | 30.5903 | 804.5423 | 31.3789 |  | 26.507 | 5.1196 | 38.62 | 5.7769 | 43.7649 | 6.7147 | 49.0121 | 7.6903 | 54.9435 | 8.702 | 64.9866 | 9.6672 | 84.1902 | 10.4707 | 104.4754 | 11.592 | 124.336 | 12.7457 | 150.6134 | 13.9238 | 190.5728 | 15.137 | 239.1362 | 16.4693 | 287.3553 | 17.5916 | 335.0567 | 18.7199 | 379.01 | 19.8408 | 417.7775 | 20.9575 | 457.3299 | 22.0857 | 498.0597 | 23.201 | 535.0176 | 24.3236 | 570.4038 | 25.4364 | 602.345 | 26.5576 | 626.0615 | 27.6672 | 653.7752 | 28.7822 | 683.5885 | 29.8948 | 713.4853 | 31.0064 | 740.6975 | 32.1173 | 757.8777 | 33.2275 | 774.7082 | 34.3373 | 791.1556 | 35.4468 | 807.8127 | 36.556 | 825.3816 | 37.6652 | 842.0027 | 38.7743 |  | 26.507 | 5.1196 | 44.8885 | 5.7769 | 54.9065 | 7.4152 | 64.359 | 9.0789 | 74.571 | 10.7598 | 89.8532 | 12.4777 | 109.8725 | 14.2232 | 132.4647 | 16.0026 | 160.3828 | 17.8104 | 194.7913 | 19.6567 | 241.1293 | 21.5399 | 290.4683 | 23.3945 | 339.6395 | 24.9444 | 388.3568 | 26.4974 | 433.7313 | 28.0351 | 556.6819 | 29.562 | 927.9174 | 42.8499 | 1303.4319 | 56.152 | 1680.5352 | 69.5101 | 2055.766 | 82.8794 | 2423.2476 | 96.3164 | 2773.3812 | 109.7511 | 3127.5854 | 123.2454 | 3467.8225 | 136.7693 | 3807.1964 | 150.3274 | 4146.5082 | 163.9204 | 4485.9785 | 177.5483 | 4823.1048 | 191.2112 | 5158.4311 | 204.909 | 5492.0484 | 218.6419 | 5701.385 | 232.4096 | 5714.4318 | 234.1606 |  | 26.507 | 5.1196 | 44.8885 | 5.7769 | 54.9065 | 7.4152 | 64.359 | 9.0789 | 74.571 | 10.7598 | 91.7636 | 12.4778 | 119.4211 | 14.2237 | 147.7388 | 16.0036 | 175.6568 | 17.8121 | 210.0653 | 19.6592 | 339.4597 | 21.5436 | 720.8493 | 35.0563 | 1101.6833 | 48.2955 | 1481.7621 | 61.586 | 1857.8761 | 74.8916 | 2228.5298 | 88.2185 | 2599.9969 | 101.6358 | 2977.1391 | 115.0377 | 3354.7702 | 128.5182 | 3732.6984 | 141.9892 | 4106.5827 | 155.5506 | 4452.0923 | 169.086 | 4798.1408 | 182.6947 | 5142.6956 | 196.3294 | 5487.068 | 209.9974 | 5652.9316 | 223.6997 | 5665.4182 | 225.4771 | 5678.0702 | 227.2488 | 5690.0134 | 229.0153 | 5702.9709 | 230.7769 | 5716.2544 | 232.5339 | 5729.2866 | 234.2865
Heywood |  | 32.5592 | 10.516 | 53.3978 | 11.8494 | 61.4734 | 15.1883 | 70.0195 | 18.5675 | 79.5912 | 21.9631 | 97.1933 | 25.4222 | 131.1439 | 28.9376 | 167.002 | 32.4987 | 202.0974 | 36.1202 | 248.5981 | 39.8108 | 318.3465 | 43.5675 | 400.0978 | 47.2365 | 481.207 | 50.3 | 561.4557 | 53.341 | 635.3336 | 56.3642 | 700.0611 | 59.3853 | 766.3275 | 85.9366 | 834.9241 | 112.4754 | 890.7018 | 139.0076 | 942.2109 | 165.6159 | 987.9978 | 192.1611 | 1024.3678 | 218.8009 | 1064.8542 | 245.3194 | 1107.14 | 271.9511 | 1149.6424 | 298.5625 | 1189.434 | 325.1841 | 1218.4495 | 351.8169 | 1247.0628 | 378.4614 | 1275.2407 | 405.1181 | 1303.6215 | 431.7878 | 1332.9738 | 458.4706 | 1361.2887 | 461.4191 |  | 32.5592 | 10.516 | 33.7093 | 11.8494 | 35.1085 | 13.5435 | 36.385 | 15.3047 | 37.871 | 17.1226 | 47.5156 | 18.7873 | 81.8504 | 20.0176 | 117.8327 | 22.0219 | 152.8305 | 24.0888 | 199.1272 | 26.1934 | 266.279 | 28.3563 | 338.576 | 30.7756 | 410.3037 | 32.4111 | 481.1142 | 34.0358 | 545.5465 | 35.6524 | 602.8575 | 37.271 | 666.4846 | 38.8709 | 730.5495 | 40.4558 | 792.6622 | 42.0299 | 853.113 | 43.6148 | 903.0757 | 45.1717 | 926.1637 | 46.7396 | 949.6834 | 48.2717 | 972.6786 | 49.817 | 996.4327 | 51.3488 | 1031.5858 | 52.8736 | 1067.1795 | 54.3914 | 1102.3221 | 55.9027 | 1137.0063 | 57.408 | 1171.8649 | 58.9075 | 1203.888 | 60.4016 | 1223.5795 | 61.8907 |  | 32.5592 | 10.516 | 53.3978 | 11.8494 | 61.4734 | 13.7535 | 70.0195 | 15.7276 | 79.5912 | 17.7627 | 97.1933 | 19.6962 | 131.1439 | 21.303 | 167.002 | 23.5414 | 202.0974 | 25.8488 | 248.5981 | 28.1999 | 318.3465 | 30.6166 | 400.0978 | 33.2536 | 481.207 | 35.4732 | 561.4557 | 37.6844 | 635.3336 | 39.8897 | 700.0611 | 42.1002 | 766.3275 | 44.2935 | 834.9241 | 46.4729 | 890.7018 | 48.6427 | 942.2109 | 50.8289 | 987.9978 | 52.9851 | 1024.3678 | 55.1577 | 1064.8542 | 57.2909 | 1107.14 | 59.4427 | 1149.6424 | 61.5813 | 1189.434 | 63.714 | 1218.4495 | 65.8412 | 1247.0628 | 67.9633 | 1275.2407 | 70.0805 | 1303.6215 | 72.1931 | 1332.9738 | 74.3015 | 1361.2887 | 76.4058 |  | 32.5592 | 10.516 | 64.2321 | 11.8494 | 80.0328 | 15.1883 | 95.7443 | 18.5675 | 112.3738 | 21.9631 | 137.7744 | 25.4222 | 172.5453 | 28.9376 | 211.1299 | 32.4987 | 255.8637 | 36.1202 | 312.0774 | 39.8108 | 389.4231 | 43.5675 | 472.0536 | 47.2365 | 554.2873 | 50.3 | 635.7171 | 53.341 | 711.3018 | 56.3642 | 875.0339 | 59.3853 | 1330.4203 | 85.9366 | 1784.1209 | 112.4754 | 2237.6986 | 139.0076 | 2688.773 | 165.6159 | 3130.7244 | 192.1611 | 3551.8694 | 218.8009 | 3977.9915 | 245.3194 | 4387.9804 | 271.9511 | 4797.2798 | 298.5625 | 5206.9153 | 325.1841 | 5617.0609 | 351.8169 | 6024.7092 | 378.4614 | 6430.5556 | 405.1181 | 6834.6059 | 431.7878 | 7129.9255 | 458.4706 | 7157.3938 | 461.4191 |  | 32.5592 | 10.516 | 64.2321 | 11.8494 | 80.0328 | 15.1883 | 95.7443 | 18.5675 | 112.3738 | 21.9631 | 140.0674 | 25.4222 | 184.0065 | 28.9377 | 229.4635 | 32.4987 | 274.1973 | 36.1203 | 330.4109 | 39.8109 | 505.3389 | 43.5677 | 978.1285 | 70.7684 | 1450.0779 | 97.3627 | 1920.9316 | 123.9413 | 2385.2078 | 150.5215 | 2840.0816 | 177.156 | 3295.7115 | 203.7588 | 3751.0127 | 230.3373 | 4205.6715 | 256.9083 | 4659.9228 | 283.6134 | 5109.2767 | 310.2031 | 5524.8156 | 336.9391 | 5941.318 | 363.4842 | 6356.3998 | 390.1948 | 6771.599 | 416.8703 | 7049.4956 | 443.5559 | 7075.196 | 446.5665 | 7101.4667 | 449.5636 | 7125.3111 | 452.5475 | 7152.6236 | 455.5194 | 7181.067 | 458.4793 | 7208.617 | 461.4279
Higher Mill |  | 50.2676 | 11.1733 | 72.4143 | 12.6124 | 81.6555 | 16.1926 | 91.7843 | 19.7931 | 103.2543 | 23.424 | 122.5636 | 27.1299 | 160.1185 | 30.896 | 199.8117 | 34.7332 | 238.6613 | 38.6349 | 290.0744 | 42.6183 | 371.4647 | 46.6824 | 479.3294 | 50.6709 | 586.5382 | 54.0045 | 692.7768 | 57.3182 | 791.8195 | 60.6008 | 880.8381 | 63.8741 | 971.5129 | 92.5119 | 1064.6419 | 121.1498 | 1162.9111 | 149.8554 | 1261.4961 | 178.5718 | 1350.232 | 207.321 | 1409.9986 | 236.175 | 1473.514 | 265.0399 | 1534.2597 | 293.9483 | 1595.2004 | 322.9157 | 1650.672 | 351.936 | 1684.7435 | 381.0108 | 1718.0481 | 410.1419 | 1750.5429 | 439.3304 | 1783.4834 | 468.5779 | 1818.3715 | 497.8853 | 1851.316 | 501.4457 |  | 50.2676 | 11.1733 | 52.113 | 12.6124 | 54.3577 | 14.439 | 56.6645 | 16.326 | 59.3939 | 18.2847 | 70.9974 | 20.0844 | 109.3055 | 21.4181 | 149.2471 | 23.5937 | 187.8396 | 25.8352 | 238.774 | 28.121 | 312.5809 | 30.4747 | 392.1942 | 33.1145 | 471.1645 | 34.9073 | 549.1713 | 36.6904 | 619.9606 | 38.4567 | 687.8344 | 40.2201 | 780.2125 | 41.9843 | 876.7163 | 43.7223 | 970.2185 | 45.4632 | 1063.392 | 47.1869 | 1148.0521 | 48.9021 | 1210.7448 | 50.6243 | 1274.7268 | 52.3318 | 1337.3729 | 54.0324 | 1403.1184 | 55.729 | 1474.632 | 57.4209 | 1547.5672 | 59.1081 | 1619.9967 | 60.791 | 1692.013 | 62.4702 | 1764.9539 | 64.146 | 1832.5152 | 65.8186 | 1874.501 | 67.4887 |  | 50.2676 | 11.1733 | 72.4143 | 12.6124 | 81.6555 | 14.663 | 91.7843 | 16.7658 | 103.2543 | 18.9442 | 122.5636 | 21.0192 | 160.1185 | 22.7447 | 199.8117 | 25.1601 | 238.6613 | 27.6484 | 290.0744 | 30.1887 | 371.4647 | 32.8056 | 479.3294 | 35.6714 | 586.5382 | 38.0858 | 692.7768 | 40.4942 | 791.8195 | 42.888 | 880.8381 | 45.2824 | 971.5129 | 47.6825 | 1064.6419 | 50.057 | 1162.9111 | 52.4387 | 1261.4961 | 54.8051 | 1350.232 | 57.1652 | 1409.9986 | 59.5376 | 1473.514 | 61.8964 | 1534.2597 | 64.2508 | 1595.2004 | 66.6044 | 1650.672 | 68.9555 | 1684.7435 | 71.3048 | 1718.0481 | 73.6525 | 1750.5429 | 75.9988 | 1783.4834 | 78.3443 | 1818.3715 | 80.6892 | 1851.316 | 83.0337 |  | 50.2676 | 11.1733 | 83.8084 | 12.6124 | 101.5684 | 16.1926 | 119.6685 | 19.7931 | 139.3319 | 23.424 | 168.9211 | 27.1299 | 208.2821 | 30.896 | 255.8656 | 34.7332 | 323.4917 | 38.6349 | 403.8624 | 42.6183 | 507.678 | 46.6824 | 617.5075 | 50.6709 | 727.0724 | 54.0045 | 835.911 | 57.3182 | 938.4299 | 60.6008 | 1167.4205 | 63.8741 | 1806.4688 | 92.5119 | 2455.4759 | 121.1498 | 3102.7024 | 149.8554 | 3745.4219 | 178.5718 | 4374.6628 | 207.321 | 4974.5625 | 236.175 | 5571.3715 | 265.0399 | 6143.1996 | 293.9483 | 6714.9807 | 322.9157 | 7288.2936 | 351.936 | 7863.2729 | 381.0108 | 8435.6722 | 410.1419 | 9006.3424 | 439.3304 | 9575.2288 | 468.5779 | 10093.4645 | 497.8853 | 10135.6766 | 501.4457 |  | 50.2676 | 11.1733 | 83.8084 | 12.6124 | 101.5684 | 16.1926 | 119.6685 | 19.7931 | 139.3319 | 23.424 | 175.8712 | 27.1289 | 243.0208 | 30.8927 | 311.4344 | 34.7263 | 379.0605 | 38.6228 | 459.4312 | 42.5993 | 699.9804 | 46.6548 | 1356.4199 | 75.8563 | 2012.0097 | 104.4395 | 2666.4199 | 133.0464 | 3313.4508 | 161.6516 | 3950.2608 | 190.3113 | 4589.2114 | 219.0585 | 5238.2294 | 247.7531 | 5886.0786 | 276.5482 | 6532.9565 | 305.3295 | 7162.6582 | 334.1418 | 7740.8895 | 363.096 | 8321.329 | 392.0408 | 8900.4219 | 421.0284 | 9480.5966 | 450.0805 | 10081.5157 | 479.1873 | 10117.8091 | 482.7458 | 10156.17 | 486.3019 | 10186.0256 | 489.8558 | 10228.1194 | 493.4079 | 10274.2805 | 496.9583 | 10317.2088 | 500.5072
Higher Walton |  | 35.4497 | 8.648 | 58.7183 | 9.7569 | 67.5745 | 12.511 | 76.5678 | 15.3551 | 86.6962 | 18.2246 | 105.779 | 21.1688 | 141.1348 | 24.16 | 178.4491 | 27.2051 | 215.0513 | 30.3116 | 263.4503 | 33.4572 | 342.1915 | 36.6847 | 452.0068 | 39.829 | 561.1695 | 42.4672 | 669.4417 | 45.0894 | 771.1044 | 47.7172 | 863.3456 | 50.307 | 957.2226 | 72.8383 | 1053.5378 | 95.4008 | 1154.8421 | 118.0554 | 1262.7754 | 140.6443 | 1364.243 | 163.2801 | 1428.2639 | 185.8887 | 1483.644 | 208.595 | 1531.4979 | 231.2684 | 1579.6088 | 253.96 | 1624.3047 | 276.6618 | 1654.9265 | 299.3729 | 1684.9327 | 322.0923 | 1714.2889 | 344.8186 | 1743.7971 | 367.5514 | 1774.4462 | 390.2893 | 1803.6827 | 392.8147 |  | 35.4497 | 8.648 | 36.5882 | 9.7569 | 37.9482 | 11.1561 | 38.9525 | 12.6414 | 40.1772 | 14.176 | 49.8387 | 15.5953 | 85.1145 | 16.6494 | 122.2769 | 18.3551 | 158.5869 | 20.1194 | 206.6455 | 21.9023 | 276.3305 | 23.7515 | 351.3812 | 25.8102 | 425.7869 | 27.2142 | 499.3373 | 28.6106 | 566.3142 | 30.0125 | 632.3246 | 31.393 | 723.953 | 32.7563 | 817.6392 | 34.115 | 918.7838 | 35.4862 | 1022.4692 | 36.821 | 1117.0882 | 38.1563 | 1186.7377 | 39.4744 | 1257.4184 | 40.8026 | 1325.9557 | 42.1139 | 1392.4286 | 43.4193 | 1430.2605 | 44.7182 | 1468.6653 | 46.0105 | 1506.5989 | 47.2964 | 1543.9932 | 48.5764 | 1581.5264 | 49.8507 | 1615.8113 | 51.1195 | 1636.0057 | 52.3831 |  | 35.4497 | 8.648 | 58.7183 | 9.7569 | 67.5745 | 11.3291 | 76.5678 | 13.0066 | 86.6962 | 14.7393 | 105.779 | 16.4008 | 141.1348 | 17.7859 | 178.4491 | 19.7069 | 215.0513 | 21.692 | 263.4503 | 23.6994 | 342.1915 | 25.7798 | 452.0068 | 28.0389 | 561.1695 | 29.9493 | 669.4417 | 31.8548 | 771.1044 | 33.7701 | 863.3456 | 35.6643 | 957.2226 | 37.5423 | 1053.5378 | 39.4179 | 1154.8421 | 41.311 | 1262.7754 | 43.1649 | 1364.243 | 45.0217 | 1428.2639 | 46.8608 | 1483.644 | 48.7144 | 1531.4979 | 50.5503 | 1579.6088 | 52.3816 | 1624.3047 | 54.2069 | 1654.9265 | 56.0265 | 1684.9327 | 57.8407 | 1714.2889 | 59.6495 | 1743.7971 | 61.4531 | 1774.4462 | 63.2518 | 1803.6827 | 65.0456 |  | 35.4497 | 8.648 | 70.7871 | 9.7569 | 88.1509 | 12.511 | 104.8701 | 15.3551 | 122.5302 | 18.2246 | 149.2382 | 21.1688 | 185.3901 | 24.16 | 232.1118 | 27.2051 | 303.8471 | 30.3116 | 387.5452 | 33.4572 | 493.2225 | 36.6847 | 604.3298 | 39.829 | 715.189 | 42.4672 | 825.3764 | 45.0894 | 929.3935 | 47.7172 | 1093.0659 | 50.307 | 1463.5859 | 72.8383 | 1827.6016 | 95.4008 | 2192.129 | 118.0554 | 2554.08 | 140.6443 | 2907.0939 | 163.2801 | 3240.8327 | 185.8887 | 3554.2439 | 208.595 | 3853.8579 | 231.2684 | 4152.9667 | 253.96 | 4452.488 | 276.6618 | 4752.4106 | 299.3729 | 5050.164 | 322.0923 | 5346.2998 | 344.8186 | 5640.8329 | 367.5514 | 5864.3283 | 390.2893 | 5889.9201 | 392.8147 |  | 35.4497 | 8.648 | 70.7871 | 9.7569 | 88.1509 | 12.511 | 104.8701 | 15.3551 | 122.5302 | 18.2246 | 157.8357 | 21.1702 | 228.3326 | 24.1647 | 300.7608 | 27.2149 | 372.4961 | 30.3287 | 456.1943 | 33.4839 | 631.28 | 36.7234 | 1019.938 | 59.7495 | 1407.7842 | 82.3298 | 1794.562 | 104.955 | 2174.5124 | 127.6809 | 2544.7569 | 150.3959 | 2914.9446 | 173.0987 | 3277.2615 | 195.845 | 3640.1005 | 218.7413 | 4003.8913 | 241.4892 | 4340.5124 | 264.3047 | 4644.4975 | 287.0657 | 4949.0667 | 309.9662 | 5252.4465 | 332.8057 | 5555.8745 | 355.6626 | 5795.3342 | 378.5259 | 5818.1579 | 381.1769 | 5841.3398 | 383.8034 | 5862.0778 | 386.4064 | 5886.069 | 388.9874 | 5910.8794 | 391.547 | 5935.1321 | 394.0861
Hill Top T11 & T12 |  | 92.5408 | 12.4878 | 164.3845 | 14.1421 | 191.2782 | 18.2109 | 220.0468 | 22.3255 | 252.1298 | 26.4918 | 312.6643 | 30.7513 | 429.283 | 35.1044 | 552.4105 | 39.5434 | 672.8957 | 44.0831 | 832.639 | 48.7358 | 1068.1007 | 53.4803 | 1331.7579 | 58.1695 | 1593.1308 | 62.1393 | 1851.5687 | 66.1068 | 2088.3399 | 70.0522 | 2293.5573 | 73.9852 | 2504.1346 | 107.3688 | 2722.9135 | 140.9276 | 2877.8929 | 174.6099 | 3012.6827 | 208.4636 | 3131.0669 | 242.4854 | 3235.0319 | 276.6764 | 3351.9153 | 310.9895 | 3477.1673 | 345.5247 | 3602.6964 | 380.211 | 3722.1735 | 415.0673 | 3817.6215 | 450.0947 | 3912.2093 | 485.294 | 4005.8871 | 520.6655 | 4100.063 | 556.2104 | 4196.4302 | 591.9286 | 4290.6017 | 597.09 |  | 92.5408 | 12.4878 | 95.6322 | 14.1421 | 99.3898 | 16.2387 | 103.0147 | 18.4107 | 107.1754 | 20.671 | 139.5167 | 22.7526 | 257.2453 | 24.3188 | 380.7477 | 26.8401 | 501.0428 | 29.453 | 660.3071 | 32.128 | 891.4378 | 34.8789 | 1140.1364 | 37.9776 | 1386.9888 | 40.1252 | 1630.6133 | 42.273 | 1852.614 | 44.4083 | 2045.1379 | 46.5378 | 2242.1583 | 48.675 | 2437.5232 | 50.8054 | 2625.6386 | 52.9159 | 2806.3962 | 55.0258 | 2948.2683 | 57.1341 | 2990.5875 | 59.2408 | 3033.7664 | 61.337 | 3076.1228 | 63.443 | 3119.1587 | 65.5447 | 3202.9319 | 67.6467 | 3288.0482 | 69.7486 | 3372.4116 | 71.851 | 3456.0374 | 73.9544 | 3540.3778 | 76.0592 | 3618.471 | 78.1656 | 3668.2194 | 80.2741 |  | 92.5408 | 12.4878 | 164.3845 | 14.1421 | 191.2782 | 16.4906 | 220.0468 | 18.9108 | 252.1298 | 21.4254 | 312.6643 | 23.825 | 429.283 | 25.8429 | 552.4105 | 28.6445 | 672.8957 | 31.5473 | 832.639 | 34.522 | 1068.1007 | 37.5827 | 1331.7579 | 40.9502 | 1593.1308 | 43.8227 | 1851.5687 | 46.7032 | 2088.3399 | 49.5769 | 2293.5573 | 52.4505 | 2504.1346 | 55.3401 | 2722.9135 | 58.2288 | 2877.8929 | 61.101 | 3012.6827 | 63.9792 | 3131.0669 | 66.8612 | 3235.0319 | 69.7476 | 3351.9153 | 72.6272 | 3477.1673 | 75.5243 | 3602.6964 | 78.4221 | 3722.1735 | 81.325 | 3817.6215 | 84.2335 | 3912.2093 | 87.1481 | 4005.8871 | 90.0688 | 4100.063 | 92.9961 | 4196.4302 | 95.9302 | 4290.6017 | 98.8713 |  | 92.5408 | 12.4878 | 201.8836 | 14.1421 | 254.8301 | 18.2109 | 308.145 | 22.3255 | 364.0938 | 26.4918 | 449.9654 | 30.7513 | 568.5546 | 35.1044 | 696.1743 | 39.5434 | 831.7307 | 44.0831 | 1006.7416 | 48.7358 | 1254.3917 | 53.4803 | 1520.0737 | 58.1695 | 1783.9286 | 62.1393 | 2045.0966 | 66.1068 | 2285.5692 | 70.0522 | 2660.398 | 73.9852 | 3529.8417 | 107.3688 | 4358.7083 | 140.9276 | 5179.9027 | 174.6099 | 5994.1434 | 208.4636 | 6791.7028 | 242.4854 | 7553.7313 | 276.6764 | 8327.6779 | 310.9895 | 9075.4468 | 345.5247 | 9822.8607 | 380.211 | 10571.8557 | 415.0673 | 11322.5492 | 450.0947 | 12069.7433 | 485.294 | 12814.5042 | 520.6655 | 13556.821 | 556.2104 | 14200.4961 | 591.9286 | 14301.4841 | 597.09 |  | 92.5408 | 12.4878 | 201.8836 | 14.1421 | 254.8301 | 18.2109 | 308.145 | 22.3255 | 364.0938 | 26.4918 | 453.4797 | 30.7506 | 586.1203 | 35.1019 | 724.2728 | 39.538 | 859.8292 | 44.0737 | 1034.8401 | 48.7211 | 1448.7794 | 53.4589 | 2379.2655 | 87.1031 | 3307.2161 | 120.206 | 4231.9452 | 153.4968 | 5134.7425 | 186.9311 | 6005.6613 | 220.5245 | 6875.2028 | 254.3461 | 7705.0225 | 288.3288 | 8529.9463 | 322.3834 | 9349.5969 | 356.6156 | 10160.9665 | 391.0167 | 10915.0638 | 425.5874 | 11672.8889 | 460.2573 | 12429.4739 | 495.1762 | 13187.0758 | 530.2376 | 13898.2015 | 565.4693 | 13992.9609 | 570.6074 | 14089.747 | 575.7475 | 14177.8765 | 580.8896 | 14278.3619 | 586.0346 | 14382.8756 | 591.1823 | 14484.1911 | 596.3332
Hill Top T13 |  | 26.3086 | 4.1165 | 55.8432 | 4.651 | 66.2602 | 5.9762 | 78.2621 | 7.312 | 91.6429 | 8.6608 | 115.8132 | 10.0355 | 160.6669 | 11.4347 | 208.0175 | 12.8598 | 254.361 | 14.3101 | 315.8162 | 15.7919 | 406.7489 | 17.3005 | 509.4874 | 18.7864 | 611.3317 | 20.0336 | 712.0878 | 21.2782 | 804.6889 | 22.5123 | 885.1919 | 23.7411 | 967.8595 | 34.3997 | 1053.855 | 45.086 | 1109.8125 | 55.7879 | 1160.5767 | 66.51 | 1209.325 | 77.2638 | 1250.4035 | 88.0442 | 1293.1233 | 98.8362 | 1335.7588 | 109.6667 | 1378.6427 | 120.5203 | 1420.2537 | 131.4008 | 1456.4246 | 142.3086 | 1492.3648 | 153.2442 | 1528.0486 | 164.2077 | 1563.8016 | 175.1997 | 1600.027 | 186.2203 | 1635.6777 | 187.6138 |  | 26.3086 | 4.1165 | 27.0566 | 4.651 | 27.9315 | 5.329 | 29.4046 | 6.0296 | 31.1184 | 6.7574 | 43.7492 | 7.4244 | 89.2204 | 7.9205 | 136.817 | 8.7274 | 183.1908 | 9.5596 | 244.5528 | 10.4089 | 333.5993 | 11.2813 | 429.4037 | 12.2633 | 524.4505 | 12.9342 | 618.3153 | 13.6044 | 704.0345 | 14.2689 | 778.5633 | 14.931 | 852.7462 | 15.5922 | 924.2301 | 16.251 | 998.829 | 16.9037 | 1071.7824 | 17.5529 | 1128.2348 | 18.2016 | 1142.3087 | 18.8484 | 1156.8865 | 19.4902 | 1171.2172 | 20.1328 | 1186.395 | 20.7729 | 1200.8211 | 21.4117 | 1215.4757 | 22.0489 | 1229.9846 | 22.6849 | 1244.3276 | 23.3198 | 1258.7739 | 23.9537 | 1272.0427 | 24.5866 | 1280.0775 | 25.2189 |  | 26.3086 | 4.1165 | 55.8432 | 4.651 | 66.2602 | 5.4117 | 78.2621 | 6.1936 | 91.6429 | 7.0044 | 115.8132 | 7.7751 | 160.6669 | 8.4179 | 208.0175 | 9.3154 | 254.361 | 10.2407 | 315.8162 | 11.1862 | 406.7489 | 12.1577 | 509.4874 | 13.2253 | 611.3317 | 14.1284 | 712.0878 | 15.0326 | 804.6889 | 15.9322 | 885.1919 | 16.8309 | 967.8595 | 17.7303 | 1053.855 | 18.6288 | 1109.8125 | 19.5218 | 1160.5767 | 20.4125 | 1209.325 | 21.3042 | 1250.4035 | 22.1951 | 1293.1233 | 23.0818 | 1335.7588 | 23.9708 | 1378.6427 | 24.8585 | 1420.2537 | 25.7456 | 1456.4246 | 26.6325 | 1492.3648 | 27.5193 | 1528.0486 | 28.406 | 1563.8016 | 29.2927 | 1600.027 | 30.1796 | 1635.6777 | 31.0667 |  | 26.3086 | 4.1165 | 71.2291 | 4.651 | 91.7884 | 5.9762 | 113.9983 | 7.312 | 137.3028 | 8.6608 | 172.2403 | 10.0355 | 217.928 | 11.4347 | 267.2162 | 12.8598 | 320.4614 | 14.3101 | 388.8148 | 15.7919 | 485.1349 | 17.3005 | 588.362 | 18.7864 | 690.7599 | 20.0336 | 791.9753 | 21.2782 | 885.4976 | 22.5123 | 1040.0355 | 23.7411 | 1412.5191 | 34.3997 | 1766.2821 | 45.086 | 2119.8864 | 55.7879 | 2472.1632 | 66.51 | 2816.9978 | 77.2638 | 3146.3911 | 88.0442 | 3480.1121 | 98.8362 | 3801.8875 | 109.6667 | 4122.9714 | 120.5203 | 4444.0009 | 131.4008 | 4765.178 | 142.3086 | 5084.3741 | 153.2442 | 5402.1294 | 164.2077 | 5718.2605 | 175.1997 | 5932.8456 | 186.2203 | 5965.5995 | 187.6138 |  | 26.3086 | 4.1165 | 71.2291 | 4.651 | 91.7884 | 5.9762 | 113.9983 | 7.312 | 137.3028 | 8.6608 | 173.9075 | 10.0352 | 226.2609 | 11.4339 | 280.5457 | 12.8581 | 333.7909 | 14.3073 | 402.1443 | 15.7875 | 571.8289 | 17.2941 | 968.3571 | 28.1319 | 1363.8001 | 38.756 | 1757.9385 | 49.4095 | 2143.7498 | 60.0765 | 2517.2453 | 70.7687 | 2890.0835 | 81.495 | 3245.7754 | 92.2497 | 3599.6541 | 103.0094 | 3954.4021 | 113.7867 | 4304.9671 | 124.6009 | 4630.3353 | 135.442 | 4956.9138 | 146.2878 | 5282.4973 | 157.1786 | 5607.9992 | 168.0911 | 5784.6319 | 179.0308 | 5816.8446 | 180.4282 | 5849.1921 | 181.824 | 5880.8768 | 183.2182 | 5913.4821 | 184.6112 | 5946.3659 | 186.003 | 5979.0313 | 187.3936
Hindley Green |  | 75.1408 | 14.1655 | 124.2736 | 15.943 | 143.5548 | 20.4117 | 163.9476 | 24.8894 | 186.8203 | 29.3889 | 226.8404 | 33.9498 | 301.9288 | 38.5586 | 381.2316 | 43.2423 | 458.8544 | 47.9674 | 561.7107 | 52.7677 | 717.3518 | 57.6399 | 903.5695 | 62.4084 | 1088.3718 | 66.3465 | 1271.2422 | 70.2643 | 1439.8752 | 74.1282 | 1588.155 | 77.9673 | 1739.6998 | 112.6518 | 1896.2149 | 147.2584 | 2023.9026 | 181.7753 | 2146.5127 | 216.1527 | 2260.8861 | 250.5034 | 2347.1993 | 284.7752 | 2440.7577 | 318.9252 | 2535.434 | 353.0077 | 2630.6294 | 387.016 | 2719.6157 | 420.9492 | 2784.0911 | 454.8095 | 2847.6929 | 488.5992 | 2910.3359 | 522.3198 | 2973.4795 | 555.9737 | 3038.8815 | 589.5619 | 3101.9377 | 592.5874 |  | 75.1408 | 14.1655 | 77.9787 | 15.943 | 81.4801 | 18.2012 | 84.7313 | 20.5233 | 88.5625 | 22.9278 | 110.4811 | 25.1134 | 186.7689 | 26.7043 | 266.5277 | 29.3414 | 344.0615 | 32.037 | 446.5486 | 34.773 | 595.2005 | 37.5771 | 755.2621 | 40.7289 | 913.8839 | 42.8244 | 1070.5656 | 44.9129 | 1212.9628 | 46.9724 | 1340.9018 | 49.0216 | 1484.4667 | 51.0478 | 1626.8668 | 53.0644 | 1773.002 | 55.0631 | 1917.1543 | 57.03 | 2036.7865 | 58.9969 | 2093.8951 | 60.9475 | 2152.2385 | 62.8738 | 2209.1426 | 64.7878 | 2268.5628 | 66.6877 | 2342.0971 | 68.5743 | 2415.9816 | 70.4474 | 2488.3463 | 72.3078 | 2559.1755 | 74.1559 | 2629.9137 | 75.9927 | 2694.0772 | 77.8182 | 2731.2928 | 79.6331 |  | 75.1408 | 14.1655 | 124.2736 | 15.943 | 143.5548 | 18.4835 | 163.9476 | 21.0826 | 186.8203 | 23.7684 | 226.8404 | 26.303 | 301.9288 | 28.3857 | 381.2316 | 31.3239 | 458.8544 | 34.327 | 561.7107 | 37.378 | 717.3518 | 40.5058 | 903.5695 | 43.9343 | 1088.3718 | 46.7897 | 1271.2422 | 49.6403 | 1439.8752 | 52.4616 | 1588.155 | 55.2735 | 1739.6998 | 58.063 | 1896.2149 | 60.8446 | 2023.9026 | 63.6084 | 2146.5127 | 66.339 | 2260.8861 | 69.072 | 2347.1993 | 71.7892 | 2440.7577 | 74.4805 | 2535.434 | 77.1599 | 2630.6294 | 79.8257 | 2719.6157 | 82.4774 | 2784.0911 | 85.1159 | 2847.6929 | 87.7417 | 2910.3359 | 90.355 | 2973.4795 | 92.9565 | 3038.8815 | 95.5467 | 3101.9377 | 98.1257 |  | 75.1408 | 14.1655 | 149.8321 | 15.943 | 187.7266 | 20.4117 | 225.0107 | 24.8894 | 264.6379 | 29.3889 | 323.9222 | 33.9498 | 401.2475 | 38.5586 | 487.9336 | 43.2423 | 592.1983 | 47.9674 | 721.8012 | 52.7677 | 898.2297 | 57.6399 | 1086.3464 | 62.4084 | 1273.4821 | 66.3465 | 1458.6758 | 70.2643 | 1631.0053 | 74.1282 | 2028.0926 | 77.9673 | 3159.4204 | 112.6518 | 4286.8931 | 147.2584 | 5420.2068 | 181.7753 | 6549.2239 | 216.1527 | 7655.0832 | 250.5034 | 8709.1579 | 284.7752 | 9773.6033 | 318.9252 | 10796.7525 | 353.0077 | 11817.8605 | 387.016 | 12839.2926 | 420.9492 | 13861.637 | 454.8095 | 14877.5367 | 488.5992 | 15888.7133 | 522.3198 | 16895.0244 | 555.9737 | 17585.2508 | 589.5619 | 17642.4703 | 592.5874 |  | 75.1408 | 14.1655 | 149.8321 | 15.943 | 187.7266 | 20.4117 | 225.0107 | 24.8894 | 264.6379 | 29.3889 | 330.3436 | 33.9491 | 433.3436 | 38.5563 | 539.275 | 43.2375 | 643.5397 | 47.9591 | 773.1426 | 52.7549 | 1195.4724 | 57.6213 | 2366.7234 | 93.4597 | 3535.9926 | 128.3596 | 4702.6868 | 163.172 | 5854.5992 | 197.8372 | 6985.4549 | 232.4313 | 8117.7201 | 266.9072 | 9250.6993 | 301.3365 | 10384.864 | 335.6777 | 11521.9679 | 369.8437 | 12644.7708 | 404.0303 | 13682.3096 | 438.1394 | 14722.1279 | 472.1064 | 15758.0994 | 506.0147 | 16794.0636 | 539.8523 | 17394.8534 | 573.6171 | 17449.1592 | 576.7219 | 17504.4208 | 579.8085 | 17555.5891 | 582.8771 | 17612.5963 | 585.9291 | 17671.509 | 588.9643 | 17728.9061 | 591.9836
Hollinwood |  | 32.8983 | 4.0646 | 45.5558 | 4.5864 | 51.5998 | 5.8871 | 56.7551 | 7.2079 | 62.5696 | 8.5424 | 72.3153 | 9.9063 | 90.8327 | 11.2921 | 110.3917 | 12.7048 | 129.5262 | 14.14 | 154.8718 | 15.6058 | 192.4911 | 17.101 | 235.4885 | 18.5733 | 278.1528 | 19.8039 | 320.2525 | 21.0368 | 358.459 | 22.2576 | 391.4672 | 23.4699 | 425.0037 | 34.0193 | 459.3597 | 44.5801 | 487.762 | 55.1854 | 513.5361 | 65.7995 | 536.6691 | 76.4674 | 555.4229 | 87.1334 | 580.3787 | 97.8469 | 610.3244 | 108.5837 | 640.2273 | 119.3478 | 667.2391 | 130.1395 | 683.7916 | 140.9589 | 700.054 | 151.8062 | 715.9974 | 162.6811 | 732.2413 | 173.5839 | 749.5107 | 184.5144 | 765.8805 | 185.9045 |  | 32.8983 | 4.0646 | 34.4438 | 4.5864 | 36.4252 | 5.2495 | 37.4392 | 5.9401 | 38.6437 | 6.6574 | 44.2487 | 7.3173 | 63.1353 | 7.8066 | 82.8542 | 8.6032 | 101.9559 | 9.423 | 127.1859 | 10.2596 | 163.7922 | 11.1211 | 203.25 | 12.0906 | 242.2422 | 12.7497 | 280.7504 | 13.4113 | 315.326 | 14.0661 | 345.7165 | 14.7166 | 378.6707 | 15.3735 | 411.0211 | 16.02 | 443.5637 | 16.6701 | 474.8938 | 17.312 | 500.1084 | 17.9584 | 510.4207 | 18.5956 | 520.8014 | 19.2352 | 530.7983 | 19.8719 | 540.5299 | 20.5067 | 573.6609 | 21.14 | 606.1839 | 21.7718 | 637.2824 | 22.4022 | 667.0012 | 23.0312 | 696.0328 | 23.6592 | 721.5533 | 24.2862 | 734.8846 | 24.9123 |  | 32.8983 | 4.0646 | 45.5558 | 4.5864 | 51.5998 | 5.3309 | 56.7551 | 6.1055 | 62.5696 | 6.9087 | 72.3153 | 7.675 | 90.8327 | 8.3129 | 110.3917 | 9.2031 | 129.5262 | 10.1191 | 154.8718 | 11.0544 | 192.4911 | 12.0175 | 235.4885 | 13.0753 | 278.1528 | 13.9663 | 320.2525 | 14.8621 | 358.459 | 15.752 | 391.4672 | 16.6385 | 425.0037 | 17.5343 | 459.3597 | 18.4197 | 487.762 | 19.311 | 513.5361 | 20.1944 | 536.6691 | 21.0846 | 555.4229 | 21.9655 | 580.3787 | 22.8508 | 610.3244 | 23.7341 | 640.2273 | 24.6166 | 667.2391 | 25.4985 | 683.7916 | 26.3799 | 700.054 | 27.2611 | 715.9974 | 28.1419 | 732.2413 | 29.0225 | 749.5107 | 29.9031 | 765.8805 | 30.7837 |  | 32.8983 | 4.0646 | 52.202 | 4.5864 | 64.2048 | 5.8871 | 73.5105 | 7.2079 | 83.5336 | 8.5424 | 98.4687 | 9.9063 | 117.742 | 11.2921 | 138.4753 | 12.7048 | 161.4096 | 14.14 | 190.6273 | 15.6058 | 231.3658 | 17.101 | 274.9731 | 18.5733 | 318.3927 | 19.8039 | 361.3628 | 21.0368 | 400.7454 | 22.2576 | 514.7961 | 23.4699 | 867.7654 | 34.0193 | 1222.6408 | 44.5801 | 1581.7771 | 55.1854 | 1939.4574 | 65.7995 | 2289.9471 | 76.4674 | 2624.2901 | 87.1334 | 2965.5749 | 97.8469 | 3294.1861 | 108.5837 | 3622.0217 | 119.3478 | 3949.8817 | 130.1395 | 4277.9635 | 140.9589 | 4603.8801 | 151.8062 | 4928.0784 | 162.6811 | 5250.7913 | 173.5839 | 5451.5706 | 184.5144 | 5464.9796 | 185.9045 |  | 32.8983 | 4.0646 | 52.202 | 4.5864 | 64.2048 | 5.8871 | 73.5105 | 7.2079 | 83.5336 | 8.5424 | 99.3429 | 9.9064 | 122.1114 | 11.2924 | 145.4647 | 12.7055 | 168.3989 | 14.1413 | 197.6166 | 15.6078 | 318.5036 | 17.1039 | 682.5331 | 27.8319 | 1046.0431 | 38.3427 | 1408.7884 | 48.8943 | 1767.4489 | 59.4578 | 2120.6322 | 70.0383 | 2473.9011 | 80.6906 | 2830.8352 | 91.3306 | 3190.5789 | 102.033 | 3550.9128 | 112.7279 | 3910.1989 | 123.4945 | 4243.7031 | 134.2406 | 4577.831 | 145.0448 | 4910.6086 | 155.8696 | 5243.2671 | 166.7209 | 5405.1016 | 177.5994 | 5417.9335 | 179.0105 | 5430.9846 | 180.4172 | 5443.1531 | 181.8196 | 5456.5966 | 183.2182 | 5470.4711 | 184.6131 | 5483.9998 | 186.0045
Holme Rd |  | 47.757 | 9.8069 | 88.9343 | 11.0399 | 103.96 | 14.125 | 122.0638 | 17.296 | 142.4092 | 20.4808 | 176.6197 | 23.7474 | 240.1887 | 27.0479 | 307.3207 | 30.403 | 373.0338 | 33.815 | 460.133 | 37.2575 | 598.8828 | 40.7905 | 784.2474 | 44.2191 | 968.3769 | 47.0762 | 1150.9417 | 49.9074 | 1321.8172 | 52.7639 | 1475.5925 | 55.544 | 1632.3857 | 80.3391 | 1793.7816 | 105.0929 | 1948.2519 | 129.9232 | 2107.9588 | 154.6273 | 2259.9555 | 179.2898 | 2361.0741 | 203.9103 | 2452.5586 | 228.655 | 2523.7404 | 253.2112 | 2595.4413 | 277.7752 | 2663.5713 | 302.3013 | 2716.7316 | 326.7887 | 2769.2799 | 351.2364 | 2821.1596 | 375.6433 | 2873.2571 | 400.009 | 2926.6619 | 424.3324 | 2978.5482 | 426.6541 |  | 47.757 | 9.8069 | 49.2579 | 11.0399 | 51.0356 | 12.5953 | 54.2322 | 14.2398 | 58.0242 | 15.9321 | 77.2095 | 17.4968 | 142.2371 | 18.6418 | 209.9672 | 20.5156 | 275.6973 | 22.4482 | 362.5093 | 24.3941 | 488.3979 | 26.4143 | 623.9375 | 28.6601 | 758.3701 | 30.1732 | 891.1689 | 31.6734 | 1012.2774 | 33.1929 | 1128.0709 | 34.6675 | 1279.2838 | 36.1364 | 1432.9668 | 37.588 | 1593.8137 | 39.0611 | 1756.689 | 40.4896 | 1901.5232 | 41.9058 | 1998.8569 | 43.3098 | 2098.7691 | 44.7353 | 2196.6601 | 46.1188 | 2301.902 | 47.5004 | 2343.7097 | 48.8721 | 2386.231 | 50.2339 | 2428.2917 | 51.5862 | 2469.902 | 52.9293 | 2511.8263 | 54.2636 | 2550.3032 | 55.5893 | 2573.4495 | 56.9069 |  | 47.757 | 9.8069 | 88.9343 | 11.0399 | 103.96 | 12.7906 | 122.0638 | 14.6506 | 142.4092 | 16.564 | 176.6197 | 18.3986 | 240.1887 | 19.9119 | 307.3207 | 22.0234 | 373.0338 | 24.1991 | 460.133 | 26.3913 | 598.8828 | 28.6651 | 784.2474 | 31.1294 | 968.3769 | 33.1997 | 1150.9417 | 35.2586 | 1321.8172 | 37.3418 | 1475.5925 | 39.3769 | 1632.3857 | 41.4084 | 1793.7816 | 43.4226 | 1948.2519 | 45.4639 | 2107.9588 | 47.4564 | 2259.9555 | 49.4361 | 2361.0741 | 51.4039 | 2452.5586 | 53.3992 | 2523.7404 | 55.3465 | 2595.4413 | 57.2938 | 2663.5713 | 59.2305 | 2716.7316 | 61.1573 | 2769.2799 | 63.0743 | 2821.1596 | 64.9818 | 2873.2571 | 66.8799 | 2926.6619 | 68.7689 | 2978.5482 | 70.6491 |  | 47.757 | 9.8069 | 110.3141 | 11.0399 | 139.7697 | 14.125 | 172.6367 | 17.296 | 207.7648 | 20.4808 | 259.7251 | 23.7474 | 325.5511 | 27.0479 | 405.7855 | 30.403 | 521.5255 | 33.815 | 658.7225 | 37.2575 | 835.5516 | 40.7905 | 1022.2595 | 44.2191 | 1207.9625 | 47.0762 | 1392.1373 | 49.9074 | 1565.4114 | 52.7639 | 1881.3836 | 55.544 | 2676.7957 | 80.3391 | 3465.1326 | 105.0929 | 4251.5098 | 129.9232 | 5033.0347 | 154.6273 | 5796.5392 | 179.2898 | 6523.8857 | 203.9103 | 7234.5945 | 228.655 | 7912.3748 | 253.2112 | 8588.7964 | 277.7752 | 9265.4586 | 302.3013 | 9942.6623 | 326.7887 | 10615.6432 | 351.2364 | 11285.4257 | 375.6433 | 11952.0386 | 400.009 | 12419.4153 | 424.3324 | 12466.7266 | 426.6541 |  | 47.757 | 9.8069 | 110.3141 | 11.0399 | 139.7697 | 14.125 | 172.6367 | 17.296 | 207.7648 | 20.4808 | 272.0802 | 23.749 | 387.3059 | 27.053 | 504.5699 | 30.4136 | 620.3098 | 33.8334 | 757.5069 | 37.2862 | 1094.6679 | 40.8321 | 1922.3426 | 66.3325 | 2748.3929 | 91.2606 | 3572.4513 | 116.1631 | 4384.4281 | 141.1759 | 5178.8444 | 166.0404 | 5974.2418 | 190.9099 | 6762.642 | 215.7246 | 7547.5927 | 240.7109 | 8334.0061 | 265.4751 | 9086.727 | 290.1938 | 9772.8148 | 314.8669 | 10461.3169 | 339.7423 | 11147.4768 | 364.3468 | 11833.6058 | 388.9762 | 12247.3638 | 413.5636 | 12292.4582 | 416.0412 | 12338.1271 | 418.4878 | 12381.0515 | 420.9046 | 12427.8111 | 423.2931 | 12475.7477 | 425.6541 | 12522.7655 | 427.9889
Holt St |  | 41.245 | 8.3886 | 69.6072 | 9.4523 | 80.393 | 12.1102 | 92.9313 | 14.8213 | 107.0618 | 17.5639 | 130.4159 | 20.3536 | 173.6577 | 23.1924 | 219.3203 | 26.0681 | 264.049 | 28.9971 | 323.2705 | 31.9816 | 413.5763 | 35.007 | 523.7612 | 37.9927 | 633.1462 | 40.476 | 741.4618 | 42.9626 | 841.7336 | 45.4162 | 930.4462 | 47.8704 | 1021.1713 | 69.2926 | 1114.9217 | 90.764 | 1193.0262 | 112.2613 | 1269.611 | 133.7917 | 1342.5714 | 155.3485 | 1396.0067 | 176.9338 | 1452.5332 | 198.5134 | 1509.4004 | 220.1527 | 1566.7977 | 241.8037 | 1620.3657 | 263.4778 | 1658.3871 | 285.1749 | 1695.816 | 306.8947 | 1732.5859 | 328.6369 | 1769.6321 | 350.4013 | 1808.0956 | 372.1876 | 1845.0004 | 374.7102 |  | 41.245 | 8.3886 | 42.6647 | 9.4523 | 44.3682 | 10.7987 | 46.748 | 12.2097 | 49.5982 | 13.6783 | 62.8625 | 15.0193 | 107.0886 | 16.0145 | 153.1492 | 17.628 | 197.8435 | 19.2948 | 256.8179 | 20.9918 | 342.274 | 22.7278 | 434.3113 | 24.6897 | 525.5005 | 26.0129 | 615.6221 | 27.3408 | 697.6545 | 28.65 | 772.2829 | 29.9621 | 858.1088 | 31.2561 | 943.4019 | 32.5558 | 1031.6528 | 33.848 | 1119.1909 | 35.1349 | 1192.6441 | 36.415 | 1230.4977 | 37.6891 | 1269.3657 | 38.9509 | 1307.3723 | 40.214 | 1346.4273 | 41.469 | 1389.3585 | 42.7189 | 1432.7406 | 43.9636 | 1475.493 | 45.2035 | 1517.6118 | 46.4388 | 1559.9828 | 47.6699 | 1598.7677 | 48.8969 | 1621.6729 | 50.1202 |  | 41.245 | 8.3886 | 69.6072 | 9.4523 | 80.393 | 10.9662 | 92.9313 | 12.5544 | 107.0618 | 14.2049 | 130.4159 | 15.7692 | 173.6577 | 17.0735 | 219.3203 | 18.8832 | 264.049 | 20.7512 | 323.2705 | 22.6542 | 413.5763 | 24.6008 | 523.7612 | 26.7462 | 633.1462 | 28.545 | 741.4618 | 30.3523 | 841.7336 | 32.1417 | 930.4462 | 33.9369 | 1021.1713 | 35.7148 | 1114.9217 | 37.5021 | 1193.0262 | 39.2835 | 1269.611 | 41.0617 | 1342.5714 | 42.8347 | 1396.0067 | 44.6034 | 1452.5332 | 46.36 | 1509.4004 | 48.1206 | 1566.7977 | 49.8743 | 1620.3657 | 51.6237 | 1658.3871 | 53.3694 | 1695.816 | 55.1115 | 1732.5859 | 56.8502 | 1769.6321 | 58.5857 | 1808.0956 | 60.3181 | 1845.0004 | 62.0477 |  | 41.245 | 8.3886 | 84.2759 | 9.4523 | 105.3104 | 12.1102 | 127.9739 | 14.8213 | 152.3536 | 17.5639 | 188.2444 | 20.3536 | 233.3122 | 23.1924 | 284.2073 | 26.0681 | 347.48 | 28.9971 | 425.3588 | 31.9816 | 530.156 | 35.007 | 641.7184 | 37.9927 | 752.8345 | 40.476 | 862.9755 | 42.9626 | 965.9092 | 45.4162 | 1226.2032 | 47.8704 | 1993.0707 | 69.2926 | 2762.9218 | 90.764 | 3536.2478 | 112.2613 | 4306.958 | 133.7917 | 5061.7494 | 155.3485 | 5781.5653 | 176.9338 | 6507.954 | 198.5134 | 7206.224 | 220.1527 | 7902.95 | 241.8037 | 8599.7749 | 263.4778 | 9297.1492 | 285.1749 | 9989.9656 | 306.8947 | 10679.3609 | 328.6369 | 11365.4661 | 350.4013 | 11830.8522 | 372.1876 | 11863.1678 | 374.7102 |  | 41.245 | 8.3886 | 84.2759 | 9.4523 | 105.3104 | 12.1102 | 127.9739 | 14.8213 | 152.3536 | 17.5639 | 192.6978 | 20.3543 | 255.5672 | 23.1945 | 319.8007 | 26.0725 | 383.0734 | 29.0049 | 460.9522 | 31.9938 | 735.2244 | 35.0247 | 1524.362 | 56.9555 | 2312.2891 | 78.4054 | 3098.6878 | 99.9114 | 3876.6288 | 121.3989 | 4642.5363 | 142.9515 | 5410.171 | 164.4755 | 6184.233 | 186.0907 | 6957.7577 | 207.7299 | 7734.0967 | 229.4061 | 8500.0946 | 251.1069 | 9208.4414 | 272.8356 | 9918.3297 | 294.5414 | 10625.4552 | 316.323 | 11332.4397 | 338.1085 | 11724.5634 | 359.9154 | 11755.3115 | 362.5155 | 11786.6311 | 365.1001 | 11815.5729 | 367.6697 | 11847.9237 | 370.2254 | 11881.4116 | 372.7676 | 11913.9834 | 375.2968
Hurst |  | 51.515 | 3.7878 | 74.1867 | 4.266 | 84.2269 | 5.4655 | 93.8018 | 6.6798 | 104.6069 | 7.9026 | 122.9302 | 9.1487 | 158.0213 | 10.4107 | 195.0893 | 11.6984 | 231.3617 | 12.998 | 279.3903 | 14.3276 | 351.0487 | 15.6745 | 434.1064 | 16.9964 | 516.5252 | 18.1004 | 597.9531 | 19.1967 | 672.3502 | 20.2864 | 737.1074 | 21.375 | 803.1383 | 30.9345 | 871.1091 | 40.5074 | 927.7941 | 50.0668 | 979.5396 | 59.653 | 1025.6671 | 69.2193 | 1062.6861 | 78.8183 | 1108.8182 | 88.4133 | 1161.666 | 98.0023 | 1214.5653 | 107.6034 | 1262.7791 | 117.21 | 1293.7671 | 126.8223 | 1324.2101 | 136.4404 | 1354.0538 | 146.0644 | 1384.3182 | 155.6946 | 1416.2037 | 165.331 | 1446.5228 | 166.4091 |  | 51.515 | 3.7878 | 53.7331 | 4.266 | 56.5239 | 4.8736 | 58.4109 | 5.5055 | 60.6515 | 6.1601 | 71.2386 | 6.7596 | 107.0284 | 7.1998 | 144.3849 | 7.9248 | 180.5476 | 8.6657 | 228.3057 | 9.4236 | 297.5626 | 10.1984 | 372.2229 | 11.0696 | 446.1336 | 11.6589 | 519.1186 | 12.2444 | 585.0149 | 12.827 | 643.4056 | 13.4101 | 708.1193 | 13.9869 | 772.6962 | 14.5643 | 835.7298 | 15.1321 | 896.5539 | 15.7034 | 946.3368 | 16.265 | 968.7929 | 16.8302 | 991.5835 | 17.3902 | 1013.8001 | 17.9453 | 1036.0647 | 18.4989 | 1090.619 | 19.0502 | 1144.5503 | 19.5991 | 1196.4743 | 20.1456 | 1246.4748 | 20.6901 | 1295.637 | 21.2325 | 1339.3339 | 21.7731 | 1363.2816 | 22.3118 |  | 51.515 | 3.7878 | 74.1867 | 4.266 | 84.2269 | 4.9492 | 93.8018 | 5.6581 | 104.6069 | 6.3913 | 122.9302 | 7.0881 | 158.0213 | 7.664 | 195.0893 | 8.4741 | 231.3617 | 9.3018 | 279.3903 | 10.1489 | 351.0487 | 11.0151 | 434.1064 | 11.9652 | 516.5252 | 12.765 | 597.9531 | 13.5621 | 672.3502 | 14.357 | 737.1074 | 15.1534 | 803.1383 | 15.9443 | 871.1091 | 16.737 | 927.7941 | 17.5198 | 979.5396 | 18.308 | 1025.6671 | 19.086 | 1062.6861 | 19.8694 | 1108.8182 | 20.6477 | 1161.666 | 21.4212 | 1214.5653 | 22.1942 | 1262.7791 | 22.9652 | 1293.7671 | 23.7343 | 1324.2101 | 24.5017 | 1354.0538 | 25.2674 | 1384.3182 | 26.0315 | 1416.2037 | 26.7942 | 1446.5228 | 27.5555 |  | 51.515 | 3.7878 | 86.0148 | 4.266 | 105.7794 | 5.4655 | 123.0663 | 6.6798 | 141.688 | 7.9026 | 169.5815 | 9.1487 | 206.071 | 10.4107 | 245.7749 | 11.6984 | 290.8518 | 12.998 | 347.8134 | 14.3276 | 426.5695 | 15.6745 | 510.7729 | 16.9964 | 594.6183 | 18.1004 | 677.6333 | 19.1967 | 754.1885 | 20.2864 | 960.0866 | 21.375 | 1582.3137 | 30.9345 | 2208.2267 | 40.5074 | 2838.1533 | 50.0668 | 3464.9396 | 59.653 | 4078.9295 | 69.2193 | 4664.5084 | 78.8183 | 5260.5458 | 88.4133 | 5834.0521 | 98.0023 | 6406.085 | 107.6034 | 6978.0216 | 117.21 | 7550.2124 | 126.8223 | 8118.4773 | 136.4404 | 8683.6616 | 146.0644 | 9246.0937 | 155.6946 | 9591.3022 | 165.331 | 9615.3523 | 166.4091 |  | 51.515 | 3.7878 | 86.0148 | 4.266 | 105.7794 | 5.4655 | 123.0663 | 6.6798 | 141.688 | 7.9026 | 171.6321 | 9.1487 | 216.3203 | 10.4108 | 262.17 | 11.6987 | 307.2469 | 12.9985 | 364.2084 | 14.3284 | 582.4518 | 15.6757 | 1224.3101 | 25.4658 | 1865.1867 | 35.0396 | 2504.6889 | 44.61 | 3136.7984 | 54.1823 | 3758.7835 | 63.7742 | 4381.4565 | 73.3582 | 5010.4911 | 82.9684 | 5641.6857 | 92.5474 | 6273.0683 | 102.1727 | 6900.935 | 111.7605 | 7483.0635 | 121.3982 | 8066.2538 | 131.0257 | 8646.9996 | 140.6416 | 9227.415 | 150.2728 | 9494.8602 | 159.9093 | 9518.1845 | 161.0113 | 9541.7538 | 162.1081 | 9564.3089 | 163.2 | 9588.3228 | 164.2873 | 9612.8189 | 165.3701 | 9636.9348 | 166.4487
Hutton End & Skelton C |  | 17.7885 | 6.9703 | 18.8011 | 7.8267 | 19.8853 | 10.0138 | 20.551 | 12.2074 | 21.4012 | 14.4106 | 22.5083 | 16.6458 | 23.9762 | 18.9064 | 25.6044 | 21.1968 | 27.2145 | 23.5166 | 29.2387 | 25.8738 | 56.4952 | 28.2141 | 156.624 | 30.5462 | 256.7702 | 32.48 | 356.8123 | 34.334 | 456.2727 | 36.2237 | 555.3873 | 38.0918 | 654.4699 | 54.9405 | 753.3979 | 71.7935 | 935.2196 | 88.4418 | 1151.2559 | 105.1557 | 1355.7287 | 121.6038 | 1458.6824 | 137.9396 | 1514.5944 | 154.4181 | 1529.2216 | 170.6025 | 1544.0495 | 186.7541 | 1557.2062 | 202.8162 | 1560.4951 | 218.7894 | 1563.2165 | 234.6743 | 1565.4008 | 250.4714 | 1567.5399 | 266.1815 | 1570.2888 | 281.8048 | 1572.0354 | 282.7877 |  | 17.7885 | 6.9703 | 18.3306 | 7.8267 | 19.0438 | 8.9294 | 19.48 | 10.0597 | 20.019 | 11.2294 | 20.7407 | 12.2936 | 21.8692 | 13.0683 | 23.1538 | 14.3507 | 24.4282 | 15.6681 | 26.1369 | 17.0059 | 28.6536 | 18.3436 | 31.5088 | 19.8794 | 34.3895 | 20.905 | 37.4038 | 21.8825 | 40.034 | 22.886 | 67.5338 | 23.8785 | 178.504 | 24.8209 | 302.6139 | 25.7919 | 442.3848 | 26.7084 | 594.8506 | 27.6587 | 758.5992 | 28.5505 | 946.1413 | 29.4299 | 1137.1079 | 30.3474 | 1322.9079 | 31.2129 | 1504.1485 | 32.0794 | 1534.9182 | 32.9362 | 1568.2072 | 33.7833 | 1602.6452 | 34.6211 | 1637.9759 | 35.4498 | 1674.3344 | 36.2698 | 1708.2597 | 37.0812 | 1729.4024 | 37.8844 |  | 17.7885 | 6.9703 | 18.8011 | 7.8267 | 19.8853 | 9.0679 | 20.551 | 10.3403 | 21.4012 | 11.6547 | 22.5083 | 12.8965 | 23.9762 | 13.9183 | 25.6044 | 15.3546 | 27.2145 | 16.8292 | 29.2387 | 18.3277 | 56.4952 | 19.8272 | 156.624 | 21.504 | 256.7702 | 22.906 | 356.8123 | 24.2563 | 456.2727 | 25.636 | 555.3873 | 27.0045 | 654.4699 | 28.3174 | 753.3979 | 29.6638 | 935.2196 | 30.9483 | 1151.2559 | 32.2731 | 1355.7287 | 33.5302 | 1458.6824 | 34.7733 | 1514.5944 | 36.0622 | 1529.2216 | 37.29 | 1544.0495 | 38.5198 | 1557.2062 | 39.7382 | 1560.4951 | 40.9456 | 1563.2165 | 42.1423 | 1565.4008 | 43.3285 | 1567.5399 | 44.5044 | 1570.2888 | 45.6704 | 1572.0354 | 46.8264 |  | 17.7885 | 6.9703 | 19.3044 | 7.8267 | 21.2326 | 10.0138 | 22.215 | 12.2074 | 23.5213 | 14.4106 | 25.2393 | 16.6458 | 27.3723 | 18.9064 | 54.0111 | 21.1968 | 153.1128 | 23.5166 | 252.7466 | 25.8738 | 353.4265 | 28.2141 | 454.4698 | 30.5462 | 555.6791 | 32.48 | 656.941 | 34.334 | 757.6465 | 36.2237 | 858.8572 | 38.0918 | 966.0373 | 54.9405 | 1090.6602 | 71.7935 | 1211.3563 | 88.4418 | 1327.6242 | 105.1557 | 1436.8299 | 121.6038 | 1533.9976 | 137.9396 | 1550.2379 | 154.4181 | 1557.429 | 170.6025 | 1565.6071 | 186.7541 | 1575.6099 | 202.8162 | 1586.396 | 218.7894 | 1597.3292 | 234.6743 | 1608.4232 | 250.4714 | 1619.4358 | 266.1815 | 1737.8256 | 281.8048 | 1740.5422 | 282.7877 |  | 17.7885 | 6.9703 | 19.3044 | 7.8267 | 21.2326 | 10.0138 | 22.215 | 12.2074 | 23.5213 | 14.4106 | 49.5215 | 16.646 | 148.652 | 18.9071 | 247.8863 | 21.1984 | 346.988 | 23.5194 | 446.6218 | 25.8782 | 548.2386 | 28.2204 | 653.0283 | 45.776 | 757.9761 | 62.89 | 862.9698 | 79.8068 | 967.399 | 96.7755 | 1071.3969 | 113.6846 | 1176.4643 | 130.3281 | 1289.9586 | 147.0997 | 1404.2587 | 163.5414 | 1519.0585 | 180.1764 | 1554.2363 | 196.4159 | 1561.1929 | 212.5434 | 1568.5322 | 228.9363 | 1575.957 | 244.9316 | 1584.359 | 260.9215 | 1870.7058 | 276.8216 | 1866.2642 | 277.8931 | 1862.6202 | 278.9461 | 1852.9118 | 279.9811 | 1851.1465 | 280.9988 | 1851.258 | 281.9997 | 1850.1085 | 282.9842
Hyde |  | 41.7972 | 15.8951 | 62.3622 | 17.901 | 70.8435 | 22.9331 | 79.6017 | 28.0267 | 89.4725 | 33.156 | 106.9589 | 38.382 | 140.9509 | 43.6744 | 176.8659 | 49.0748 | 212.02 | 54.5243 | 258.5554 | 60.0995 | 330.7927 | 65.7466 | 422.5838 | 71.2883 | 513.7549 | 75.9163 | 604.0347 | 80.5105 | 687.7922 | 85.078 | 762.4001 | 89.6414 | 838.4729 | 129.7262 | 916.7429 | 169.867 | 993.331 | 209.9454 | 1068.5332 | 250.1377 | 1135.8826 | 290.2389 | 1183.6299 | 330.4812 | 1234.5895 | 370.7015 | 1284.3036 | 410.8933 | 1334.254 | 451.1347 | 1380.1272 | 491.3967 | 1410.2799 | 531.6803 | 1439.8551 | 571.9863 | 1468.8022 | 612.315 | 1498.0523 | 652.6677 | 1528.7157 | 693.0442 | 1557.8679 | 697.5447 |  | 41.7972 | 15.8951 | 43.3812 | 17.901 | 45.3198 | 20.4495 | 46.9481 | 23.1 | 48.8683 | 25.8453 | 58.8749 | 28.3594 | 93.3718 | 30.205 | 129.4581 | 33.2456 | 164.4403 | 36.3523 | 210.6632 | 39.5305 | 277.6679 | 42.7784 | 349.8856 | 46.4309 | 421.4997 | 48.9011 | 492.2115 | 51.3549 | 556.3729 | 53.7967 | 616.2121 | 56.2407 | 692.3069 | 58.6574 | 770.7724 | 61.0774 | 847.1732 | 63.456 | 922.7939 | 65.8501 | 989.6273 | 68.2026 | 1033.7355 | 70.5711 | 1078.6556 | 72.9171 | 1122.5721 | 75.242 | 1168.5157 | 77.5613 | 1219.3469 | 79.8703 | 1270.4916 | 82.169 | 1320.6283 | 84.4582 | 1369.7838 | 86.7382 | 1418.8942 | 89.0098 | 1463.5848 | 91.2733 | 1490.157 | 93.5294 |  | 41.7972 | 15.8951 | 62.3622 | 17.901 | 70.8435 | 20.7667 | 79.6017 | 23.7401 | 89.4725 | 26.8151 | 106.9589 | 29.7369 | 140.9509 | 32.1518 | 176.8659 | 35.5488 | 212.02 | 39.0193 | 258.5554 | 42.5715 | 330.7927 | 46.2027 | 422.5838 | 50.1857 | 513.7549 | 53.5387 | 604.0347 | 56.8791 | 687.7922 | 60.2109 | 762.4001 | 63.5497 | 838.4729 | 66.8635 | 916.7429 | 70.1861 | 993.331 | 73.4659 | 1068.5332 | 76.7693 | 1135.8826 | 80.0284 | 1183.6299 | 83.3113 | 1234.5895 | 86.5722 | 1284.3036 | 89.8124 | 1334.254 | 93.0508 | 1380.1272 | 96.2804 | 1410.2799 | 99.502 | 1439.8551 | 102.7161 | 1468.8022 | 105.9231 | 1498.0523 | 109.1233 | 1528.7157 | 112.3174 | 1557.8679 | 115.5055 |  | 41.7972 | 15.8951 | 73.0163 | 17.901 | 89.5127 | 22.9331 | 105.4105 | 28.0267 | 122.4607 | 33.156 | 148.3808 | 38.382 | 183.5598 | 43.6744 | 224.9184 | 49.0748 | 280.0276 | 54.5243 | 346.6487 | 60.0995 | 434.3512 | 65.7466 | 527.3628 | 71.2883 | 620.1345 | 75.9163 | 712.1646 | 80.5105 | 798.287 | 85.078 | 1009.3311 | 89.6414 | 1623.0263 | 129.7262 | 2244.6451 | 169.867 | 2866.8722 | 209.9454 | 3485.4424 | 250.1377 | 4091.1208 | 290.2389 | 4667.6148 | 330.4812 | 5245.6552 | 370.7015 | 5799.9187 | 410.8933 | 6352.9821 | 451.1347 | 6906.2711 | 491.3967 | 7460.0472 | 531.6803 | 8010.1373 | 571.9863 | 8557.4708 | 612.315 | 9102.2638 | 652.6677 | 9471.592 | 693.0442 | 9497.3207 | 697.5447 |  | 41.7972 | 15.8951 | 73.0163 | 17.901 | 89.5127 | 22.9331 | 105.4105 | 28.0267 | 122.4607 | 33.156 | 153.2025 | 38.3821 | 207.6603 | 43.675 | 263.4701 | 49.0759 | 318.5793 | 54.5262 | 385.2004 | 60.1027 | 607.4113 | 65.7511 | 1238.2231 | 106.8106 | 1868.1246 | 146.9605 | 2496.7832 | 187.0916 | 3118.5906 | 227.2291 | 3730.8529 | 267.4493 | 4344.7373 | 307.628 | 4967.917 | 347.9201 | 5591.0265 | 388.0725 | 6213.8634 | 428.4236 | 6825.2815 | 468.6066 | 7387.8371 | 509.0066 | 7951.35 | 549.3564 | 8512.6183 | 589.6545 | 9073.7937 | 630.0157 | 9395.5985 | 670.3969 | 9419.6922 | 674.9971 | 9444.3143 | 679.5758 | 9466.6923 | 684.1338 | 9492.2795 | 688.6726 | 9518.914 | 693.1926 | 9544.7222 | 697.6948
Hyndburn Rd |  | 10.0604 | 13.6293 | 14.6306 | 15.3016 | 16.5994 | 19.5179 | 18.5529 | 23.7298 | 20.7609 | 27.9734 | 24.4192 | 32.267 | 31.2402 | 36.6005 | 38.4521 | 40.9263 | 45.5162 | 45.3456 | 54.8633 | 49.7591 | 68.723 | 54.2827 | 84.5969 | 58.6187 | 100.359 | 62.2486 | 115.945 | 65.7457 | 130.1981 | 69.2792 | 142.6172 | 72.7573 | 155.3167 | 104.9928 | 168.4265 | 136.8556 | 178.8482 | 168.663 | 188.5311 | 200.2937 | 197.524 | 232.0385 | 204.8875 | 263.3439 | 214.8059 | 294.423 | 227.0066 | 325.5407 | 239.406 | 356.4261 | 250.7303 | 387.1523 | 257.575 | 417.7206 | 264.2486 | 448.1323 | 270.7295 | 478.3882 | 277.2908 | 508.4899 | 284.2667 | 538.4379 | 290.7785 | 540.4194 |  | 10.0604 | 13.6293 | 10.4756 | 15.3016 | 10.9919 | 17.4042 | 11.3838 | 19.5556 | 11.8524 | 21.7995 | 13.9458 | 23.8324 | 20.8973 | 25.3014 | 28.1535 | 27.7112 | 35.1957 | 30.2157 | 44.4861 | 32.7094 | 57.9432 | 35.2973 | 72.4499 | 38.1545 | 86.7986 | 40.0709 | 100.9875 | 41.9091 | 113.8236 | 43.7772 | 125.1669 | 45.6164 | 137.3102 | 47.4411 | 149.2164 | 49.1735 | 161.3568 | 50.9426 | 173.1513 | 52.6912 | 182.647 | 54.4876 | 186.4944 | 56.1945 | 190.3935 | 57.8718 | 194.1543 | 59.5698 | 197.8277 | 61.2347 | 210.5487 | 62.8818 | 223.3719 | 64.511 | 235.9766 | 66.1231 | 248.3368 | 67.7185 | 260.7026 | 69.298 | 271.9058 | 70.8617 | 278.2962 | 72.4105 |  | 10.0604 | 13.6293 | 14.6306 | 15.3016 | 16.5994 | 17.6741 | 18.5529 | 20.1004 | 20.7609 | 22.6236 | 24.4192 | 24.9992 | 31.2402 | 26.9442 | 38.4521 | 29.6462 | 45.5162 | 32.4508 | 54.8633 | 35.2469 | 68.723 | 38.1466 | 84.5969 | 41.2665 | 100.359 | 43.8998 | 115.945 | 46.4481 | 130.1981 | 49.0299 | 142.6172 | 51.58 | 155.3167 | 54.1155 | 168.4265 | 56.5464 | 178.8482 | 59.02 | 188.5311 | 61.4718 | 197.524 | 63.9806 | 204.8875 | 66.3866 | 214.8059 | 68.7584 | 227.0066 | 71.1562 | 239.406 | 73.5162 | 250.7303 | 75.8555 | 257.575 | 78.1748 | 264.2486 | 80.4747 | 270.7295 | 82.7554 | 277.2908 | 85.0174 | 284.2667 | 87.2613 | 290.7785 | 89.4873 |  | 10.0604 | 13.6293 | 16.9899 | 15.3016 | 20.8281 | 19.5179 | 24.3516 | 23.7298 | 28.1568 | 27.9734 | 33.7797 | 32.267 | 40.9255 | 36.6005 | 48.6369 | 40.9263 | 57.2065 | 45.3456 | 68.1096 | 49.7591 | 83.2187 | 54.2827 | 99.4066 | 58.6187 | 115.6581 | 62.2486 | 131.8073 | 65.7457 | 146.7991 | 69.2792 | 217.4637 | 72.7573 | 460.834 | 104.9928 | 709.8933 | 136.8556 | 961.643 | 168.663 | 1213.0263 | 200.2937 | 1459.5933 | 232.0385 | 1694.41 | 263.3439 | 1934.7011 | 294.423 | 2166.0174 | 325.5407 | 2396.7045 | 356.4261 | 2627.3909 | 387.1523 | 2858.1911 | 417.7206 | 3087.2968 | 448.1323 | 3315.1104 | 478.3882 | 3541.8392 | 508.4899 | 3683.2976 | 538.4379 | 3687.2658 | 540.4194 |  | 10.0604 | 13.6293 | 16.9899 | 15.3016 | 20.8281 | 19.5179 | 24.3516 | 23.7298 | 28.1568 | 27.9734 | 34.1075 | 32.2674 | 42.5637 | 36.6018 | 51.2575 | 40.929 | 59.8271 | 45.3503 | 70.7302 | 49.7664 | 143.546 | 54.2932 | 390.5021 | 87.8417 | 637.2157 | 120.5248 | 883.598 | 152.8136 | 1128.4935 | 185.077 | 1371.3813 | 217.1306 | 1615.1312 | 249.0449 | 1866.272 | 280.3883 | 2118.3329 | 311.8599 | 2371.693 | 343.1628 | 2625.3822 | 374.7628 | 2860.7013 | 405.7399 | 3096.1135 | 436.4688 | 3330.4236 | 467.3358 | 3564.5832 | 497.935 | 3670.8614 | 528.3748 | 3674.6163 | 530.5177 | 3678.4494 | 532.6269 | 3681.9659 | 534.7032 | 3685.9397 | 536.748 | 3690.0675 | 538.7621 | 3694.073 | 540.7465
India St |  | 27.0476 | 7.42 | 43.1055 | 8.3304 | 49.367 | 10.639 | 56.0318 | 13.0471 | 63.5335 | 15.4759 | 76.9777 | 17.9534 | 102.4769 | 20.4722 | 129.4172 | 23.0172 | 155.8018 | 25.6012 | 190.7128 | 28.2477 | 245.4187 | 30.9168 | 316.3012 | 33.5301 | 386.7153 | 35.7088 | 456.4861 | 37.8917 | 521.4726 | 40.0316 | 579.658 | 42.1734 | 639.0158 | 61.0429 | 700.1222 | 79.9023 | 759.2837 | 98.7499 | 819.1262 | 117.5878 | 874.2966 | 136.4064 | 912.1908 | 155.3088 | 949.0843 | 174.0649 | 984.2695 | 192.8388 | 1019.7771 | 211.5852 | 1052.7314 | 230.3007 | 1075.3625 | 248.9829 | 1097.5797 | 267.6294 | 1119.3415 | 286.2381 | 1141.2644 | 304.8072 | 1164.0963 | 323.3348 | 1185.8749 | 325.0877 |  | 27.0476 | 7.42 | 27.9851 | 8.3304 | 29.1152 | 9.4869 | 30.1787 | 10.7271 | 31.4411 | 12.0087 | 38.7971 | 13.1827 | 64.5743 | 14.0513 | 91.5858 | 15.4587 | 117.8474 | 16.9083 | 152.5579 | 18.3946 | 202.8685 | 19.9077 | 257.0748 | 21.6072 | 310.821 | 22.7536 | 363.9239 | 23.9052 | 412.2328 | 25.0323 | 457.7742 | 26.1633 | 515.9316 | 27.2899 | 575.3073 | 28.4034 | 635.8802 | 29.5066 | 696.634 | 30.6012 | 750.4194 | 31.686 | 785.8825 | 32.7837 | 821.9824 | 33.8452 | 857.166 | 34.9068 | 892.1504 | 35.9597 | 922.8397 | 37.0042 | 953.8963 | 38.0403 | 984.5276 | 39.0682 | 1014.7108 | 40.0881 | 1045.019 | 41.1003 | 1072.7362 | 42.105 | 1089.2848 | 43.1023 |  | 27.0476 | 7.42 | 43.1055 | 8.3304 | 49.367 | 9.634 | 56.0318 | 11.0515 | 63.5335 | 12.5162 | 76.9777 | 13.9096 | 102.4769 | 15.071 | 129.4172 | 16.6732 | 155.8018 | 18.321 | 190.7128 | 20.0093 | 245.4187 | 21.7265 | 316.3012 | 23.6046 | 386.7153 | 25.183 | 456.4861 | 26.7697 | 521.4726 | 28.3309 | 579.658 | 29.8981 | 639.0158 | 31.4628 | 700.1222 | 33.0142 | 759.2837 | 34.5554 | 819.1262 | 36.0886 | 874.2966 | 37.6117 | 912.1908 | 39.1519 | 949.0843 | 40.6504 | 984.2695 | 42.1504 | 1019.7771 | 43.6415 | 1052.7314 | 45.1233 | 1075.3625 | 46.5962 | 1097.5797 | 48.0604 | 1119.3415 | 49.5157 | 1141.2644 | 50.9625 | 1164.0963 | 52.4009 | 1185.8749 | 53.8308 |  | 27.0476 | 7.42 | 51.4132 | 8.3304 | 63.5963 | 10.639 | 75.7973 | 13.0471 | 88.7997 | 15.4759 | 108.4347 | 17.9534 | 134.7308 | 20.4722 | 166.2742 | 23.0172 | 209.6229 | 25.6012 | 261.5774 | 28.2477 | 329.3419 | 30.9168 | 401.0775 | 33.5301 | 472.6445 | 35.7088 | 543.6196 | 37.8917 | 610.3447 | 40.0316 | 777.3597 | 42.1734 | 1266.0149 | 61.0429 | 1760.3316 | 79.9023 | 2256.5072 | 98.7499 | 2750.5849 | 117.5878 | 3234.3737 | 136.4064 | 3694.3629 | 155.3088 | 4153.4579 | 174.0649 | 4594.3475 | 192.8388 | 5034.1897 | 211.5852 | 5474.0816 | 230.3007 | 5914.2645 | 248.9829 | 6351.3925 | 267.6294 | 6786.2732 | 286.2381 | 7218.9733 | 304.8072 | 7504.4247 | 323.3348 | 7522.3075 | 325.0877 |  | 27.0476 | 7.42 | 51.4132 | 8.3304 | 63.5963 | 10.639 | 75.7973 | 13.0471 | 88.7997 | 15.4759 | 112.5523 | 17.956 | 155.3016 | 20.4802 | 199.1657 | 23.0341 | 242.5145 | 25.6307 | 294.4689 | 28.2936 | 469.7003 | 30.983 | 971.1498 | 50.369 | 1471.8799 | 69.339 | 1971.6658 | 88.3618 | 2466.3945 | 107.3318 | 2953.9976 | 126.3552 | 3442.9594 | 145.4052 | 3939.0697 | 164.4322 | 4435.3869 | 183.4415 | 4932.9194 | 202.44 | 5419.5778 | 221.4125 | 5867.468 | 240.5209 | 6315.8689 | 259.4049 | 6762.364 | 278.3231 | 7208.6993 | 297.2071 | 7443.5121 | 316.0529 | 7460.4683 | 317.9919 | 7477.6942 | 319.8946 | 7493.7054 | 321.7623 | 7511.4333 | 323.5968 | 7529.7053 | 325.3992 | 7547.5498 | 327.1709
Ingleton |  | 9.3303 | 4.3932 | 13.6391 | 4.9496 | 15.3892 | 6.3325 | 17.046 | 7.7978 | 18.9077 | 9.2714 | 22.4841 | 10.8001 | 29.1551 | 12.3445 | 36.2005 | 13.9215 | 43.1157 | 15.5317 | 52.2394 | 17.178 | 70.6664 | 18.8587 | 105.6571 | 20.5153 | 140.5242 | 21.9152 | 175.2063 | 23.2701 | 208.5905 | 24.6595 | 240.2068 | 26.0407 | 272.1147 | 37.7168 | 304.4419 | 49.487 | 350.2493 | 61.2007 | 402.2842 | 73.0489 | 451.2046 | 84.796 | 478.2233 | 96.545 | 496.391 | 108.4618 | 506.8411 | 120.2568 | 517.3475 | 132.0987 | 527.0165 | 143.9484 | 532.9518 | 155.8044 | 538.7219 | 167.6652 | 544.3235 | 179.5293 | 549.9623 | 191.3958 | 555.8964 | 203.2632 | 561.4636 | 204.6003 |  | 9.3303 | 4.3932 | 9.6258 | 4.9496 | 9.9874 | 5.6467 | 10.1993 | 6.4114 | 10.4558 | 7.1946 | 12.2792 | 7.9306 | 18.8662 | 8.4733 | 25.835 | 9.3506 | 32.6544 | 10.2587 | 41.6855 | 11.1871 | 54.7836 | 12.1444 | 68.9044 | 13.2215 | 82.9053 | 13.9656 | 96.7633 | 14.6821 | 109.3593 | 15.4214 | 125.5095 | 16.1565 | 158.9351 | 16.8633 | 194.7879 | 17.5931 | 234.0976 | 18.2886 | 275.7298 | 19.0122 | 317.4604 | 19.6993 | 358.3306 | 20.3813 | 399.8853 | 21.0913 | 440.2689 | 21.7704 | 479.5331 | 22.4528 | 490.5526 | 23.1315 | 501.9578 | 23.8064 | 513.3989 | 24.4778 | 524.833 | 25.1457 | 536.4145 | 25.8103 | 547.0817 | 26.4716 | 553.5192 | 27.1297 |  | 9.3303 | 4.3932 | 13.6391 | 4.9496 | 15.3892 | 5.7343 | 17.046 | 6.6052 | 18.9077 | 7.4983 | 22.4841 | 8.3675 | 29.1551 | 9.0877 | 36.2005 | 10.0845 | 43.1157 | 11.115 | 52.2394 | 12.1681 | 70.6664 | 13.2527 | 105.6571 | 14.4424 | 140.5242 | 15.4553 | 175.2063 | 16.4399 | 208.5905 | 17.4519 | 240.2068 | 18.4611 | 272.1147 | 19.44 | 304.4419 | 20.4472 | 350.2493 | 21.4159 | 402.2842 | 22.4193 | 451.2046 | 23.381 | 478.2233 | 24.3381 | 496.391 | 25.3297 | 506.8411 | 26.2855 | 517.3475 | 27.2466 | 527.0165 | 28.2041 | 532.9518 | 29.1582 | 538.7219 | 30.109 | 544.3235 | 31.0564 | 549.9623 | 32.0006 | 555.8964 | 32.9416 | 561.4636 | 33.8795 |  | 9.3303 | 4.3932 | 15.8661 | 4.9496 | 19.2482 | 6.3325 | 22.3123 | 7.7978 | 25.5659 | 9.2714 | 30.5147 | 10.8001 | 37.3888 | 12.3445 | 49.8826 | 13.9215 | 77.7829 | 15.5317 | 107.9408 | 17.178 | 142.2449 | 18.8587 | 177.5899 | 20.5153 | 212.896 | 21.9152 | 248.0905 | 23.2701 | 282.0524 | 24.6595 | 328.211 | 26.0407 | 416.7329 | 37.7168 | 507.0773 | 49.487 | 596.8733 | 61.2007 | 685.4882 | 73.0489 | 771.3328 | 84.796 | 851.519 | 96.545 | 915.9293 | 108.4618 | 976.2995 | 120.2568 | 1036.6558 | 132.0987 | 1097.2772 | 143.9484 | 1158.0384 | 155.8044 | 1218.3805 | 167.6652 | 1278.3895 | 179.5293 | 1338.0833 | 191.3958 | 1393.0786 | 203.2632 | 1397.8518 | 204.6003 |  | 9.3303 | 4.3932 | 15.8661 | 4.9496 | 19.2482 | 6.3325 | 22.3123 | 7.7978 | 25.5659 | 9.2714 | 35.7163 | 10.8016 | 63.3688 | 12.3493 | 91.4137 | 13.9316 | 119.314 | 15.5494 | 149.4719 | 17.2057 | 197.8168 | 18.8987 | 289.2961 | 30.8174 | 380.6351 | 42.5536 | 471.7707 | 54.2632 | 561.5644 | 66.1144 | 649.5228 | 78.0174 | 737.6709 | 89.8388 | 826.0611 | 101.8361 | 914.6621 | 113.6841 | 1003.437 | 125.7562 | 1075.3508 | 137.6334 | 1136.6404 | 149.5088 | 1198.0363 | 161.6306 | 1259.1849 | 173.5578 | 1320.4298 | 185.5461 | 1394.6838 | 197.538 | 1398.1971 | 198.9781 | 1401.8518 | 200.3986 | 1404.4555 | 201.8003 | 1408.4386 | 203.1841 | 1412.746 | 204.5509 | 1416.8368 | 205.9012
Irlam |  | 74.0868 | 11.1214 | 131.8592 | 12.5978 | 153.793 | 16.2259 | 176.5672 | 19.8965 | 201.9423 | 23.6143 | 249.71 | 27.4166 | 341.134 | 31.3042 | 437.6472 | 35.2689 | 532.0831 | 39.3258 | 657.3159 | 43.4848 | 843.5874 | 47.7267 | 1056.8137 | 51.9205 | 1268.2232 | 55.4742 | 1477.2761 | 59.0262 | 1669.1635 | 62.5596 | 1836.1314 | 66.0823 | 2007.1405 | 95.9159 | 2184.3827 | 125.9142 | 2314.9915 | 156.0297 | 2432.8626 | 186.309 | 2538.8098 | 216.7443 | 2626.7368 | 247.3394 | 2720.6497 | 278.0508 | 2815.6331 | 308.9707 | 2910.709 | 340.0328 | 3001.4331 | 371.2547 | 3075.3997 | 402.6374 | 3148.8012 | 434.1815 | 3221.5966 | 465.8874 | 3294.7639 | 497.756 | 3369.4707 | 529.7871 | 3442.6518 | 534.4734 |  | 74.0868 | 11.1214 | 76.7415 | 12.5978 | 80.0194 | 14.4687 | 82.7263 | 16.4077 | 85.8329 | 18.4257 | 111.0664 | 20.2852 | 203.376 | 21.6861 | 300.2199 | 23.9387 | 394.5762 | 26.2744 | 519.5215 | 28.6663 | 700.8945 | 31.1264 | 896.0381 | 33.8977 | 1089.6549 | 35.8212 | 1280.7349 | 37.7451 | 1454.6801 | 39.6584 | 1606.9956 | 41.5666 | 1767.0216 | 43.4827 | 1925.335 | 45.3928 | 2082.1838 | 47.285 | 2234.5173 | 49.1777 | 2356.3051 | 51.0688 | 2399.4891 | 52.959 | 2443.5217 | 54.8402 | 2486.5628 | 56.7309 | 2531.2781 | 58.6181 | 2587.8587 | 60.5059 | 2644.3948 | 62.3941 | 2699.4774 | 64.2832 | 2753.122 | 66.1735 | 2806.3124 | 68.0655 | 2854.4381 | 69.9593 | 2883.2517 | 71.8554 |  | 74.0868 | 11.1214 | 131.8592 | 12.5978 | 153.793 | 14.6931 | 176.5672 | 16.8533 | 201.9423 | 19.0982 | 249.71 | 21.2414 | 341.134 | 23.0452 | 437.6472 | 25.5481 | 532.0831 | 28.1428 | 657.3159 | 30.8025 | 843.5874 | 33.5394 | 1056.8137 | 36.5511 | 1268.2232 | 39.1222 | 1477.2761 | 41.7009 | 1669.1635 | 44.2743 | 1836.1314 | 46.8479 | 2007.1405 | 49.437 | 2184.3827 | 52.0256 | 2314.9915 | 54.5993 | 2432.8626 | 57.1797 | 2538.8098 | 59.7635 | 2626.7368 | 62.352 | 2720.6497 | 64.9349 | 2815.6331 | 67.5343 | 2910.709 | 70.135 | 3001.4331 | 72.7407 | 3075.3997 | 75.3521 | 3148.8012 | 77.9694 | 3221.5966 | 80.5929 | 3294.7639 | 83.2228 | 3369.4707 | 85.8593 | 3442.6518 | 88.5027 |  | 74.0868 | 11.1214 | 162.098 | 12.5978 | 205.523 | 16.2259 | 247.8096 | 19.8965 | 292.0994 | 23.6143 | 359.8605 | 27.4166 | 452.6722 | 31.3042 | 554.1442 | 35.2689 | 666.6745 | 39.3258 | 810.1157 | 43.4848 | 1010.4728 | 47.7267 | 1224.8635 | 51.9205 | 1437.6816 | 55.4742 | 1648.2837 | 59.0262 | 1842.2855 | 62.5596 | 2133.9122 | 66.0823 | 2790.4115 | 95.9159 | 3411.5717 | 125.9142 | 4028.8151 | 156.0297 | 4640.697 | 186.309 | 5239.2905 | 216.7443 | 5810.4267 | 247.3394 | 6384.6175 | 278.0508 | 6937.6925 | 308.9707 | 7489.8193 | 340.0328 | 8042.3386 | 371.2547 | 8595.3839 | 402.6374 | 9145.197 | 434.1815 | 9692.5204 | 465.8874 | 10237.5055 | 497.756 | 10627.5639 | 529.7871 | 10697.2954 | 534.4734 |  | 74.0868 | 11.1214 | 162.098 | 12.5978 | 205.523 | 16.2259 | 247.8096 | 19.8965 | 292.0994 | 23.6143 | 364.246 | 27.4159 | 474.5922 | 31.3019 | 589.2079 | 35.2641 | 701.7382 | 39.3174 | 845.1794 | 43.4717 | 1168.5111 | 47.7077 | 1874.5303 | 77.746 | 2578.4678 | 107.3128 | 3279.7547 | 137.0563 | 3963.5872 | 166.9378 | 4622.0955 | 196.969 | 5278.564 | 227.2157 | 5900.0172 | 257.6129 | 6519.2756 | 288.0792 | 7135.0884 | 318.7168 | 7739.0708 | 349.5089 | 8297.6121 | 380.4616 | 8858.5501 | 411.5097 | 9418.0768 | 442.7912 | 9977.662 | 474.2066 | 10344.2888 | 505.7821 | 10411.6365 | 510.4446 | 10479.5541 | 515.1095 | 10544.7097 | 519.7767 | 10613.7196 | 524.4472 | 10683.891 | 529.1206 | 10753.1723 | 533.7974
James St |  | 43.733 | 25.6155 | 74.0606 | 28.8111 | 85.4753 | 36.8295 | 97.3605 | 44.9085 | 110.6057 | 53.0323 | 137.2443 | 61.282 | 190.3722 | 69.5757 | 246.4758 | 78.0415 | 301.3854 | 86.5522 | 374.1656 | 95.2778 | 481.4582 | 104.0448 | 601.7737 | 112.6146 | 721.0601 | 119.7137 | 839.0234 | 126.7346 | 947.1563 | 133.5674 | 1040.9914 | 140.425 | 1137.3345 | 202.6781 | 1237.475 | 264.5751 | 1313.9337 | 326.4301 | 1379.1497 | 387.7285 | 1432.4468 | 448.6986 | 1480.6495 | 509.3469 | 1535.79 | 570.111 | 1595.924 | 630.1887 | 1656.3603 | 690.0947 | 1713.638 | 749.717 | 1758.0177 | 809.0586 | 1801.8602 | 868.1228 | 1845.1273 | 926.9114 | 1888.5751 | 985.4279 | 1933.1185 | 1043.674 | 1976.3623 | 1047.7283 |  | 43.733 | 25.6155 | 45.1327 | 28.8111 | 46.8106 | 32.841 | 48.1677 | 37.015 | 49.6978 | 41.3407 | 64.0357 | 45.2824 | 117.3772 | 48.1217 | 173.4944 | 52.8735 | 228.2362 | 57.7112 | 300.7536 | 62.675 | 405.9618 | 67.7042 | 519.1214 | 73.3548 | 631.5334 | 77.1211 | 742.4091 | 80.8485 | 843.4765 | 84.4669 | 931.3117 | 88.1119 | 1024.1857 | 91.6539 | 1118.7426 | 95.1413 | 1203.9222 | 98.6747 | 1284.8506 | 102.0834 | 1349.7759 | 105.4509 | 1373.4973 | 108.7787 | 1397.5062 | 112.154 | 1420.9983 | 115.4123 | 1444.5971 | 118.6581 | 1491.0782 | 121.8711 | 1538.3764 | 125.0512 | 1585.363 | 128.1997 | 1631.9413 | 131.3177 | 1678.8006 | 134.4065 | 1722.201 | 137.4666 | 1750.4675 | 140.4993 |  | 43.733 | 25.6155 | 74.0606 | 28.8111 | 85.4753 | 33.3504 | 97.3605 | 38.0398 | 110.6057 | 42.8902 | 137.2443 | 47.479 | 190.3722 | 51.2196 | 246.4758 | 56.5317 | 301.3854 | 61.9394 | 374.1656 | 67.49 | 481.4582 | 73.1163 | 601.7737 | 79.2786 | 721.0601 | 84.4261 | 839.0234 | 89.5356 | 947.1563 | 94.5275 | 1040.9914 | 99.5518 | 1137.3345 | 104.4644 | 1237.475 | 109.3178 | 1313.9337 | 114.2273 | 1379.1497 | 118.997 | 1432.4468 | 123.7209 | 1480.6495 | 128.4017 | 1535.79 | 133.1415 | 1595.924 | 137.7457 | 1656.3603 | 142.3386 | 1713.638 | 146.8936 | 1758.0177 | 151.4123 | 1801.8602 | 155.8957 | 1845.1273 | 160.3445 | 1888.5751 | 164.7595 | 1933.1185 | 169.1418 | 1976.3623 | 173.4919 |  | 43.733 | 25.6155 | 89.8885 | 28.8111 | 112.2504 | 36.8295 | 134.4417 | 44.9085 | 157.6369 | 53.0323 | 194.2734 | 61.282 | 248.0316 | 69.5757 | 306.2924 | 78.0415 | 368.4288 | 86.5522 | 448.566 | 95.2778 | 561.6709 | 104.0448 | 682.9607 | 112.6146 | 803.6733 | 119.7137 | 923.2047 | 126.7346 | 1033.3861 | 133.5674 | 1231.843 | 140.425 | 1737.7572 | 202.6781 | 2235.0685 | 264.5751 | 2726.6319 | 326.4301 | 3213.4928 | 387.7285 | 3690.5775 | 448.6986 | 4144.783 | 509.3469 | 4606.4671 | 570.111 | 5051.6934 | 630.1887 | 5496.0913 | 690.0947 | 5940.9271 | 749.717 | 6386.2385 | 809.0586 | 6828.5852 | 868.1228 | 7268.8143 | 926.9114 | 7707.0647 | 985.4279 | 8025.3234 | 1043.674 | 8065.8735 | 1047.7283 |  | 43.733 | 25.6155 | 89.8885 | 28.8111 | 112.2504 | 36.8295 | 134.4417 | 44.9085 | 157.6369 | 53.0323 | 195.9332 | 61.2822 | 256.3278 | 69.5763 | 319.5629 | 78.0428 | 381.6993 | 86.5544 | 461.8365 | 95.2813 | 677.8714 | 104.0498 | 1210.7785 | 168.7251 | 1742.4828 | 231.7373 | 2272.6022 | 294.4979 | 2792.6295 | 356.7226 | 3298.0531 | 418.9472 | 3804.0212 | 480.6021 | 4301.8544 | 541.8747 | 4796.483 | 603.3581 | 5286.7265 | 664.0482 | 5773.647 | 724.4099 | 6224.8071 | 784.4519 | 6676.9508 | 844.8211 | 7127.5793 | 904.3034 | 7578.2247 | 963.6699 | 7879.6929 | 1022.7538 | 7918.0343 | 1027.0818 | 7956.8916 | 1031.3518 | 7993.3707 | 1035.5653 | 8033.2123 | 1039.7251 | 8074.0735 | 1043.832 | 8114.1818 | 1047.8878
Kay St |  | 22.7866 | 8.7345 | 32.6633 | 9.8062 | 36.9504 | 12.5082 | 41.5862 | 15.2073 | 46.8607 | 17.9267 | 54.8484 | 20.6782 | 69.5814 | 23.4553 | 85.1611 | 26.2273 | 100.422 | 29.0593 | 120.6066 | 31.8875 | 152.1008 | 34.7863 | 192.6845 | 37.5647 | 233.0302 | 39.8908 | 272.995 | 42.1317 | 310.0774 | 44.396 | 343.2165 | 46.6247 | 376.9587 | 67.282 | 411.5808 | 87.7 | 445.4667 | 108.0826 | 479.8205 | 128.3518 | 512.394 | 148.6943 | 534.9339 | 168.7549 | 560.8848 | 188.6703 | 588.3071 | 208.6105 | 616.116 | 228.4017 | 641.3643 | 248.0907 | 656.1534 | 267.6785 | 670.5559 | 287.1659 | 684.5267 | 306.5533 | 698.7014 | 325.8417 | 713.8525 | 345.0316 | 727.9605 | 346.3004 |  | 22.7866 | 8.7345 | 23.7201 | 9.8062 | 24.8777 | 11.1536 | 26.0418 | 12.5323 | 27.4448 | 13.9702 | 32.353 | 15.2729 | 47.566 | 16.2142 | 63.334 | 17.7585 | 78.5702 | 19.3634 | 98.62 | 20.9613 | 127.6366 | 22.6197 | 158.9307 | 24.4506 | 189.8681 | 25.6786 | 220.475 | 26.8564 | 248.153 | 28.0535 | 274.2849 | 29.232 | 307.6655 | 30.4013 | 341.3868 | 31.5113 | 376.2607 | 32.6449 | 411.0913 | 33.7653 | 441.6654 | 34.9164 | 461.831 | 36.0102 | 482.4714 | 37.0849 | 502.5962 | 38.1729 | 523.5562 | 39.2397 | 553.4202 | 40.2951 | 583.6051 | 41.339 | 613.3555 | 42.3719 | 642.645 | 43.3941 | 672.0884 | 44.4061 | 698.9473 | 45.4081 | 714.5431 | 46.4004 |  | 22.7866 | 8.7345 | 32.6633 | 9.8062 | 36.9504 | 11.3266 | 41.5862 | 12.8814 | 46.8607 | 14.4983 | 54.8484 | 16.0207 | 69.5814 | 17.2671 | 85.1611 | 18.9985 | 100.422 | 20.7957 | 120.6066 | 22.5875 | 152.1008 | 24.4457 | 192.6845 | 26.4449 | 233.0302 | 28.1323 | 272.995 | 29.7652 | 310.0774 | 31.4197 | 343.2165 | 33.0537 | 376.9587 | 34.6785 | 411.5808 | 36.2361 | 445.4667 | 37.8212 | 479.8205 | 39.3922 | 512.394 | 40.9999 | 534.9339 | 42.5416 | 560.8848 | 44.0613 | 588.3071 | 45.5978 | 616.116 | 47.11 | 641.3643 | 48.6089 | 656.1534 | 50.095 | 670.5559 | 51.5687 | 684.5267 | 53.03 | 698.7014 | 54.4794 | 713.8525 | 55.9171 | 727.9605 | 57.3434 |  | 22.7866 | 8.7345 | 37.743 | 9.8062 | 46.0506 | 12.5082 | 54.2517 | 15.2073 | 63.2617 | 17.9267 | 76.3078 | 20.6782 | 92.0369 | 23.4553 | 110.3511 | 26.2273 | 135.2384 | 29.0593 | 165.1362 | 31.8875 | 204.1748 | 34.7863 | 245.5751 | 37.5647 | 287.0534 | 39.8908 | 328.2581 | 42.1317 | 367.0927 | 44.396 | 523.7603 | 46.6247 | 1046.2663 | 67.282 | 1581.9648 | 87.7 | 2122.4974 | 108.0826 | 2661.8409 | 128.3518 | 3190.5163 | 148.6943 | 3694.3055 | 168.7549 | 4205.3778 | 188.6703 | 4696.4299 | 208.6105 | 5186.3936 | 228.4017 | 5676.5307 | 248.0907 | 6167.1258 | 267.6785 | 6654.4324 | 287.1659 | 7139.2934 | 306.5533 | 7621.9443 | 325.8417 | 7947.7374 | 345.0316 | 7959.2425 | 346.3004 |  | 22.7866 | 8.7345 | 37.743 | 9.8062 | 46.0506 | 12.5082 | 54.2517 | 15.2073 | 63.2617 | 17.9267 | 78.6005 | 20.6784 | 103.4967 | 23.4561 | 128.6824 | 26.229 | 153.5698 | 29.0623 | 183.4676 | 31.8922 | 344.6606 | 34.793 | 874.5022 | 56.2918 | 1403.8392 | 77.2361 | 1932.4843 | 97.9273 | 2457.9607 | 118.6024 | 2979.1683 | 139.1429 | 3502.323 | 159.5943 | 4041.6399 | 179.6792 | 4582.3994 | 199.8463 | 5125.8284 | 219.9053 | 5665.3189 | 240.155 | 6164.2238 | 260.005 | 6663.7439 | 279.6958 | 7161.1534 | 299.4752 | 7658.489 | 319.0828 | 7932.2318 | 338.5882 | 7942.6536 | 339.9606 | 7953.5376 | 341.3113 | 7962.6074 | 342.6409 | 7974.3088 | 343.9504 | 7986.9178 | 345.2402 | 7998.7882 | 346.5108
Kendal |  | 63.7638 | 20.4612 | 94.1525 | 22.9716 | 106.4781 | 29.3379 | 119.4168 | 35.6238 | 134.024 | 41.8742 | 160.415 | 48.2224 | 211.4773 | 54.569 | 265.452 | 61.022 | 318.3075 | 67.4771 | 388.1931 | 74.0037 | 505.9877 | 80.5968 | 680.9573 | 87.012 | 855.0085 | 92.267 | 1027.7346 | 97.4419 | 1190.7413 | 102.5469 | 1340.1832 | 107.5642 | 1491.9225 | 155.0432 | 1647.0396 | 201.937 | 1831.1858 | 248.6146 | 2026.7185 | 294.952 | 2205.8244 | 340.6109 | 2315.836 | 386.2264 | 2408.7344 | 431.4504 | 2485.3076 | 476.243 | 2562.214 | 520.7335 | 2632.9076 | 564.8945 | 2678.1806 | 608.7327 | 2722.4452 | 652.2548 | 2765.6614 | 695.4661 | 2809.2975 | 738.373 | 2855.1323 | 780.98 | 2898.5852 | 782.9938 |  | 63.7638 | 20.4612 | 65.9282 | 22.9716 | 68.5654 | 26.1607 | 70.9455 | 29.3952 | 73.7591 | 32.7108 | 88.6616 | 35.7353 | 140.1205 | 37.8758 | 194.0912 | 41.5101 | 246.5248 | 45.1926 | 315.835 | 48.9119 | 416.2984 | 52.7064 | 524.5977 | 56.9665 | 632.0625 | 59.7494 | 738.2637 | 62.492 | 834.8237 | 65.2003 | 934.6377 | 67.8628 | 1090.6477 | 70.5016 | 1255.481 | 73.0235 | 1423.1359 | 75.5769 | 1594.7074 | 78.0983 | 1757.6812 | 80.5065 | 1896.0759 | 82.9582 | 2036.9415 | 85.3653 | 2174.2181 | 87.7224 | 2308.8552 | 90.0551 | 2393.3104 | 92.3583 | 2480.199 | 94.6322 | 2567.1624 | 96.8781 | 2654.1373 | 99.0968 | 2742.5597 | 101.2896 | 2824.8065 | 103.4568 | 2876.5774 | 105.5998 |  | 63.7638 | 20.4612 | 94.1525 | 22.9716 | 106.4781 | 26.5665 | 119.4168 | 30.1752 | 134.024 | 33.866 | 160.415 | 37.3609 | 211.4773 | 40.1721 | 265.452 | 44.2031 | 318.3075 | 48.2887 | 388.1931 | 52.4205 | 505.9877 | 56.6385 | 680.9573 | 61.2548 | 855.0085 | 65.0697 | 1027.7346 | 68.8408 | 1190.7413 | 72.5739 | 1340.1832 | 76.2558 | 1491.9225 | 79.9124 | 1647.0396 | 83.4368 | 1831.1858 | 86.9974 | 2026.7185 | 90.5232 | 2205.8244 | 93.9176 | 2315.836 | 97.3642 | 2408.7344 | 100.7592 | 2485.3076 | 104.0965 | 2562.214 | 107.4062 | 2632.9076 | 110.6809 | 2678.1806 | 113.922 | 2722.4452 | 117.1306 | 2765.6614 | 120.3072 | 2809.2975 | 123.4529 | 2855.1323 | 126.5686 | 2898.5852 | 129.6549 |  | 63.7638 | 20.4612 | 109.8521 | 22.9716 | 133.623 | 29.3379 | 157.1328 | 35.6238 | 182.3626 | 41.8742 | 220.8327 | 48.2224 | 273.7923 | 54.569 | 345.6442 | 61.022 | 465.8592 | 67.4771 | 603.339 | 74.0037 | 772.5785 | 80.5968 | 949.885 | 87.012 | 1126.8659 | 92.267 | 1302.8138 | 97.4419 | 1470.0422 | 102.5469 | 1762.1202 | 107.5642 | 2470.7698 | 155.0432 | 3188.2931 | 201.937 | 3901.3524 | 248.6146 | 4607.7602 | 294.952 | 5297.5817 | 340.6109 | 5951.8692 | 386.2264 | 6569.4449 | 431.4504 | 7160.168 | 476.243 | 7751.1494 | 520.7335 | 8344.259 | 564.8945 | 8939.3411 | 608.7327 | 9531.7307 | 652.2548 | 10122.4476 | 695.4661 | 10711.2568 | 738.373 | 11285.4358 | 780.98 | 11338.8797 | 782.9938 |  | 63.7638 | 20.4612 | 109.8521 | 22.9716 | 133.623 | 29.3379 | 157.1328 | 35.6238 | 182.3626 | 41.8742 | 237.3645 | 48.2195 | 356.3704 | 54.5597 | 477.6634 | 61.0025 | 597.8784 | 67.4432 | 735.3581 | 73.9511 | 1043.3149 | 80.5207 | 1775.2166 | 130.2023 | 2506.0726 | 178.3408 | 3235.4209 | 226.0441 | 3954.8624 | 273.3579 | 4660.5017 | 320.2495 | 5368.2095 | 366.8358 | 6081.1097 | 412.6173 | 6792.6847 | 458.3962 | 7502.7415 | 503.8557 | 8162.2689 | 548.4409 | 8759.4149 | 593.1979 | 9358.8728 | 637.542 | 9957.0691 | 681.4221 | 10556.6612 | 725.0271 | 11267.4297 | 768.3132 | 11312.6648 | 770.4242 | 11360.2756 | 772.5114 | 11397.2944 | 774.5746 | 11449.3303 | 776.615 | 11506.1434 | 778.6321 | 11559.2312 | 780.6263
Keswick |  | 29.9606 | 16.3102 | 44.34 | 18.3113 | 50.0951 | 23.4104 | 55.6547 | 28.4517 | 61.917 | 33.501 | 74.8316 | 38.6064 | 100.8336 | 43.7575 | 128.2644 | 48.9113 | 155.182 | 54.1672 | 190.7558 | 59.434 | 250.4648 | 64.7548 | 338.5136 | 69.9367 | 426.0726 | 74.1883 | 512.9502 | 78.3748 | 594.9091 | 82.509 | 669.9593 | 86.5739 | 746.2033 | 124.6948 | 824.1994 | 162.616 | 917.9566 | 200.2542 | 1016.2915 | 237.3979 | 1104.139 | 274.4774 | 1158.8788 | 311.3017 | 1203.7305 | 347.4752 | 1240.1751 | 383.7219 | 1276.7753 | 419.5945 | 1310.6296 | 455.2013 | 1333.2001 | 490.5471 | 1355.2993 | 525.6363 | 1376.9031 | 560.4725 | 1398.6511 | 595.0602 | 1421.3318 | 629.4024 | 1442.9044 | 631.0255 |  | 29.9606 | 16.3102 | 30.911 | 18.3113 | 32.0497 | 20.8751 | 32.7402 | 23.4699 | 33.5725 | 26.155 | 40.584 | 28.5868 | 66.4038 | 30.3423 | 93.6726 | 33.235 | 120.3454 | 36.2341 | 155.6613 | 39.2311 | 206.8422 | 42.2888 | 261.9007 | 45.7233 | 316.5632 | 47.9733 | 370.5096 | 50.1903 | 419.5861 | 52.3819 | 469.9822 | 54.5374 | 548.9121 | 56.6147 | 633.1457 | 58.7134 | 716.3552 | 60.7806 | 801.0893 | 62.7601 | 881.9419 | 64.7725 | 951.3066 | 66.7586 | 1021.6951 | 68.6404 | 1090.0828 | 70.5671 | 1156.2995 | 72.4477 | 1191.5334 | 74.3042 | 1227.3069 | 76.1367 | 1262.7512 | 77.9462 | 1297.7967 | 79.7334 | 1332.9994 | 81.4991 | 1365.5027 | 83.2439 | 1386.1924 | 84.9685 |  | 29.9606 | 16.3102 | 44.34 | 18.3113 | 50.0951 | 21.1989 | 55.6547 | 24.1 | 61.917 | 27.0941 | 74.8316 | 29.9108 | 100.8336 | 32.213 | 128.2644 | 35.4304 | 155.182 | 38.7638 | 190.7558 | 42.1 | 250.4648 | 45.5057 | 338.5136 | 49.2341 | 426.0726 | 52.3201 | 512.9502 | 55.3703 | 594.9091 | 58.3928 | 669.9593 | 61.375 | 746.2033 | 64.2703 | 824.1994 | 67.1901 | 917.9566 | 70.0747 | 1016.2915 | 72.8593 | 1104.139 | 75.6824 | 1158.8788 | 78.4763 | 1203.7305 | 81.148 | 1240.1751 | 83.8733 | 1276.7753 | 86.5453 | 1310.6296 | 89.1885 | 1333.2001 | 91.8041 | 1355.2993 | 94.3927 | 1376.9031 | 96.955 | 1398.6511 | 99.4916 | 1421.3318 | 102.0034 | 1442.9044 | 104.4907 |  | 29.9606 | 16.3102 | 51.8232 | 18.3113 | 63.0116 | 23.4104 | 73.3761 | 28.4517 | 84.3781 | 33.501 | 101.9167 | 38.6064 | 128.4366 | 43.7575 | 164.7005 | 48.9113 | 224.8697 | 54.1672 | 293.85 | 59.434 | 378.968 | 64.7548 | 468.0789 | 69.9367 | 557.0145 | 74.1883 | 645.505 | 78.3748 | 729.3302 | 82.509 | 854.4963 | 86.5739 | 1125.1702 | 124.6948 | 1398.0313 | 162.616 | 1666.2945 | 200.2542 | 1930.3924 | 237.3979 | 2187.6155 | 274.4774 | 2429.9273 | 311.3017 | 2650.6146 | 347.4752 | 2860.9245 | 383.7219 | 3070.8942 | 419.5945 | 3281.2462 | 455.2013 | 3491.8898 | 490.5471 | 3700.9805 | 525.6363 | 3908.8516 | 560.4725 | 4115.6283 | 595.0602 | 4276.3117 | 629.4024 | 4294.8965 | 631.0255 |  | 29.9606 | 16.3102 | 51.8232 | 18.3113 | 63.0116 | 23.4104 | 73.3761 | 28.4517 | 84.3781 | 33.501 | 110.0811 | 38.6047 | 169.2144 | 43.7522 | 229.887 | 48.9002 | 290.0562 | 54.1479 | 359.0365 | 59.4039 | 492.6453 | 64.7114 | 775.6439 | 104.6876 | 1058.0498 | 143.4561 | 1339.6617 | 181.8983 | 1616.1905 | 220.0583 | 1885.6033 | 257.9025 | 2155.6072 | 295.212 | 2424.9546 | 332.4894 | 2693.0021 | 369.4825 | 2958.2403 | 405.8287 | 3197.3198 | 442.2835 | 3410.8406 | 478.4896 | 3624.6742 | 513.8595 | 3837.6416 | 549.484 | 4050.6511 | 584.6911 | 4232.3757 | 619.6392 | 4248.5197 | 621.3752 | 4264.9486 | 623.0856 | 4279.3702 | 624.7705 | 4296.4653 | 626.431 | 4314.2173 | 628.0672 | 4331.5496 | 629.6795
Kingsway |  | 0 | 0.36322 | 0 | 0.40927 | 0 | 0.5246 | 0 | 0.64131 | 0 | 0.75859 | 0 | 0.87806 | 0 | 0.99948 | 0 | 1.1225 | 0 | 1.2476 | 0 | 1.375 | 0 | 1.5048 | 0 | 1.6315 | 0 | 1.7373 | 0 | 1.8423 | 0 | 1.9468 | 0 | 2.0511 | 0 | 2.9681 | 0 | 3.8848 | 0 | 4.8011 | 0 | 5.7201 | 0 | 6.637 | 0 | 7.5571 | 0 | 8.473 | 0 | 9.3928 | 0 | 10.3119 | 0 | 11.2314 | 0 | 12.1512 | 0 | 13.0714 | 0 | 13.9921 | 0 | 14.9132 | 0 | 15.8348 | 0 | 15.9366 |  | 0 | 0.36322 | 0 | 0.40927 | 0 | 0.46778 | 0 | 0.52862 | 0 | 0.5914 | 0 | 0.6489 | 0 | 0.69139 | 0 | 0.76062 | 0 | 0.83201 | 0 | 0.9047 | 0 | 0.9794 | 0 | 1.063 | 0 | 1.1195 | 0 | 1.1756 | 0 | 1.2314 | 0 | 1.2873 | 0 | 1.3426 | 0 | 1.3973 | 0 | 1.4517 | 0 | 1.5064 | 0 | 1.5602 | 0 | 1.6143 | 0 | 1.6672 | 0 | 1.7206 | 0 | 1.7735 | 0 | 1.8262 | 0 | 1.8786 | 0 | 1.9308 | 0 | 1.9828 | 0 | 2.0346 | 0 | 2.0862 | 0 | 2.1376 |  | 0 | 0.36322 | 0 | 0.40927 | 0 | 0.47504 | 0 | 0.54322 | 0 | 0.61351 | 0 | 0.68029 | 0 | 0.73579 | 0 | 0.8131 | 0 | 0.89279 | 0 | 0.974 | 0 | 1.0575 | 0 | 1.1485 | 0 | 1.2252 | 0 | 1.3016 | 0 | 1.3777 | 0 | 1.4541 | 0 | 1.5298 | 0 | 1.6051 | 0 | 1.6801 | 0 | 1.7556 | 0 | 1.83 | 0 | 1.9051 | 0 | 1.9787 | 0 | 2.0531 | 0 | 2.1269 | 0 | 2.2006 | 0 | 2.2741 | 0 | 2.3473 | 0 | 2.4205 | 0 | 2.4934 | 0 | 2.5662 | 0 | 2.6389 |  | 0 | 0.36322 | 0 | 0.40927 | 0 | 0.5246 | 0 | 0.64131 | 0 | 0.75859 | 0 | 0.87806 | 0 | 0.99948 | 0 | 1.1225 | 0 | 1.2476 | 0 | 1.375 | 0 | 1.5048 | 0 | 1.6315 | 0 | 1.7373 | 0 | 1.8423 | 0 | 1.9468 | 0 | 2.0511 | 0 | 2.9681 | 0 | 3.8848 | 0 | 4.8011 | 0 | 5.7201 | 0 | 6.637 | 0 | 7.5571 | 0 | 8.473 | 0 | 9.3928 | 0 | 10.3119 | 0 | 11.2314 | 0 | 12.1512 | 0 | 13.0714 | 0 | 13.9921 | 0 | 14.9132 | 0 | 15.8348 | 0 | 15.9366 |  | 0 | 0.36322 | 0 | 0.40927 | 0 | 0.5246 | 0 | 0.64131 | 0 | 0.75859 | 0 | 0.87806 | 0 | 0.99948 | 0 | 1.1225 | 0 | 1.2476 | 0 | 1.375 | 0 | 1.5048 | 0 | 2.4443 | 0 | 3.3628 | 0 | 4.2808 | 0 | 5.1988 | 0 | 6.1187 | 0 | 7.0376 | 0 | 7.9555 | 0 | 8.8732 | 0 | 9.7956 | 0 | 10.714 | 0 | 11.6374 | 0 | 12.5542 | 0 | 13.4767 | 0 | 14.398 | 0 | 15.3197 | 0 | 15.4237 | 0 | 15.5272 | 0 | 15.6302 | 0 | 15.7328 | 0 | 15.8351 | 0 | 15.9369
Kinkry Hill |  | 2.3655 | 1.5566 | 2.5629 | 1.7508 | 2.7282 | 2.2381 | 2.8365 | 2.7291 | 2.9716 | 3.2228 | 3.1656 | 3.7241 | 3.4509 | 4.2281 | 3.7621 | 4.7426 | 4.0689 | 5.2598 | 4.4596 | 5.79 | 8.3454 | 6.3228 | 22.1911 | 6.8436 | 36.036 | 7.275 | 49.8636 | 7.7016 | 63.5975 | 8.1169 | 77.2614 | 8.5336 | 90.924 | 12.3167 | 104.5713 | 16.0782 | 129.4211 | 19.8371 | 158.9163 | 23.5622 | 186.8387 | 27.2673 | 200.9428 | 30.9529 | 208.5216 | 34.6455 | 210.3694 | 38.2964 | 212.2419 | 41.9369 | 213.9106 | 45.5601 | 214.3773 | 49.1663 | 214.7752 | 52.7556 | 215.1078 | 56.3282 | 215.4352 | 59.8842 | 215.8374 | 63.4238 | 216.1174 | 63.6702 |  | 2.3655 | 1.5566 | 2.4377 | 1.7508 | 2.5329 | 1.9957 | 2.5893 | 2.2494 | 2.6596 | 2.5123 | 2.7767 | 2.7518 | 3.0188 | 2.9243 | 3.2866 | 3.2131 | 3.551 | 3.5071 | 3.9032 | 3.8087 | 4.4181 | 4.1144 | 4.9911 | 4.4578 | 5.5646 | 4.6866 | 6.1528 | 4.9131 | 6.6732 | 5.133 | 10.5627 | 5.3545 | 25.8235 | 5.5698 | 42.8634 | 5.7817 | 62.0454 | 5.9964 | 82.9539 | 6.2036 | 105.3643 | 6.4082 | 130.9186 | 6.6105 | 156.9415 | 6.8156 | 182.2643 | 7.0136 | 206.972 | 7.2108 | 210.6874 | 7.4061 | 214.705 | 7.5993 | 218.8592 | 7.7907 | 223.1195 | 7.9801 | 227.5026 | 8.1679 | 231.5905 | 8.3538 | 234.1317 | 8.5381 |  | 2.3655 | 1.5566 | 2.5629 | 1.7508 | 2.7282 | 2.0267 | 2.8365 | 2.3117 | 2.9716 | 2.6064 | 3.1656 | 2.8853 | 3.4509 | 3.1126 | 3.7621 | 3.4354 | 4.0689 | 3.764 | 4.4596 | 4.1013 | 8.3454 | 4.4433 | 22.1911 | 4.8177 | 36.036 | 5.1306 | 49.8636 | 5.4411 | 63.5975 | 5.7444 | 77.2614 | 6.0497 | 90.924 | 6.3483 | 104.5713 | 6.6432 | 129.4211 | 6.9416 | 158.9163 | 7.2314 | 186.8387 | 7.5185 | 200.9428 | 7.8029 | 208.5216 | 8.091 | 210.3694 | 8.3708 | 212.2419 | 8.6499 | 213.9106 | 8.9267 | 214.3773 | 9.2013 | 214.7752 | 9.4737 | 215.1078 | 9.7441 | 215.4352 | 10.0124 | 215.8374 | 10.2787 | 216.1174 | 10.5431 |  | 2.3655 | 1.5566 | 2.664 | 1.7508 | 2.965 | 2.2381 | 3.1354 | 2.7291 | 3.3498 | 3.2228 | 3.6422 | 3.7241 | 4.0143 | 4.2281 | 7.7353 | 4.7426 | 21.3471 | 5.2598 | 35.0567 | 5.79 | 48.9556 | 6.3228 | 62.9128 | 6.8436 | 76.8873 | 7.275 | 90.8636 | 7.7016 | 104.7493 | 8.1169 | 118.8607 | 8.5336 | 134.3152 | 12.3167 | 152.0968 | 16.0782 | 169.3506 | 19.8371 | 185.9986 | 23.5622 | 201.6677 | 27.2673 | 215.6547 | 30.9529 | 218.6033 | 34.6455 | 220.2909 | 38.2964 | 222.0948 | 41.9369 | 224.1183 | 45.5601 | 226.2359 | 49.1663 | 228.3642 | 52.7556 | 230.5062 | 56.3282 | 232.633 | 59.8842 | 247.264 | 63.4238 | 247.6351 | 63.6702 |  | 2.3655 | 1.5566 | 2.664 | 1.7508 | 2.965 | 2.2381 | 3.1354 | 2.7291 | 3.3498 | 3.2228 | 6.9572 | 3.7241 | 20.5718 | 4.2281 | 34.2037 | 4.7426 | 47.8155 | 5.2599 | 61.5251 | 5.7902 | 75.7321 | 6.3231 | 90.9213 | 10.2534 | 106.1258 | 14.0826 | 121.3304 | 17.8966 | 136.4422 | 21.6779 | 151.4717 | 25.4593 | 166.6404 | 29.2061 | 182.9171 | 32.9296 | 199.3029 | 36.6659 | 215.7582 | 40.354 | 221.3432 | 44.0222 | 223.0163 | 47.6709 | 224.736 | 51.3396 | 226.4619 | 54.9543 | 228.3044 | 58.562 | 262.8889 | 62.1525 | 262.4108 | 62.4155 | 262.0258 | 62.675 | 260.9145 | 62.931 | 260.7491 | 63.1838 | 260.8038 | 63.4334 | 260.7079 | 63.6799
Kirkby Lonsdale |  | 13.7453 | 8.1119 | 18.6539 | 9.1097 | 20.7886 | 11.636 | 22.6984 | 14.1412 | 24.8727 | 16.6384 | 29.0888 | 19.1803 | 37.1339 | 21.7304 | 45.6333 | 24.3233 | 53.9848 | 26.9307 | 64.9747 | 29.5641 | 89.7745 | 32.2284 | 142.3759 | 34.8209 | 194.8301 | 36.9577 | 247.0483 | 39.0545 | 297.6638 | 41.1195 | 346.1673 | 43.1444 | 395.0024 | 62.2066 | 444.2988 | 81.0733 | 519.6152 | 99.8408 | 605.7687 | 118.4811 | 686.3687 | 136.9068 | 730.0118 | 155.281 | 757.8681 | 173.5315 | 771.9597 | 191.6114 | 786.1325 | 209.5846 | 799.0251 | 227.4363 | 806.348 | 245.169 | 813.4248 | 262.7849 | 820.2492 | 280.286 | 827.1298 | 297.6744 | 834.4522 | 314.9519 | 841.2262 | 315.8634 |  | 13.7453 | 8.1119 | 14.1921 | 9.1097 | 14.7433 | 10.3759 | 15.0377 | 11.6664 | 15.4055 | 12.9927 | 17.6405 | 14.2064 | 25.5474 | 15.0735 | 33.9271 | 16.5341 | 42.1311 | 18.0225 | 52.9866 | 19.5235 | 68.7126 | 21.0571 | 85.6738 | 22.7764 | 102.4888 | 23.9103 | 119.1373 | 25.0227 | 134.2375 | 26.1187 | 156.3883 | 27.1931 | 208.8095 | 28.2584 | 265.8856 | 29.2876 | 327.8958 | 30.3197 | 393.8998 | 31.3394 | 461.5147 | 32.3255 | 531.399 | 33.3181 | 602.4737 | 34.2982 | 671.5825 | 35.2569 | 738.826 | 36.207 | 755.2727 | 37.1456 | 772.2106 | 38.073 | 789.1434 | 38.9895 | 806.0147 | 39.8955 | 823.0644 | 40.7915 | 838.7641 | 41.6776 | 848.3132 | 42.5544 |  | 13.7453 | 8.1119 | 18.6539 | 9.1097 | 20.7886 | 10.5368 | 22.6984 | 11.9783 | 24.8727 | 13.4564 | 29.0888 | 14.8602 | 37.1339 | 15.9973 | 45.6333 | 17.6193 | 53.9848 | 19.2724 | 64.9747 | 20.9417 | 89.7745 | 22.6482 | 142.3759 | 24.5133 | 194.8301 | 26.0638 | 247.0483 | 27.5913 | 297.6638 | 29.1009 | 346.1673 | 30.5865 | 395.0024 | 32.0626 | 444.2988 | 33.4981 | 519.6152 | 34.9372 | 605.7687 | 36.3628 | 686.3687 | 37.7497 | 730.0118 | 39.1449 | 757.8681 | 40.5258 | 771.9597 | 41.8821 | 786.1325 | 43.2288 | 799.0251 | 44.5621 | 806.348 | 45.8825 | 813.4248 | 47.1904 | 820.2492 | 48.4861 | 827.1298 | 49.7699 | 834.4522 | 51.0423 | 841.2262 | 52.3034 |  | 13.7453 | 8.1119 | 21.1948 | 9.1097 | 25.3073 | 11.636 | 28.8177 | 14.1412 | 32.6086 | 16.6384 | 38.4442 | 19.1803 | 46.815 | 21.7304 | 64.6006 | 24.3233 | 108.7996 | 26.9307 | 155.7088 | 29.5641 | 207.5903 | 32.2284 | 260.7162 | 34.8209 | 313.833 | 36.9577 | 366.8256 | 39.0545 | 418.3201 | 41.1195 | 487.6035 | 43.1444 | 617.5623 | 62.2066 | 752.8843 | 81.0733 | 886.8178 | 99.8408 | 1018.5843 | 118.4811 | 1146.0104 | 136.9068 | 1264.683 | 155.281 | 1355.8664 | 173.5315 | 1440.7341 | 191.6114 | 1525.5648 | 209.5846 | 1610.7408 | 227.4363 | 1696.1143 | 245.169 | 1780.8732 | 262.7849 | 1865.1512 | 280.286 | 1948.976 | 297.6744 | 2025.0156 | 314.9519 | 2030.6784 | 315.8634 |  | 13.7453 | 8.1119 | 21.1948 | 9.1097 | 25.3073 | 11.636 | 28.8177 | 14.1412 | 32.6086 | 16.6384 | 47.3368 | 19.1794 | 91.2302 | 21.7274 | 135.6016 | 24.317 | 179.8007 | 26.9197 | 226.7099 | 29.547 | 298.6053 | 32.2037 | 431.752 | 52.1168 | 564.7245 | 71.454 | 697.4316 | 90.626 | 828.4716 | 109.6493 | 957.3003 | 128.5013 | 1086.5761 | 147.2416 | 1218.3182 | 165.7277 | 1350.3231 | 184.1697 | 1482.2304 | 202.4922 | 1585.2796 | 220.5508 | 1671.5163 | 238.6137 | 1757.8688 | 256.5558 | 1843.8506 | 274.3091 | 1929.9517 | 291.9673 | 2032.0106 | 309.5076 | 2035.9089 | 310.4654 | 2040.0126 | 311.4123 | 2042.6699 | 312.3484 | 2047.2514 | 313.2742 | 2052.3024 | 314.1896 | 2057.0527 | 315.0948
Kirkby Moor |  | 4.7187 | 2.923 | 6.715 | 3.2777 | 7.5416 | 4.1811 | 8.3145 | 5.0753 | 9.1864 | 5.9624 | 10.8424 | 6.8605 | 13.9033 | 7.7586 | 17.1368 | 8.6682 | 20.3125 | 9.5787 | 24.5028 | 10.4978 | 32.8001 | 11.4248 | 48.2199 | 12.3251 | 63.5882 | 13.0595 | 78.8745 | 13.7814 | 93.563 | 14.4921 | 107.4433 | 15.1891 | 121.4597 | 21.876 | 135.6687 | 28.4884 | 155.6638 | 35.0445 | 178.3514 | 41.5414 | 199.6804 | 47.9638 | 211.498 | 54.3408 | 219.9849 | 60.6767 | 225.6054 | 66.9264 | 231.2678 | 73.1314 | 236.4324 | 79.2816 | 239.3433 | 85.3777 | 242.1509 | 91.4208 | 244.8531 | 97.4116 | 247.5741 | 103.3509 | 250.4699 | 109.2394 | 253.1411 | 109.445 |  | 4.7187 | 2.923 | 4.871 | 3.2777 | 5.0566 | 3.7283 | 5.1637 | 4.1872 | 5.2938 | 4.6563 | 6.138 | 5.0819 | 9.1503 | 5.3825 | 12.3392 | 5.8932 | 15.4602 | 6.4113 | 19.5936 | 6.9338 | 25.5888 | 7.4661 | 32.0555 | 8.0635 | 38.4671 | 8.4509 | 44.8171 | 8.8319 | 50.5846 | 9.2073 | 57.8276 | 9.5756 | 72.4684 | 9.9399 | 88.1327 | 10.2939 | 105.3554 | 10.645 | 123.5734 | 10.9909 | 141.7637 | 11.3278 | 159.4252 | 11.6628 | 177.3679 | 11.9958 | 194.786 | 12.3179 | 211.6843 | 12.6373 | 218.2353 | 12.952 | 225.0338 | 13.2622 | 231.867 | 13.5679 | 238.7068 | 13.8693 | 245.642 | 14.1666 | 252.0332 | 14.4598 | 255.889 | 14.7491 |  | 4.7187 | 2.923 | 6.715 | 3.2777 | 7.5416 | 3.7862 | 8.3145 | 4.299 | 9.1864 | 4.8221 | 10.8424 | 5.3153 | 13.9033 | 5.7116 | 17.1368 | 6.2791 | 20.3125 | 6.8548 | 24.5028 | 7.4361 | 32.8001 | 8.0287 | 48.2199 | 8.6766 | 63.5882 | 9.21 | 78.8745 | 9.7363 | 93.563 | 10.2563 | 107.4433 | 10.768 | 121.4597 | 11.2753 | 135.6687 | 11.7709 | 155.6638 | 12.2631 | 178.3514 | 12.7494 | 199.6804 | 13.2252 | 211.498 | 13.6988 | 219.9849 | 14.1702 | 225.6054 | 14.6287 | 231.2678 | 15.0841 | 236.4324 | 15.5338 | 239.3433 | 15.9781 | 242.1509 | 16.4172 | 244.8531 | 16.851 | 247.5741 | 17.2798 | 250.4699 | 17.7038 | 253.1411 | 18.1229 |  | 4.7187 | 2.923 | 7.7414 | 3.2777 | 9.3307 | 4.1811 | 10.7535 | 5.0753 | 12.2713 | 5.9624 | 14.5675 | 6.8605 | 17.7364 | 7.7586 | 23.3291 | 8.6682 | 35.5159 | 9.5787 | 48.748 | 10.4978 | 63.8959 | 11.4248 | 79.5312 | 12.3251 | 95.1685 | 13.0595 | 110.7699 | 13.7814 | 125.8148 | 14.4921 | 149.6493 | 15.1891 | 202.5019 | 21.876 | 256.648 | 28.4884 | 310.7997 | 35.0445 | 364.4539 | 41.5414 | 416.6299 | 47.9638 | 465.6214 | 54.3408 | 508.2731 | 60.6767 | 548.6349 | 66.9264 | 588.9817 | 73.1314 | 629.4956 | 79.2816 | 670.1034 | 85.3777 | 710.4308 | 91.4208 | 750.5373 | 97.4116 | 790.4399 | 103.3509 | 826.8856 | 109.2394 | 829.1097 | 109.445 |  | 4.7187 | 2.923 | 7.7414 | 3.2777 | 9.3307 | 4.1811 | 10.7535 | 5.0753 | 12.2713 | 5.9624 | 16.7933 | 6.8601 | 28.8534 | 7.7575 | 41.1005 | 8.6658 | 53.2873 | 9.5746 | 66.5195 | 10.4914 | 91.3099 | 11.4156 | 145.4978 | 18.4461 | 199.6229 | 25.2478 | 253.6543 | 31.9775 | 307.0605 | 38.6415 | 359.6195 | 45.2352 | 412.3378 | 51.7749 | 465.7853 | 58.2291 | 519.4245 | 64.6372 | 573.2688 | 70.9889 | 619.9935 | 77.2583 | 661.0166 | 83.4927 | 702.0855 | 89.6951 | 742.977 | 95.7984 | 783.93 | 101.8636 | 832.4408 | 107.8753 | 833.8269 | 108.1008 | 835.3122 | 108.3217 | 836.117 | 108.5381 | 837.8332 | 108.7502 | 839.7759 | 108.9579 | 841.5764 | 109.1613
Kirkby Stephen |  | 24.167 | 10.343 | 29.4951 | 11.612 | 32.1998 | 14.8584 | 34.4769 | 18.1135 | 37.1218 | 21.3827 | 41.9175 | 24.6993 | 50.689 | 28.0554 | 60.0112 | 31.4542 | 69.17 | 34.8985 | 81.1789 | 38.3961 | 122.7242 | 41.8642 | 237.7212 | 45.3271 | 352.5885 | 48.1993 | 467.1642 | 50.9441 | 579.8107 | 53.7548 | 690.1654 | 56.5298 | 800.8312 | 81.5304 | 911.8612 | 106.5529 | 1101.0309 | 131.2437 | 1322.4747 | 156.067 | 1531.0557 | 180.4671 | 1638.9969 | 204.6973 | 1701.6354 | 229.1626 | 1724.5757 | 253.1706 | 1747.7313 | 277.1344 | 1768.6758 | 300.9642 | 1777.9595 | 324.6609 | 1786.6274 | 348.2253 | 1794.6985 | 371.6581 | 1802.7763 | 394.9605 | 1811.6466 | 418.1327 | 1819.3452 | 419.581 |  | 24.167 | 10.343 | 24.9153 | 11.612 | 25.8685 | 13.2492 | 26.4429 | 14.9262 | 27.1473 | 16.6614 | 29.7907 | 18.2399 | 38.2131 | 19.3903 | 47.1908 | 21.2927 | 55.9884 | 23.2484 | 67.6543 | 25.233 | 84.5973 | 27.2144 | 102.9601 | 29.4945 | 121.2169 | 31.0178 | 139.3947 | 32.464 | 155.8319 | 33.9569 | 194.9311 | 35.4313 | 316.669 | 36.828 | 451.3954 | 38.2732 | 600.6861 | 39.6279 | 761.931 | 41.0433 | 931.9685 | 42.3638 | 1119.4696 | 43.6659 | 1310.3272 | 45.0296 | 1495.9879 | 46.3119 | 1676.9595 | 47.5968 | 1712.9588 | 48.8672 | 1751.262 | 50.123 | 1790.4493 | 51.3649 | 1830.2833 | 52.5933 | 1871.0406 | 53.8087 | 1908.9408 | 55.0112 | 1932.515 | 56.2015 |  | 24.167 | 10.343 | 29.4951 | 11.612 | 32.1998 | 13.4548 | 34.4769 | 15.343 | 37.1218 | 17.2934 | 41.9175 | 19.1361 | 50.689 | 20.6535 | 60.0112 | 22.7848 | 69.17 | 24.9745 | 81.1789 | 27.1979 | 122.7242 | 29.4196 | 237.7212 | 31.9094 | 352.5885 | 33.9918 | 467.1642 | 35.991 | 579.8107 | 38.043 | 690.1654 | 40.0758 | 800.8312 | 42.0224 | 911.8612 | 44.0258 | 1101.0309 | 45.9259 | 1322.4747 | 47.8982 | 1531.0557 | 49.7607 | 1638.9969 | 51.6023 | 1701.6354 | 53.5177 | 1724.5757 | 55.3376 | 1747.7313 | 57.1616 | 1768.6758 | 58.9685 | 1777.9595 | 60.7591 | 1786.6274 | 62.5336 | 1794.6985 | 64.2924 | 1802.7763 | 66.0358 | 1811.6466 | 67.7642 | 1819.3452 | 69.4778 |  | 24.167 | 10.343 | 32.2423 | 11.612 | 37.3452 | 14.8584 | 41.3675 | 18.1135 | 45.8547 | 21.3827 | 52.5915 | 24.6993 | 62.0947 | 28.0554 | 96.3561 | 31.4542 | 202.4333 | 34.8985 | 311.5048 | 38.3961 | 426.1256 | 41.8642 | 542.2099 | 45.3271 | 658.3766 | 48.1993 | 774.4525 | 50.9441 | 888.6918 | 53.7548 | 1016.5713 | 56.5298 | 1195.4425 | 81.5304 | 1390.1261 | 106.5529 | 1580.54 | 131.2437 | 1766.0008 | 156.067 | 1943.0573 | 180.4671 | 2104.7724 | 204.6973 | 2187.8444 | 229.1626 | 2259.6264 | 253.1706 | 2332.1339 | 277.1344 | 2406.3051 | 300.9642 | 2481.2207 | 324.6609 | 2555.7758 | 348.2253 | 2630.0797 | 371.6581 | 2703.9675 | 394.9605 | 2853.1133 | 418.1327 | 2860.6074 | 419.581 |  | 24.167 | 10.343 | 32.2423 | 11.612 | 37.3452 | 14.8584 | 41.3675 | 18.1135 | 45.8547 | 21.3827 | 76.7015 | 24.6997 | 182.5143 | 28.0566 | 288.8563 | 31.4568 | 394.9335 | 34.9032 | 504.005 | 38.4034 | 634.71 | 41.8747 | 815.1012 | 67.9288 | 995.4489 | 93.3307 | 1175.5959 | 118.4214 | 1353.7751 | 143.6194 | 1529.5209 | 168.7224 | 1706.3455 | 193.4157 | 1890.2591 | 218.3333 | 2074.7347 | 242.7048 | 2259.2574 | 267.428 | 2364.9226 | 291.5141 | 2437.537 | 315.4305 | 2510.5589 | 339.7772 | 2583.3717 | 363.5024 | 2657.0229 | 387.2268 | 2953.3855 | 410.8166 | 2954.1539 | 412.3992 | 2955.6669 | 413.9538 | 2951.4706 | 415.4811 | 2954.7352 | 416.9823 | 2959.7498 | 418.458 | 2963.58 | 419.9091
Kirkby Thore |  | 16.2537 | 5.6731 | 22.4841 | 6.3691 | 25.1232 | 8.1497 | 27.5856 | 9.9351 | 30.3621 | 11.7283 | 35.5965 | 13.5474 | 45.2594 | 15.3882 | 55.4783 | 17.2524 | 65.5093 | 19.1417 | 78.7374 | 21.0601 | 108.6983 | 22.9623 | 172.3417 | 24.8617 | 235.8205 | 26.4371 | 299.0267 | 27.9426 | 360.3054 | 29.4842 | 419.0268 | 31.0063 | 478.1629 | 44.719 | 537.8763 | 58.4437 | 628.5258 | 71.9865 | 732.8578 | 85.6019 | 831.1081 | 98.9853 | 883.8616 | 112.2754 | 918.0387 | 125.6946 | 935.9925 | 138.8628 | 954.0651 | 152.0068 | 970.601 | 165.0774 | 979.7163 | 178.0749 | 988.4744 | 190.9999 | 996.879 | 203.8526 | 1005.3262 | 216.6338 | 1014.3218 | 229.3437 | 1022.5846 | 230.1381 |  | 16.2537 | 5.6731 | 16.7615 | 6.3691 | 17.39 | 7.2671 | 17.7768 | 8.187 | 18.2411 | 9.1387 | 20.9458 | 10.0045 | 30.4281 | 10.6355 | 40.4741 | 11.6789 | 50.3062 | 12.7516 | 63.3352 | 13.8402 | 82.2464 | 14.927 | 102.6598 | 16.1776 | 122.9162 | 17.0131 | 142.9958 | 17.8064 | 161.2333 | 18.6252 | 187.9944 | 19.4339 | 250.9848 | 20.1999 | 319.297 | 20.9927 | 394.7071 | 21.7357 | 475.2021 | 22.512 | 557.4445 | 23.2363 | 641.8989 | 23.9505 | 727.798 | 24.6985 | 811.2865 | 25.4019 | 892.5123 | 26.1066 | 915.1669 | 26.8034 | 938.9744 | 27.4922 | 963.1238 | 28.1734 | 987.4931 | 28.8472 | 1012.3262 | 29.5138 | 1035.322 | 30.1734 | 1049.4118 | 30.8262 |  | 16.2537 | 5.6731 | 22.4841 | 6.3691 | 25.1232 | 7.3799 | 27.5856 | 8.4156 | 30.3621 | 9.4853 | 35.5965 | 10.496 | 45.2594 | 11.3284 | 55.4783 | 12.4973 | 65.5093 | 13.6984 | 78.7374 | 14.9179 | 108.6983 | 16.1365 | 172.3417 | 17.5022 | 235.8205 | 18.6443 | 299.0267 | 19.7409 | 360.3054 | 20.8664 | 419.0268 | 21.9814 | 478.1629 | 23.0491 | 537.8763 | 24.1479 | 628.5258 | 25.1901 | 732.8578 | 26.2719 | 831.1081 | 27.2935 | 883.8616 | 28.3036 | 918.0387 | 29.3542 | 935.9925 | 30.3524 | 954.0651 | 31.3528 | 970.601 | 32.3439 | 979.7163 | 33.326 | 988.4744 | 34.2994 | 996.879 | 35.264 | 1005.3262 | 36.2203 | 1014.3218 | 37.1683 | 1022.5846 | 38.1082 |  | 16.2537 | 5.6731 | 25.692 | 6.3691 | 30.7445 | 8.1497 | 35.2448 | 9.9351 | 40.0623 | 11.7283 | 47.3385 | 13.5474 | 57.4015 | 15.3882 | 78.8657 | 17.2524 | 132.3038 | 19.1417 | 189.0349 | 21.0601 | 251.8269 | 22.9623 | 316.1707 | 24.8617 | 380.4967 | 26.4371 | 444.6873 | 27.9426 | 507.0439 | 29.4842 | 584.336 | 31.0063 | 715.2716 | 44.719 | 850.9345 | 58.4437 | 985.1039 | 71.9865 | 1116.9805 | 85.6019 | 1244.1241 | 98.9853 | 1362.0597 | 112.2754 | 1446.1169 | 125.6946 | 1523.5451 | 138.8628 | 1601.2156 | 152.0068 | 1679.6924 | 165.0774 | 1758.5468 | 178.0749 | 1836.9224 | 190.9999 | 1914.9276 | 203.8526 | 1992.5202 | 216.6338 | 2092.6407 | 229.3437 | 2100.1877 | 230.1381 |  | 16.2537 | 5.6731 | 25.692 | 6.3691 | 30.7445 | 8.1497 | 35.2448 | 9.9351 | 40.0623 | 11.7283 | 58.1087 | 13.5476 | 111.1943 | 15.3889 | 164.8578 | 17.2539 | 218.2958 | 19.1442 | 275.027 | 21.0641 | 355.423 | 22.9681 | 490.1434 | 37.2586 | 624.7158 | 51.1914 | 759.0328 | 64.9536 | 891.3726 | 78.7745 | 1021.0551 | 92.5434 | 1151.1382 | 106.0876 | 1282.3296 | 119.7547 | 1413.878 | 133.1224 | 1545.6832 | 146.6829 | 1642.4022 | 159.894 | 1720.8789 | 173.0121 | 1799.6081 | 186.3661 | 1878.0637 | 199.3793 | 1956.8947 | 212.3919 | 2125.4233 | 225.3308 | 2129.5239 | 226.1989 | 2134.01 | 227.0516 | 2135.5774 | 227.8893 | 2140.9722 | 228.7127 | 2147.2754 | 229.5221 | 2152.9705 | 230.318
Kirkhall Lane |  | 42.2613 | 5.1023 | 65.6085 | 5.7424 | 75.2117 | 7.3518 | 84.9435 | 8.9645 | 95.8779 | 10.5851 | 114.9165 | 12.2277 | 151.0529 | 13.8876 | 189.2198 | 15.5745 | 226.5711 | 17.276 | 276.0533 | 19.0048 | 350.3051 | 20.7593 | 437.4527 | 22.4764 | 523.9265 | 23.8944 | 609.4372 | 25.3053 | 687.9572 | 26.6965 | 756.6359 | 28.079 | 826.7884 | 40.5696 | 899.1862 | 53.0322 | 958.0979 | 65.4618 | 1013.0836 | 77.8409 | 1063.2011 | 90.2098 | 1102.3539 | 102.5507 | 1147.4829 | 114.8467 | 1195.9598 | 127.118 | 1244.5815 | 139.3624 | 1289.5847 | 151.5793 | 1320.8123 | 163.7695 | 1351.5908 | 175.9339 | 1381.8795 | 188.073 | 1412.4982 | 200.1877 | 1444.422 | 212.2783 | 1475.0926 | 213.3642 |  | 42.2613 | 5.1023 | 43.9583 | 5.7424 | 46.0762 | 6.5556 | 47.7531 | 7.3919 | 49.7304 | 8.2578 | 60.3717 | 9.0449 | 97.1191 | 9.6178 | 135.5267 | 10.5675 | 172.81 | 11.5381 | 222.0819 | 12.5233 | 293.5458 | 13.533 | 370.5236 | 14.6679 | 446.7891 | 15.4224 | 522.1085 | 16.1744 | 590.4055 | 16.9159 | 651.218 | 17.6537 | 718.5636 | 18.3832 | 785.5595 | 19.1092 | 852.4874 | 19.8287 | 917.7852 | 20.5367 | 971.461 | 21.2446 | 995.8397 | 21.9468 | 1020.688 | 22.6401 | 1044.9322 | 23.3289 | 1069.8235 | 24.0127 | 1113.5203 | 24.6917 | 1157.2503 | 25.3657 | 1199.9182 | 26.0352 | 1241.563 | 26.7002 | 1283.0603 | 27.3611 | 1320.6331 | 28.018 | 1342.4058 | 28.671 |  | 42.2613 | 5.1023 | 65.6085 | 5.7424 | 75.2117 | 6.6573 | 84.9435 | 7.5934 | 95.8779 | 8.5607 | 114.9165 | 9.4736 | 151.0529 | 10.2236 | 189.2198 | 11.2819 | 226.5711 | 12.3633 | 276.0533 | 13.462 | 350.3051 | 14.5884 | 437.4527 | 15.823 | 523.9265 | 16.8512 | 609.4372 | 17.8777 | 687.9572 | 18.8935 | 756.6359 | 19.9061 | 826.7884 | 20.9104 | 899.1862 | 21.912 | 958.0979 | 22.907 | 1013.0836 | 23.89 | 1063.2011 | 24.8738 | 1102.3539 | 25.8521 | 1147.4829 | 26.8208 | 1195.9598 | 27.7853 | 1244.5815 | 28.7448 | 1289.5847 | 29.6992 | 1320.8123 | 30.6488 | 1351.5908 | 31.5939 | 1381.8795 | 32.5344 | 1412.4982 | 33.4706 | 1444.422 | 34.4026 | 1475.0926 | 35.3307 |  | 42.2613 | 5.1023 | 77.7716 | 5.7424 | 96.6562 | 7.3518 | 114.38 | 8.9645 | 133.2961 | 10.5851 | 161.6886 | 12.2277 | 199.0085 | 13.8876 | 240.1807 | 15.5745 | 288.0107 | 17.276 | 348.0689 | 19.0048 | 430.6163 | 20.7593 | 518.7903 | 22.4764 | 606.5443 | 23.8944 | 693.4585 | 25.3053 | 773.9481 | 26.6965 | 960.2459 | 28.079 | 1492.7654 | 40.5696 | 2023.7931 | 53.0322 | 2557.3638 | 65.4618 | 3088.4745 | 77.8409 | 3608.7995 | 90.2098 | 4105.1759 | 102.5507 | 4608.3548 | 114.8467 | 5092.5659 | 127.118 | 5575.9493 | 139.3624 | 6059.6863 | 151.5793 | 6544.0415 | 163.7695 | 7025.515 | 175.9339 | 7504.8376 | 188.073 | 7982.1524 | 200.1877 | 8324.5043 | 212.2783 | 8354.5846 | 213.3642 |  | 42.2613 | 5.1023 | 77.7716 | 5.7424 | 96.6562 | 7.3518 | 114.38 | 8.9645 | 133.2961 | 10.5851 | 164.1767 | 12.2275 | 211.4451 | 13.8868 | 260.0746 | 15.5728 | 307.9046 | 17.2731 | 367.9628 | 19.0002 | 566.5021 | 20.7528 | 1118.4093 | 33.6599 | 1669.4003 | 46.2288 | 2219.1577 | 58.7663 | 2761.681 | 71.2502 | 3294.0518 | 83.7087 | 3826.9429 | 96.1238 | 4360.3348 | 108.5225 | 4894.7373 | 120.8884 | 5429.6524 | 133.1909 | 5959.4494 | 145.5003 | 6450.072 | 157.7825 | 6941.9983 | 170.012 | 7432.2773 | 182.2202 | 7922.6857 | 194.4027 | 8239.54 | 206.5585 | 8267.845 | 207.6735 | 8296.8429 | 208.7818 | 8323.0189 | 209.8835 | 8353.2559 | 210.9792 | 8384.8653 | 212.0687 | 8415.3603 | 213.1525
Kitt Green |  | 39.9898 | 2.7155 | 53.6961 | 3.0561 | 60.544 | 3.9126 | 65.7465 | 4.7709 | 71.5913 | 5.6334 | 82.1178 | 6.5076 | 102.6 | 7.391 | 124.2329 | 8.2888 | 145.389 | 9.1944 | 173.4124 | 10.1144 | 214.8292 | 11.0482 | 261.6524 | 11.962 | 308.1057 | 12.7167 | 353.9073 | 13.4676 | 395.3055 | 14.208 | 430.9079 | 14.9437 | 467.0254 | 21.5913 | 503.9507 | 28.2239 | 535.6591 | 34.839 | 563.8541 | 41.4272 | 587.8512 | 48.01 | 607.727 | 54.5778 | 635.4444 | 61.1218 | 669.6474 | 67.6527 | 703.6686 | 74.1691 | 734.1937 | 80.671 | 752.3369 | 87.1587 | 770.1659 | 93.6326 | 787.6565 | 100.0931 | 805.5384 | 106.5406 | 824.657 | 112.9752 | 842.7708 | 113.5532 |  | 39.9898 | 2.7155 | 41.8983 | 3.0561 | 44.3544 | 3.4889 | 45.2409 | 3.934 | 46.2773 | 4.3949 | 52.15 | 4.8137 | 72.842 | 5.1186 | 94.5574 | 5.624 | 115.6254 | 6.1406 | 143.4985 | 6.665 | 183.9667 | 7.2023 | 227.5921 | 7.8063 | 270.7078 | 8.2079 | 313.2675 | 8.6081 | 351.389 | 9.0027 | 384.7208 | 9.3954 | 420.9893 | 9.7836 | 456.9353 | 10.17 | 492.1252 | 10.5529 | 525.7403 | 10.9297 | 552.9274 | 11.3065 | 564.3148 | 11.6802 | 575.6111 | 12.0491 | 586.4149 | 12.4157 | 596.6557 | 12.7797 | 638.5596 | 13.141 | 679.8046 | 13.4997 | 719.371 | 13.856 | 757.3316 | 14.21 | 794.5598 | 14.5617 | 827.5187 | 14.9112 | 845.2715 | 15.2588 |  | 39.9898 | 2.7155 | 53.6961 | 3.0561 | 60.544 | 3.543 | 65.7465 | 4.0412 | 71.5913 | 4.5561 | 82.1178 | 5.0419 | 102.6 | 5.4411 | 124.2329 | 6.0042 | 145.389 | 6.5798 | 173.4124 | 7.1645 | 214.8292 | 7.764 | 261.6524 | 8.421 | 308.1057 | 8.9682 | 353.9073 | 9.5146 | 395.3055 | 10.0552 | 430.9079 | 10.5941 | 467.0254 | 11.1286 | 503.9507 | 11.6616 | 535.6591 | 12.1912 | 563.8541 | 12.7143 | 587.8512 | 13.2379 | 607.727 | 13.7586 | 635.4444 | 14.2741 | 669.6474 | 14.7874 | 703.6686 | 15.2981 | 734.1937 | 15.806 | 752.3369 | 16.3114 | 770.1659 | 16.8144 | 787.6565 | 17.3149 | 805.5384 | 17.8131 | 824.657 | 18.3092 | 842.7708 | 18.8031 |  | 39.9898 | 2.7155 | 60.9133 | 3.0561 | 74.5226 | 3.9126 | 84.0177 | 4.7709 | 94.146 | 5.6334 | 109.5987 | 6.5076 | 130.6996 | 7.391 | 153.4447 | 8.2888 | 178.1183 | 9.1944 | 209.7544 | 10.1144 | 254.1381 | 11.0482 | 301.697 | 11.962 | 349.0468 | 12.7167 | 395.9224 | 13.4676 | 438.702 | 14.208 | 541.4632 | 14.9437 | 840.4252 | 21.5913 | 1138.3837 | 28.2239 | 1440.1848 | 34.839 | 1740.2529 | 41.4272 | 2034.3561 | 48.01 | 2314.8696 | 54.5778 | 2601.2248 | 61.1218 | 2877.2561 | 67.6527 | 3152.9149 | 74.1691 | 3428.9032 | 80.671 | 3705.3591 | 87.1587 | 3980.2899 | 93.6326 | 4254.0205 | 100.0931 | 4526.7505 | 106.5406 | 4721.9848 | 112.9752 | 4740.5601 | 113.5532 |  | 39.9898 | 2.7155 | 60.9133 | 3.0561 | 74.5226 | 3.9126 | 84.0177 | 4.7709 | 94.146 | 5.6334 | 110.3888 | 6.5075 | 134.6488 | 7.3906 | 159.762 | 8.2879 | 184.4356 | 9.1928 | 216.0717 | 10.112 | 326.4087 | 11.0447 | 637.6201 | 17.9139 | 948.3406 | 24.6031 | 1258.2893 | 31.2756 | 1563.7198 | 37.9196 | 1863.1494 | 44.5501 | 2162.1446 | 51.1574 | 2461.1017 | 57.7561 | 2763.6753 | 64.3372 | 3065.8013 | 70.8846 | 3366.928 | 77.4357 | 3646.4913 | 83.9724 | 3926.8113 | 90.481 | 4206.2697 | 96.9782 | 4485.8918 | 103.4618 | 4680.4182 | 109.9311 | 4697.6161 | 110.5245 | 4715.3666 | 111.1144 | 4730.9059 | 111.7007 | 4749.6398 | 112.2838 | 4769.4615 | 112.8637 | 4788.4006 | 113.4405
Knott Mill |  | 68.3798 | 16.3102 | 78.8278 | 18.4589 | 84.6405 | 23.7342 | 89.6218 | 29.1318 | 95.3294 | 34.6094 | 108.6982 | 40.2371 | 140.8073 | 46.0141 | 174.8051 | 51.9342 | 208.0935 | 58.0041 | 252.1246 | 64.2169 | 322.0492 | 70.5853 | 415.6648 | 76.8943 | 508.7877 | 82.2661 | 601.0529 | 87.6027 | 686.9421 | 92.9184 | 764.4409 | 98.1909 | 843.4859 | 142.5729 | 924.6142 | 187.1679 | 1035.0348 | 231.9756 | 1139.0632 | 277.0765 | 1217.6124 | 322.3779 | 1271.8209 | 367.9188 | 1341.9556 | 413.5672 | 1421.1861 | 459.6354 | 1500.1761 | 505.8643 | 1569.6489 | 552.3239 | 1601.9356 | 599.0133 | 1632.685 | 645.9319 | 1661.8427 | 693.0782 | 1691.479 | 740.4522 | 1724.0863 | 788.0522 | 1753.1412 | 794.9628 |  | 68.3798 | 16.3102 | 70.6915 | 18.4589 | 73.443 | 21.1639 | 75.0765 | 24.0034 | 76.9118 | 26.9628 | 86.0144 | 29.7067 | 117.6845 | 31.7925 | 151.1896 | 35.1441 | 183.6181 | 38.6258 | 226.5987 | 42.1844 | 288.8582 | 45.8653 | 356.0179 | 50.0134 | 422.9693 | 52.9171 | 488.8898 | 55.7992 | 548.4939 | 58.6694 | 606.7057 | 61.5144 | 698.6338 | 64.3708 | 803.3797 | 67.1976 | 883.703 | 70.0093 | 960.4419 | 72.8317 | 1036.6012 | 75.64 | 1110.9871 | 78.446 | 1185.9178 | 81.2248 | 1258.8925 | 84.0391 | 1332.97 | 86.8379 | 1466.5635 | 89.6364 | 1603.1268 | 92.4341 | 1738.9075 | 95.2318 | 1873.7488 | 98.0299 | 2009.6221 | 100.8291 | 2135.1879 | 103.6294 | 2214.6667 | 106.4316 |  | 68.3798 | 16.3102 | 78.8278 | 18.4589 | 84.6405 | 21.4922 | 89.6218 | 24.6761 | 95.3294 | 27.9906 | 108.6982 | 31.1742 | 140.8073 | 33.8743 | 174.8051 | 37.6202 | 208.0935 | 41.5096 | 252.1246 | 45.488 | 322.0492 | 49.603 | 415.6648 | 54.1321 | 508.7877 | 58.0168 | 601.0529 | 61.8896 | 686.9421 | 65.7597 | 764.4409 | 69.6107 | 843.4859 | 73.485 | 924.6142 | 77.3345 | 1035.0348 | 81.1749 | 1139.0632 | 85.037 | 1217.6124 | 88.8902 | 1271.8209 | 92.749 | 1341.9556 | 96.5828 | 1421.1861 | 100.4664 | 1500.1761 | 104.3393 | 1569.6489 | 108.2179 | 1601.9356 | 112.1031 | 1632.685 | 115.9951 | 1661.8427 | 119.8942 | 1691.479 | 123.8006 | 1724.0863 | 127.7148 | 1753.1412 | 131.6368 |  | 68.3798 | 16.3102 | 83.9964 | 18.4589 | 94.2967 | 23.7342 | 103.0323 | 29.1318 | 112.718 | 34.6094 | 130.2731 | 40.2371 | 163.5462 | 46.0141 | 205.2108 | 51.9342 | 265.3031 | 58.0041 | 336.4538 | 64.2169 | 427.9043 | 70.5853 | 524.6841 | 76.8943 | 621.6769 | 82.2661 | 718.0089 | 87.6027 | 809.2351 | 92.9184 | 1024.416 | 98.1909 | 1640.209 | 142.5729 | 2287.8454 | 187.1679 | 2921.8386 | 231.9756 | 3546.2233 | 277.0765 | 4157.697 | 322.3779 | 4737.8217 | 367.9188 | 5315.4945 | 413.5672 | 5868.5434 | 459.6354 | 6422.0284 | 505.8643 | 6978.0103 | 552.3239 | 7535.9135 | 599.0133 | 8090.9557 | 645.9319 | 8644.3451 | 693.0782 | 9195.3046 | 740.4522 | 9763.6758 | 788.0522 | 9798.8469 | 794.9628 |  | 68.3798 | 16.3102 | 83.9964 | 18.4589 | 94.2967 | 23.7342 | 103.0323 | 29.1318 | 112.718 | 34.6094 | 136.5669 | 40.238 | 195.004 | 46.0169 | 255.5303 | 51.9402 | 315.6226 | 58.0145 | 386.7734 | 64.2332 | 610.7936 | 70.609 | 1237.5635 | 115.2489 | 1863.7985 | 159.3164 | 2489.011 | 203.6655 | 3107.6911 | 248.295 | 3717.701 | 293.1182 | 4332.16 | 338.2914 | 4975.2042 | 383.5948 | 5613.4855 | 429.075 | 6241.3215 | 474.8869 | 6854.1335 | 520.8646 | 7414.8524 | 567.0803 | 7976.6552 | 613.3382 | 8536.6686 | 660.1054 | 9098.1804 | 706.9955 | 9902.5312 | 754.1128 | 9920.8867 | 761.0885 | 9942.8983 | 768.0514 | 9953.1457 | 775.0023 | 9981.8611 | 781.9429 | 10016.5133 | 788.8736 | 10047.8299 | 795.7955
Lamberhead |  | 41.6368 | 7.3162 | 69.4302 | 8.234 | 80.4178 | 10.5417 | 92.1811 | 12.8542 | 105.393 | 15.1779 | 127.6736 | 17.5333 | 168.9392 | 19.9134 | 212.5187 | 22.3322 | 255.1726 | 24.7721 | 311.7037 | 27.2509 | 396.5188 | 29.7667 | 495.8946 | 32.2289 | 594.4913 | 34.2622 | 692.017 | 36.2852 | 781.671 | 38.2801 | 860.0886 | 40.2624 | 940.2489 | 58.1727 | 1023.0754 | 76.0428 | 1086.1189 | 93.8656 | 1145.8148 | 111.6159 | 1202.786 | 129.3517 | 1247.0271 | 147.0473 | 1296.1771 | 164.6784 | 1347.4589 | 182.2743 | 1399.021 | 199.8315 | 1447.2955 | 217.3492 | 1482.6457 | 234.8288 | 1517.559 | 252.2713 | 1551.9886 | 269.6776 | 1586.7084 | 287.0488 | 1622.6511 | 304.3855 | 1657.3769 | 305.9426 |  | 41.6368 | 7.3162 | 43.2739 | 8.234 | 45.3146 | 9.4 | 47.3375 | 10.5992 | 49.7363 | 11.8409 | 62.1047 | 12.9695 | 104.2402 | 13.7909 | 148.1826 | 15.1527 | 190.8651 | 16.5445 | 247.2455 | 17.9572 | 329.0193 | 19.405 | 417.0633 | 21.0323 | 504.2633 | 22.1141 | 590.4143 | 23.1925 | 668.6565 | 24.2557 | 738.1396 | 25.3137 | 812.9206 | 26.3596 | 885.9272 | 27.4007 | 962.1373 | 28.4323 | 1037.0371 | 29.4475 | 1097.563 | 30.4626 | 1121.9439 | 31.4695 | 1146.9823 | 32.4636 | 1171.4138 | 33.4513 | 1196.8474 | 34.4318 | 1234.165 | 35.4053 | 1271.4649 | 36.3719 | 1307.8091 | 37.3318 | 1343.199 | 38.2854 | 1378.4108 | 39.2331 | 1410.1272 | 40.1749 | 1427.934 | 41.1112 |  | 41.6368 | 7.3162 | 69.4302 | 8.234 | 80.4178 | 9.5459 | 92.1811 | 10.8881 | 105.393 | 12.2752 | 127.6736 | 13.5842 | 168.9392 | 14.6597 | 212.5187 | 16.177 | 255.1726 | 17.7277 | 311.7037 | 19.3032 | 396.5188 | 20.9182 | 495.8946 | 22.6885 | 594.4913 | 24.1628 | 692.017 | 25.6348 | 781.671 | 27.0914 | 860.0886 | 28.5433 | 940.2489 | 29.9834 | 1023.0754 | 31.4196 | 1086.1189 | 32.8463 | 1145.8148 | 34.2558 | 1202.786 | 35.6665 | 1247.0271 | 37.0693 | 1296.1771 | 38.4583 | 1347.4589 | 39.8412 | 1399.021 | 41.2171 | 1447.2955 | 42.5857 | 1482.6457 | 43.9473 | 1517.559 | 45.3024 | 1551.9886 | 46.651 | 1586.7084 | 47.9934 | 1622.6511 | 49.3299 | 1657.3769 | 50.6606 |  | 41.6368 | 7.3162 | 83.9125 | 8.234 | 105.5894 | 10.5417 | 126.984 | 12.8542 | 149.8208 | 15.1779 | 183.5805 | 17.5333 | 226.2853 | 19.9134 | 273.1537 | 22.3322 | 327.3948 | 24.7721 | 395.5724 | 27.2509 | 489.4861 | 29.7667 | 589.816 | 32.2289 | 689.5757 | 34.2622 | 788.2955 | 36.2852 | 879.8183 | 38.2801 | 1093.2583 | 40.2624 | 1705.1515 | 58.1727 | 2312.4787 | 76.0428 | 2924.0887 | 93.8656 | 3533.7385 | 111.6159 | 4130.8919 | 129.3517 | 4700.8939 | 147.0473 | 5278.9023 | 164.6784 | 5835.0767 | 182.2743 | 6390.1245 | 199.8315 | 6945.3227 | 217.3492 | 7501.011 | 234.8288 | 8053.2367 | 252.2713 | 8602.8701 | 269.6776 | 9149.9542 | 287.0488 | 9522.5242 | 304.3855 | 9554.1664 | 305.9426 |  | 41.6368 | 7.3162 | 83.9125 | 8.234 | 105.5894 | 10.5417 | 126.984 | 12.8542 | 149.8208 | 15.1779 | 186.3605 | 17.533 | 240.1804 | 19.9123 | 295.3805 | 22.3298 | 349.6216 | 24.7679 | 417.7993 | 27.2444 | 645.2996 | 29.7573 | 1279.7047 | 48.2649 | 1913.0203 | 66.2875 | 2544.9211 | 84.265 | 3168.6513 | 102.1655 | 3780.759 | 120.0298 | 4393.2868 | 137.8318 | 5004.2086 | 155.6103 | 5616.1471 | 173.3417 | 6230.2663 | 190.9822 | 6838.5652 | 208.6326 | 7402.2377 | 226.2441 | 7967.4058 | 243.7799 | 8530.5501 | 261.2853 | 9093.6739 | 278.7537 | 9413.3157 | 296.1839 | 9443.59 | 297.7826 | 9474.3731 | 299.3718 | 9503.0454 | 300.9516 | 9534.744 | 302.5227 | 9567.4545 | 304.085 | 9599.3462 | 305.639
Lancaster |  | 56.312 | 8.7691 | 82.0963 | 9.8588 | 93.0986 | 12.5998 | 103.4961 | 15.3633 | 115.2061 | 18.1436 | 136.4768 | 20.997 | 177.1865 | 23.8964 | 220.19 | 26.845 | 262.3044 | 29.8663 | 318.0266 | 32.9058 | 406.8773 | 35.9983 | 526.0911 | 39.0074 | 644.5713 | 41.5419 | 761.9437 | 43.9986 | 871.3384 | 46.4034 | 969.7231 | 48.7428 | 1069.7334 | 70.3541 | 1172.1687 | 91.9072 | 1280.5948 | 113.2968 | 1391.9487 | 134.5807 | 1493.5634 | 155.8611 | 1560.1707 | 176.9417 | 1625.1523 | 198.0212 | 1687.5177 | 218.9181 | 1750.0101 | 239.7544 | 1807.1306 | 260.4979 | 1843.2763 | 281.1502 | 1878.6989 | 301.7123 | 1913.3603 | 322.1852 | 1948.486 | 342.5703 | 1985.5457 | 362.8683 | 2020.7343 | 364.3292 |  | 56.312 | 8.7691 | 58.5186 | 9.8588 | 61.2752 | 11.2353 | 62.9831 | 12.6651 | 65.0031 | 14.1481 | 76.681 | 15.5219 | 117.6571 | 16.5368 | 160.6751 | 18.1989 | 202.5168 | 19.9277 | 257.8504 | 21.6615 | 338.094 | 23.4426 | 424.5657 | 25.4282 | 510.2432 | 26.783 | 594.8951 | 28.0909 | 671.5808 | 29.3691 | 745.5165 | 30.6098 | 846.036 | 31.8417 | 949.6733 | 33.0778 | 1055.6641 | 34.277 | 1162.4935 | 35.4635 | 1259.3945 | 36.6612 | 1330.0596 | 37.8212 | 1401.7725 | 38.989 | 1471.4454 | 40.1272 | 1539.8051 | 41.2602 | 1607.8089 | 42.3822 | 1676.7704 | 43.4932 | 1744.925 | 44.5937 | 1812.2793 | 45.6841 | 1880.1455 | 46.7647 | 1942.512 | 47.8358 | 1980.1702 | 48.8979 |  | 56.312 | 8.7691 | 82.0963 | 9.8588 | 93.0986 | 11.4096 | 103.4961 | 13.0135 | 115.2061 | 14.6737 | 136.4768 | 16.2677 | 177.1865 | 17.5919 | 220.19 | 19.446 | 262.3044 | 21.3733 | 318.0266 | 23.3088 | 406.8773 | 25.2974 | 526.0911 | 27.4605 | 644.5713 | 29.2967 | 761.9437 | 31.0842 | 871.3384 | 32.8403 | 969.7231 | 34.5553 | 1069.7334 | 36.262 | 1172.1687 | 37.9744 | 1280.5948 | 39.6458 | 1391.9487 | 41.3039 | 1493.5634 | 42.976 | 1560.1707 | 44.6054 | 1625.1523 | 46.2451 | 1687.5177 | 47.8508 | 1750.0101 | 49.4516 | 1807.1306 | 51.0399 | 1843.2763 | 52.6162 | 1878.6989 | 54.1809 | 1913.3603 | 55.7342 | 1948.486 | 57.2763 | 1985.5457 | 58.8078 | 2020.7343 | 60.3288 |  | 56.312 | 8.7691 | 95.4959 | 9.8588 | 117.0087 | 12.5998 | 136.0218 | 15.3633 | 156.313 | 18.1436 | 187.147 | 20.997 | 229.174 | 23.8964 | 281.2176 | 26.845 | 356.6565 | 29.8663 | 445.9278 | 32.9058 | 560.5107 | 35.9983 | 681.4729 | 39.0074 | 802.2024 | 41.5419 | 922.2164 | 43.9986 | 1034.8784 | 46.4034 | 1244.6654 | 48.7428 | 1778.3386 | 70.3541 | 2312.1806 | 91.9072 | 2847.0454 | 113.2968 | 3378.1391 | 134.5807 | 3897.6436 | 155.8611 | 4391.5526 | 176.9417 | 4873.0514 | 198.0212 | 5335.2826 | 218.9181 | 5797.6162 | 239.7544 | 6261.485 | 260.4979 | 6726.899 | 281.1502 | 7190.2197 | 301.7123 | 7652.1154 | 322.1852 | 8112.7731 | 342.5703 | 8547.6527 | 362.8683 | 8590.871 | 364.3292 |  | 56.312 | 8.7691 | 95.4959 | 9.8588 | 117.0087 | 12.5998 | 136.0218 | 15.3633 | 156.313 | 18.1436 | 195.2469 | 20.9969 | 269.6371 | 23.896 | 345.911 | 26.8441 | 421.35 | 29.8647 | 510.6213 | 32.9033 | 733.5454 | 35.9946 | 1287.675 | 58.4318 | 1840.9605 | 80.3971 | 2393.0162 | 102.2149 | 2936.9502 | 123.8956 | 3469.6861 | 145.3752 | 4003.0005 | 166.7723 | 4535.5878 | 188.1682 | 5070.0108 | 209.3349 | 5604.1627 | 230.4023 | 6114.7582 | 251.5321 | 6581.9216 | 272.3979 | 7050.8754 | 293.3142 | 7518.9018 | 314.0055 | 7987.9173 | 334.6529 | 8516.0282 | 355.2085 | 8553.4792 | 356.7516 | 8592.8028 | 358.277 | 8624.2819 | 359.7852 | 8667.0201 | 361.2769 | 8713.4506 | 362.7524 | 8756.9827 | 364.2122
Langley |  | 84.7267 | 8.354 | 122.5269 | 9.4132 | 139.2261 | 12.0657 | 154.1985 | 14.7502 | 170.9999 | 17.4476 | 202.0508 | 20.1955 | 263.1121 | 22.9881 | 327.5956 | 25.8169 | 390.6794 | 28.6938 | 474.2507 | 31.6256 | 600.0528 | 34.6099 | 748.7817 | 37.5245 | 896.3536 | 39.9581 | 1042.18 | 42.3737 | 1175.7886 | 44.7753 | 1292.5464 | 47.1752 | 1411.5171 | 68.2673 | 1533.8898 | 89.3494 | 1642.4211 | 110.4261 | 1742.3355 | 131.5634 | 1828.4647 | 152.6504 | 1896.0409 | 173.8126 | 1974.6913 | 194.8784 | 2059.2529 | 216.034 | 2143.6465 | 237.1735 | 2221.0205 | 258.3211 | 2273.0923 | 279.4775 | 2324.4111 | 300.6432 | 2374.9121 | 321.8185 | 2426.0817 | 343.0042 | 2479.6553 | 364.2003 | 2531.0152 | 366.5422 |  | 84.7267 | 8.354 | 88.3594 | 9.4132 | 92.9442 | 10.759 | 95.3271 | 12.1582 | 98.1053 | 13.6023 | 115.4296 | 14.9247 | 177.1561 | 15.9021 | 241.8924 | 17.4942 | 304.7386 | 19.1362 | 387.8931 | 20.8081 | 508.5632 | 22.5263 | 638.5562 | 24.4481 | 767.3666 | 25.7474 | 894.4591 | 27.0379 | 1009.2873 | 28.3222 | 1111.9222 | 29.6079 | 1230.2975 | 30.8789 | 1350.501 | 32.1379 | 1465.1274 | 33.3883 | 1576.0636 | 34.6473 | 1669.3603 | 35.884 | 1717.9143 | 37.1295 | 1766.9959 | 38.3466 | 1814.7916 | 39.5741 | 1863.5224 | 40.7909 | 1949.4617 | 42.0021 | 2034.2692 | 43.2078 | 2115.8279 | 44.4084 | 2194.2853 | 45.6041 | 2271.2882 | 46.7953 | 2339.8122 | 47.9821 | 2378.251 | 49.165 |  | 84.7267 | 8.354 | 122.5269 | 9.4132 | 139.2261 | 10.9259 | 154.1985 | 12.4941 | 170.9999 | 14.1108 | 202.0508 | 15.6467 | 263.1121 | 16.9232 | 327.5956 | 18.7013 | 390.6794 | 20.5342 | 474.2507 | 22.402 | 600.0528 | 24.3217 | 748.7817 | 26.4166 | 896.3536 | 28.1798 | 1042.18 | 29.9362 | 1175.7886 | 31.6881 | 1292.5464 | 33.444 | 1411.5171 | 35.1864 | 1533.8898 | 36.9176 | 1642.4211 | 38.6413 | 1742.3355 | 40.3779 | 1828.4647 | 42.0907 | 1896.0409 | 43.8166 | 1974.6913 | 45.5111 | 2059.2529 | 47.2204 | 2143.6465 | 48.9193 | 2221.0205 | 50.6134 | 2273.0923 | 52.3032 | 2324.4111 | 53.9889 | 2374.9121 | 55.6707 | 2426.0817 | 57.3489 | 2479.6553 | 59.0237 | 2531.0152 | 60.6952 |  | 84.7267 | 8.354 | 142.3363 | 9.4132 | 175.3114 | 12.0657 | 202.7648 | 14.7502 | 231.9376 | 17.4476 | 276.8779 | 20.1955 | 339.4694 | 22.9881 | 409.313 | 25.8169 | 491.633 | 28.6938 | 594.6141 | 31.6256 | 735.559 | 34.6099 | 885.9195 | 37.5245 | 1035.4578 | 39.9581 | 1183.4745 | 42.3737 | 1320.0604 | 44.7753 | 1612.6222 | 47.1752 | 2422.4804 | 68.2673 | 3230.3853 | 89.3494 | 4040.0749 | 110.4261 | 4843.5992 | 131.5634 | 5630.354 | 152.6504 | 6379.6821 | 173.8126 | 7136.1636 | 194.8784 | 7863.1919 | 216.034 | 8588.5316 | 237.1735 | 9313.9076 | 258.3211 | 10039.7207 | 279.4775 | 10760.783 | 300.6432 | 11478.1064 | 321.8185 | 12192.024 | 343.0042 | 12641.4449 | 364.2003 | 12685.8254 | 366.5422 |  | 84.7267 | 8.354 | 142.3363 | 9.4132 | 175.3114 | 12.0657 | 202.7648 | 14.7502 | 231.9376 | 17.4476 | 281.4832 | 20.1955 | 362.4884 | 22.9881 | 446.1346 | 25.817 | 528.4546 | 28.6939 | 631.4358 | 31.6257 | 945.7881 | 34.61 | 1789.383 | 56.2181 | 2631.4086 | 77.3443 | 3471.2418 | 98.4581 | 4298.4444 | 119.573 | 5108.1838 | 140.7311 | 5917.9732 | 161.864 | 6727.2271 | 182.9774 | 7539.2969 | 204.0847 | 8348.2216 | 225.2988 | 9146.607 | 246.4209 | 9883.9043 | 267.6594 | 10622.7113 | 288.7461 | 11358.6741 | 309.9643 | 12094.3639 | 331.1545 | 12467.5407 | 352.3528 | 12510.365 | 354.7441 | 12553.6568 | 357.1246 | 12594.9083 | 359.4947 | 12639.0627 | 361.8551 | 12684.148 | 364.2062 | 12728.5043 | 366.5482
Langroyd Rd |  | 36.2896 | 11.5019 | 50.9864 | 12.9273 | 57.4763 | 16.5281 | 63.4756 | 20.1127 | 70.2673 | 23.7072 | 82.1134 | 27.3466 | 104.4599 | 30.989 | 128.0647 | 34.7026 | 151.2096 | 38.4189 | 181.7787 | 42.1806 | 232.874 | 45.9845 | 307.9138 | 49.6355 | 382.5663 | 52.6791 | 456.5983 | 55.6796 | 526.1864 | 58.6427 | 589.7736 | 61.5576 | 654.2266 | 88.6931 | 719.9456 | 115.8383 | 797.2931 | 142.7052 | 880.0715 | 169.4057 | 957.0298 | 195.9349 | 1004.8254 | 222.2971 | 1049.3135 | 248.7344 | 1089.0339 | 274.7004 | 1129.0776 | 300.6299 | 1165.2872 | 326.4077 | 1186.5228 | 352.0361 | 1207.2107 | 377.5173 | 1227.2943 | 402.8528 | 1247.6652 | 428.045 | 1269.3976 | 453.0952 | 1289.6601 | 454.6076 |  | 36.2896 | 11.5019 | 37.7528 | 12.9273 | 39.5678 | 14.7381 | 40.6615 | 16.5839 | 41.986 | 18.4938 | 48.5748 | 20.2267 | 71.1048 | 21.4591 | 94.7377 | 23.5435 | 117.7053 | 25.6555 | 148.029 | 27.7916 | 191.9487 | 29.9733 | 239.3132 | 32.3871 | 286.1641 | 33.9962 | 332.4888 | 35.5836 | 374.3433 | 37.1526 | 417.3356 | 38.6965 | 483.148 | 40.183 | 551.5654 | 41.7339 | 623.8468 | 43.2193 | 697.9329 | 44.6871 | 767.516 | 46.1359 | 824.7887 | 47.5662 | 882.9405 | 49.0261 | 939.4216 | 50.4055 | 995.8432 | 51.7916 | 1039.4373 | 53.1621 | 1083.0506 | 54.5171 | 1125.5887 | 55.8572 | 1167.0234 | 57.1829 | 1208.2281 | 58.4948 | 1245.3393 | 59.7932 | 1266.2131 | 61.0786 |  | 36.2896 | 11.5019 | 50.9864 | 12.9273 | 57.4763 | 14.9667 | 63.4756 | 17.0365 | 70.2673 | 19.1733 | 82.1134 | 21.1871 | 104.4599 | 22.8132 | 128.0647 | 25.1379 | 151.2096 | 27.4938 | 181.7787 | 29.8786 | 232.874 | 32.3151 | 307.9138 | 34.9425 | 382.5663 | 37.151 | 456.5983 | 39.3366 | 526.1864 | 41.5022 | 589.7736 | 43.6402 | 654.2266 | 45.7142 | 719.9456 | 47.8624 | 797.2931 | 49.9366 | 880.0715 | 51.992 | 957.0298 | 54.0257 | 1004.8254 | 56.0391 | 1049.3135 | 58.0884 | 1089.0339 | 60.0436 | 1129.0776 | 62.0078 | 1165.2872 | 63.9537 | 1186.5228 | 65.8822 | 1207.2107 | 67.7938 | 1227.2943 | 69.6887 | 1247.6652 | 71.5674 | 1269.3976 | 73.4303 | 1289.6601 | 75.2779 |  | 36.2896 | 11.5019 | 58.5823 | 12.9273 | 71.2243 | 16.5281 | 82.1212 | 20.1127 | 93.877 | 23.7072 | 111.4889 | 27.3466 | 134.7817 | 30.989 | 165.9395 | 34.7026 | 217.2897 | 38.4189 | 276.2207 | 42.1806 | 348.9192 | 45.9845 | 425.09 | 49.6355 | 501.3354 | 52.6791 | 577.1898 | 55.6796 | 649.1107 | 58.6427 | 851.2071 | 61.5576 | 1462.5476 | 88.6931 | 2088.1877 | 115.8383 | 2718.7631 | 142.7052 | 3346.7881 | 169.4057 | 3961.4264 | 195.9349 | 4544.8789 | 222.2971 | 5121.6246 | 248.7344 | 5674.0423 | 274.7004 | 6224.9581 | 300.6299 | 6775.844 | 326.4077 | 7326.9949 | 352.0361 | 7874.0583 | 377.5173 | 8417.9789 | 402.8528 | 8959.1856 | 428.045 | 9294.8874 | 453.0952 | 9308.3998 | 454.6076 |  | 36.2896 | 11.5019 | 58.5823 | 12.9273 | 71.2243 | 16.5281 | 82.1212 | 20.1127 | 93.877 | 23.7072 | 118.3738 | 27.3461 | 169.1787 | 30.9874 | 220.9398 | 34.6993 | 272.29 | 38.413 | 331.221 | 42.1715 | 540.6135 | 45.9713 | 1163.3765 | 74.335 | 1785.4304 | 101.923 | 2406.4835 | 129.3107 | 3022.7097 | 156.5192 | 3632.4742 | 183.5254 | 4244.0749 | 210.1582 | 4871.4585 | 237.0611 | 5501.412 | 263.5518 | 6133.7037 | 289.8849 | 6747.2738 | 316.0485 | 7309.2063 | 342.0478 | 7871.4014 | 368.2399 | 8430.9544 | 393.8068 | 8990.1277 | 419.3959 | 9250.0061 | 444.8356 | 9262.6821 | 446.4487 | 9275.5531 | 448.0398 | 9287.4674 | 449.6094 | 9300.7154 | 451.1585 | 9314.3632 | 452.6872 | 9327.7078 | 454.1962
Leigh |  | 14.032 | 4.8948 | 22.5357 | 5.5088 | 25.839 | 7.0527 | 29.29 | 8.5998 | 33.1542 | 10.1545 | 40.3862 | 11.7303 | 54.3807 | 13.3227 | 69.1651 | 14.9409 | 83.6373 | 16.5733 | 102.8062 | 18.2317 | 132.3053 | 19.9148 | 169.0342 | 21.5621 | 205.5036 | 22.9225 | 241.622 | 24.2759 | 275.1214 | 25.6106 | 304.8693 | 26.9368 | 335.2626 | 38.9193 | 366.626 | 50.875 | 395.5573 | 62.799 | 423.7951 | 74.6744 | 449.1387 | 86.5403 | 467.4824 | 98.3792 | 486.7618 | 110.1749 | 505.4153 | 121.9471 | 524.2046 | 133.6934 | 541.7043 | 145.4133 | 553.9581 | 157.1077 | 566.0068 | 168.7773 | 577.8339 | 180.4226 | 589.7513 | 192.0445 | 602.1358 | 203.6433 | 614.0044 | 204.685 |  | 14.032 | 4.8948 | 14.5191 | 5.5088 | 15.1078 | 6.2889 | 15.6074 | 7.0912 | 16.1865 | 7.9219 | 20.1172 | 8.677 | 34.2246 | 9.2265 | 49.032 | 10.1376 | 63.4417 | 11.0687 | 82.5072 | 12.0139 | 110.1565 | 12.9825 | 139.9319 | 14.0712 | 169.4771 | 14.795 | 198.6505 | 15.5165 | 225.2031 | 16.2278 | 249.6345 | 16.9356 | 279.3977 | 17.6354 | 309.8419 | 18.3319 | 339.8275 | 19.0221 | 369.5274 | 19.7013 | 395.3507 | 20.3804 | 411.0122 | 21.0541 | 426.9458 | 21.7192 | 442.4966 | 22.38 | 458.7939 | 23.0359 | 475.9354 | 23.6873 | 493.4148 | 24.3339 | 510.7878 | 24.9761 | 528.0367 | 25.6141 | 545.4644 | 26.2481 | 561.5606 | 26.8782 | 571.5477 | 27.5047 |  | 14.032 | 4.8948 | 22.5357 | 5.5088 | 25.839 | 6.3865 | 29.29 | 7.2845 | 33.1542 | 8.2125 | 40.3862 | 9.0882 | 54.3807 | 9.8078 | 69.1651 | 10.8229 | 83.6373 | 11.8604 | 102.8062 | 12.9144 | 132.3053 | 13.9949 | 169.0342 | 15.1793 | 205.5036 | 16.1657 | 241.622 | 17.1505 | 275.1214 | 18.125 | 304.8693 | 19.0963 | 335.2626 | 20.0598 | 366.626 | 21.0206 | 395.5573 | 21.9752 | 423.7951 | 22.9182 | 449.1387 | 23.862 | 467.4824 | 24.8005 | 486.7618 | 25.7298 | 505.4153 | 26.655 | 524.2046 | 27.5755 | 541.7043 | 28.4911 | 553.9581 | 29.4021 | 566.0068 | 30.3087 | 577.8339 | 31.2109 | 589.7513 | 32.109 | 602.1358 | 33.0032 | 614.0044 | 33.8935 |  | 14.032 | 4.8948 | 26.9421 | 5.5088 | 33.3716 | 7.0527 | 39.7302 | 8.5998 | 46.4497 | 10.1545 | 56.7676 | 11.7303 | 71.0902 | 13.3227 | 87.7964 | 14.9409 | 109.339 | 16.5733 | 135.6276 | 18.2317 | 170.6006 | 19.9148 | 207.7592 | 21.5621 | 244.8253 | 22.9225 | 281.6035 | 24.2759 | 315.9836 | 25.6106 | 392.112 | 26.9368 | 604.8117 | 38.9193 | 818.5585 | 50.875 | 1032.3421 | 62.799 | 1244.9769 | 74.6744 | 1453.26 | 86.5403 | 1651.3993 | 98.3792 | 1849.9017 | 110.1749 | 2040.3674 | 121.9471 | 2230.5345 | 133.6934 | 2420.9315 | 145.4133 | 2611.6118 | 157.1077 | 2801.1074 | 168.7773 | 2989.7599 | 180.4226 | 3177.6294 | 192.0445 | 3319.3902 | 203.6433 | 3331.2253 | 204.685 |  | 14.032 | 4.8948 | 26.9421 | 5.5088 | 33.3716 | 7.0527 | 39.7302 | 8.5998 | 46.4497 | 10.1545 | 58.4749 | 11.7301 | 79.6243 | 13.3219 | 101.4478 | 14.9394 | 122.9903 | 16.5705 | 149.2789 | 18.2274 | 229.8836 | 19.9086 | 449.5108 | 32.2907 | 668.7982 | 44.3483 | 887.6302 | 56.3758 | 1103.7439 | 68.3519 | 1315.9949 | 80.3036 | 1528.7733 | 92.2137 | 1743.035 | 104.1081 | 1957.1269 | 115.9709 | 2171.212 | 127.7729 | 2381.2586 | 139.5816 | 2574.417 | 151.3642 | 2767.947 | 163.0963 | 2960.8075 | 174.8079 | 3153.7465 | 186.4948 | 3291.6637 | 198.1561 | 3302.5406 | 199.2257 | 3313.7306 | 200.2889 | 3323.5752 | 201.3459 | 3335.3376 | 202.397 | 3347.725 | 203.4422 | 3359.615 | 204.4819
Levenshulme |  | 88.3568 | 12.8683 | 141.4547 | 14.5635 | 162.5815 | 18.725 | 183.1345 | 22.9848 | 206.0524 | 27.3081 | 251.3091 | 31.7505 | 340.8737 | 36.3114 | 435.4535 | 40.9862 | 528.0057 | 45.7797 | 650.6827 | 50.686 | 832.3345 | 55.716 | 1038.3047 | 60.6996 | 1242.5482 | 64.9441 | 1444.4558 | 69.1602 | 1629.3513 | 73.3599 | 1789.9011 | 77.525 | 1954.3403 | 112.5699 | 2124.7035 | 147.7835 | 2258.7963 | 183.1664 | 2375.979 | 218.7838 | 2473.9365 | 254.5601 | 2558.8322 | 290.5258 | 2656.9947 | 326.5772 | 2764.1037 | 362.9629 | 2871.5193 | 399.4758 | 2972.3798 | 436.1718 | 3047.6314 | 473.0501 | 3121.9585 | 510.1102 | 3195.2932 | 547.3509 | 3269.1411 | 584.7721 | 3345.3008 | 622.3724 | 3419.0443 | 627.8382 |  | 88.3568 | 12.8683 | 91.64 | 14.5635 | 95.7044 | 16.6972 | 98.1555 | 18.938 | 100.9362 | 21.2735 | 125.2602 | 23.4394 | 215.2616 | 25.0864 | 309.9205 | 27.7327 | 402.202 | 30.482 | 524.4392 | 33.292 | 701.8246 | 36.199 | 892.6757 | 39.4751 | 1082.0976 | 41.7695 | 1268.9596 | 44.0464 | 1438.823 | 46.3139 | 1587.2249 | 48.5612 | 1746.4237 | 50.8178 | 1907.5741 | 53.0505 | 2056.8982 | 55.2713 | 2199.7344 | 57.5011 | 2315.342 | 59.7196 | 2361.0957 | 61.936 | 2407.2947 | 64.131 | 2452.2944 | 66.3544 | 2497.6606 | 68.5655 | 2588.0938 | 70.7763 | 2679.1187 | 72.9865 | 2768.5359 | 75.1968 | 2856.2546 | 77.4074 | 2943.7803 | 79.6188 | 3023.7131 | 81.8312 | 3073.0868 | 84.0451 |  | 88.3568 | 12.8683 | 141.4547 | 14.5635 | 162.5815 | 16.9562 | 183.1345 | 19.4693 | 206.0524 | 22.0856 | 251.3091 | 24.5991 | 340.8737 | 26.7314 | 435.4535 | 29.6896 | 528.0057 | 32.7614 | 650.6827 | 35.9034 | 832.3345 | 39.1538 | 1038.3047 | 42.7314 | 1242.5482 | 45.8007 | 1444.4558 | 48.8604 | 1629.3513 | 51.9178 | 1789.9011 | 54.96 | 1954.3403 | 58.0208 | 2124.7035 | 61.0615 | 2258.7963 | 64.0952 | 2375.979 | 67.1465 | 2473.9365 | 70.1906 | 2558.8322 | 73.2389 | 2656.9947 | 76.2675 | 2764.1037 | 79.3359 | 2871.5193 | 82.3957 | 2972.3798 | 85.46 | 3047.6314 | 88.5296 | 3121.9585 | 91.6046 | 3195.2932 | 94.6851 | 3269.1411 | 97.7715 | 3345.3008 | 100.8641 | 3419.0443 | 103.9629 |  | 88.3568 | 12.8683 | 169.2369 | 14.5635 | 210.8509 | 18.725 | 249.1284 | 22.9848 | 289.2143 | 27.3081 | 352.0548 | 31.7505 | 442.855 | 36.3114 | 541.899 | 40.9862 | 649.8654 | 45.7797 | 788.2221 | 50.686 | 982.1504 | 55.716 | 1189.866 | 60.6996 | 1396.6146 | 64.9441 | 1601.4308 | 69.1602 | 1789.9506 | 73.3599 | 2143.2733 | 77.525 | 3062.8131 | 112.5699 | 3968.2007 | 147.7835 | 4869.0256 | 183.1664 | 5762.2836 | 218.7838 | 6637.525 | 254.5601 | 7470.8884 | 290.5258 | 8316.5491 | 326.5772 | 9131.4382 | 362.9629 | 9944.8326 | 399.4758 | 10759.0634 | 436.1718 | 11574.2415 | 473.0501 | 12384.143 | 510.1102 | 13190.1133 | 547.3509 | 13992.7446 | 584.7721 | 14567.5974 | 622.3724 | 14637.289 | 627.8382 |  | 88.3568 | 12.8683 | 169.2369 | 14.5635 | 210.8509 | 18.725 | 249.1284 | 22.9848 | 289.2143 | 27.3081 | 355.6585 | 31.7512 | 460.8676 | 36.3137 | 570.7125 | 40.9912 | 678.6788 | 45.7885 | 817.0355 | 50.6998 | 1200.7274 | 55.7361 | 2167.2629 | 90.9791 | 3131.7513 | 125.7751 | 4093.4681 | 160.7956 | 5037.7167 | 196.0401 | 5957.0454 | 231.4383 | 6876.6419 | 267.1159 | 7783.3558 | 302.8948 | 8688.5894 | 338.8149 | 9587.9477 | 375.0011 | 10479.8417 | 411.3181 | 11305.5021 | 447.8226 | 12133.0256 | 484.3611 | 12957.8115 | 521.3054 | 13782.6599 | 558.3464 | 14327.1553 | 595.5678 | 14393.0392 | 601.087 | 14459.9415 | 606.5959 | 14522.2953 | 612.0948 | 14591.1037 | 617.5854 | 14661.9323 | 623.0679 | 14731.2178 | 628.5432
Leyland National |  | 4.5578 | 3.1479 | 6.7785 | 3.5341 | 7.6676 | 4.5182 | 8.5374 | 5.4909 | 9.5131 | 6.4651 | 11.338 | 7.45 | 14.6864 | 8.4437 | 18.2237 | 9.4378 | 21.6946 | 10.4516 | 26.2791 | 11.4674 | 35.3393 | 12.4938 | 52.1194 | 13.493 | 68.84 | 14.3127 | 85.471 | 15.1203 | 101.4537 | 15.9173 | 116.5467 | 16.7008 | 131.7897 | 24.0542 | 147.2491 | 31.3682 | 168.6904 | 38.6283 | 193.0615 | 45.7909 | 216.0806 | 52.9429 | 228.8241 | 60.0457 | 237.7399 | 67.0197 | 243.2044 | 74.0104 | 248.7021 | 80.9278 | 253.7644 | 87.7938 | 256.8105 | 94.6093 | 259.7633 | 101.3751 | 262.6223 | 108.0919 | 265.4969 | 114.7606 | 268.5258 | 121.3819 | 271.3557 | 121.6931 |  | 4.5578 | 3.1479 | 4.7007 | 3.5341 | 4.875 | 4.0289 | 4.993 | 4.5295 | 5.1342 | 5.0476 | 6.0626 | 5.5167 | 9.3749 | 5.8554 | 12.8744 | 6.4133 | 16.2965 | 6.9919 | 20.8292 | 7.5699 | 27.4069 | 8.1598 | 34.5001 | 8.8222 | 41.5345 | 9.256 | 48.5003 | 9.6836 | 54.8357 | 10.1061 | 62.7435 | 10.5216 | 78.5677 | 10.9221 | 95.4475 | 11.3266 | 114.1136 | 11.7254 | 133.876 | 12.1066 | 153.5514 | 12.4948 | 172.4972 | 12.8779 | 191.7619 | 13.2403 | 210.4778 | 13.6118 | 228.7613 | 13.9744 | 234.733 | 14.3322 | 240.9646 | 14.6854 | 247.2526 | 15.0342 | 253.5687 | 15.3786 | 259.9879 | 15.719 | 265.9124 | 16.0552 | 269.4908 | 16.3876 |  | 4.5578 | 3.1479 | 6.7785 | 3.5341 | 7.6676 | 4.0914 | 8.5374 | 4.651 | 9.5131 | 5.2286 | 11.338 | 5.772 | 14.6864 | 6.216 | 18.2237 | 6.8365 | 21.6946 | 7.4795 | 26.2791 | 8.1229 | 35.3393 | 8.7799 | 52.1194 | 9.4989 | 68.84 | 10.0938 | 85.471 | 10.6822 | 101.4537 | 11.2649 | 116.5467 | 11.8398 | 131.7897 | 12.398 | 147.2491 | 12.9608 | 168.6904 | 13.5172 | 193.0615 | 14.0536 | 216.0806 | 14.5981 | 228.8241 | 15.137 | 237.7399 | 15.6515 | 243.2044 | 16.1771 | 248.7021 | 16.6921 | 253.7644 | 17.2016 | 256.8105 | 17.7058 | 259.7633 | 18.2047 | 262.6223 | 18.6986 | 265.4969 | 19.1875 | 268.5258 | 19.6716 | 271.3557 | 20.151 |  | 4.5578 | 3.1479 | 7.923 | 3.5341 | 9.6381 | 4.5182 | 11.239 | 5.4909 | 12.9379 | 6.4651 | 15.4917 | 7.45 | 18.9487 | 8.4437 | 25.0193 | 9.4378 | 38.2254 | 10.4516 | 52.5707 | 11.4674 | 69.0108 | 12.4938 | 85.9814 | 13.493 | 102.935 | 14.3127 | 119.8357 | 15.1203 | 136.1223 | 15.9173 | 158.0279 | 16.7008 | 199.6604 | 24.0542 | 241.8629 | 31.3682 | 283.8756 | 38.6283 | 325.3786 | 45.7909 | 365.5847 | 52.9429 | 403.1753 | 60.0457 | 433.5372 | 67.0197 | 461.9745 | 74.0104 | 490.4363 | 80.9278 | 519.0751 | 87.7938 | 547.8027 | 94.6093 | 576.3434 | 101.3751 | 604.7388 | 108.0919 | 632.9853 | 114.7606 | 662.4623 | 121.3819 | 664.98 | 121.6931 |  | 4.5578 | 3.1479 | 7.923 | 3.5341 | 9.6381 | 4.5182 | 11.239 | 5.4909 | 12.9379 | 6.4651 | 17.9026 | 7.4497 | 30.9906 | 8.4427 | 44.27 | 9.4356 | 57.4761 | 10.4478 | 71.8213 | 11.4614 | 94.8051 | 12.4852 | 137.9368 | 20.1972 | 181.0057 | 27.6756 | 223.9813 | 35.0915 | 266.2896 | 42.4515 | 307.6773 | 49.75 | 349.1396 | 56.9457 | 390.4524 | 64.134 | 431.8726 | 71.2692 | 473.4489 | 78.2758 | 507.2541 | 85.3069 | 536.0924 | 92.29 | 565.0049 | 99.107 | 593.8103 | 105.977 | 622.6912 | 112.7651 | 666.2899 | 119.5031 | 667.9987 | 119.8358 | 669.7995 | 120.1636 | 670.9235 | 120.4865 | 672.9401 | 120.8048 | 675.1711 | 121.1184 | 677.2611 | 121.4275
Little Hulton |  | 99.2423 | 7.1606 | 161.2168 | 8.0967 | 186.3746 | 10.4113 | 210.1258 | 12.7468 | 236.5889 | 15.1072 | 287.1079 | 17.5156 | 384.9049 | 19.9702 | 488.141 | 22.4713 | 589.1388 | 25.021 | 723.0669 | 27.6288 | 919.2868 | 30.2851 | 1135.3806 | 32.9046 | 1349.5388 | 35.1098 | 1561.0357 | 37.3114 | 1753.598 | 39.4967 | 1919.2086 | 41.6736 | 2088.7151 | 60.4151 | 2264.2699 | 79.2223 | 2386.6401 | 98.0713 | 2490.0435 | 116.9766 | 2579.0035 | 135.9509 | 2661.0761 | 154.9882 | 2757.9531 | 174.0626 | 2866.4839 | 193.2242 | 2974.8399 | 212.4415 | 3076.9615 | 231.7225 | 3156.5782 | 251.068 | 3235.5683 | 270.4787 | 3313.875 | 289.9548 | 3392.8208 | 309.4971 | 3473.9521 | 329.1058 | 3553.1559 | 331.7091 |  | 99.2423 | 7.1606 | 103.3053 | 8.0967 | 108.4407 | 9.2838 | 111.2137 | 10.5114 | 114.3868 | 11.7874 | 141.1658 | 12.9589 | 239.7704 | 13.8336 | 343.3277 | 15.2512 | 444.2409 | 16.7157 | 577.8988 | 18.212 | 771.9515 | 19.7496 | 980.7327 | 21.4806 | 1187.7333 | 22.6692 | 1391.9613 | 23.857 | 1577.2466 | 25.0357 | 1736.444 | 26.2107 | 1896.0177 | 27.386 | 2052.8733 | 28.5572 | 2204.4354 | 29.7177 | 2348.9004 | 30.8738 | 2460.1302 | 32.0292 | 2486.9719 | 33.1819 | 2513.9444 | 34.327 | 2540.0635 | 35.4748 | 2565.4394 | 36.619 | 2643.1102 | 37.7616 | 2719.3532 | 38.9025 | 2792.3801 | 40.042 | 2862.2578 | 41.1804 | 2930.4526 | 42.318 | 2990.838 | 43.4548 | 3024.732 | 44.5912 |  | 99.2423 | 7.1606 | 161.2168 | 8.0967 | 186.3746 | 9.4278 | 210.1258 | 10.7972 | 236.5889 | 12.218 | 287.1079 | 13.5704 | 384.9049 | 14.7015 | 488.141 | 16.2778 | 589.1388 | 17.9058 | 723.0669 | 19.5708 | 919.2868 | 21.2825 | 1135.3806 | 23.1642 | 1349.5388 | 24.7606 | 1561.0357 | 26.3598 | 1753.598 | 27.9524 | 1919.2086 | 29.5438 | 2088.7151 | 31.1392 | 2264.2699 | 32.7333 | 2386.6401 | 34.318 | 2490.0435 | 35.9011 | 2579.0035 | 37.4861 | 2661.0761 | 39.0711 | 2757.9531 | 40.6499 | 2866.4839 | 42.2346 | 2974.8399 | 43.8181 | 3076.9615 | 45.4019 | 3156.5782 | 46.9864 | 3235.5683 | 48.572 | 3313.875 | 50.1587 | 3392.8208 | 51.7466 | 3473.9521 | 53.3362 | 3553.1559 | 54.9273 |  | 99.2423 | 7.1606 | 193.7913 | 8.0967 | 243.8219 | 10.4113 | 287.9969 | 12.7468 | 334.2469 | 15.1072 | 405.5375 | 17.5156 | 504.6964 | 19.9702 | 610.2297 | 22.4713 | 718.7047 | 25.021 | 860.2373 | 27.6288 | 1062.6297 | 30.2851 | 1279.9729 | 32.9046 | 1495.6401 | 35.1098 | 1708.8067 | 37.3114 | 1903.746 | 39.4967 | 2229.0286 | 41.6736 | 3022.4962 | 60.4151 | 3781.6697 | 79.2223 | 4540.775 | 98.0713 | 5293.6332 | 116.9766 | 6030.9329 | 135.9509 | 6734.4045 | 154.9882 | 7452.5688 | 174.0626 | 8146.191 | 193.2242 | 8838.2422 | 212.4415 | 9530.2796 | 231.7225 | 10222.6512 | 251.068 | 10910.6533 | 270.4787 | 11595.2061 | 289.9548 | 12276.5778 | 309.4971 | 12705.3104 | 329.1058 | 12776.8355 | 331.7091 |  | 99.2423 | 7.1606 | 193.7913 | 8.0967 | 243.8219 | 10.4113 | 287.9969 | 12.7468 | 334.2469 | 15.1072 | 407.2571 | 17.5152 | 513.2914 | 19.9689 | 623.9785 | 22.4684 | 732.4536 | 25.0159 | 873.9861 | 27.6208 | 1234.2596 | 30.2735 | 2082.7774 | 49.2726 | 2928.9833 | 67.9204 | 3772.119 | 86.6381 | 4595.9403 | 105.399 | 5392.208 | 124.2195 | 6185.8023 | 143.1234 | 6946.8201 | 162.0908 | 7709.5223 | 181.078 | 8467.5444 | 200.1197 | 9222.1476 | 219.2366 | 9923.9584 | 238.4169 | 10627.9813 | 257.6219 | 11329.7883 | 276.9268 | 12031.312 | 296.2841 | 12382.2335 | 315.7056 | 12452.5202 | 318.3089 | 12523.113 | 320.9108 | 12592.2443 | 323.5112 | 12663.4199 | 326.1108 | 12735.2169 | 328.7095 | 12806.5347 | 331.3075
Little Salkeld |  | 19.4547 | 6.2093 | 26.2864 | 6.9745 | 29.2628 | 8.922 | 31.9803 | 10.8773 | 35.0665 | 12.8417 | 40.7686 | 14.835 | 51.0939 | 16.8486 | 62.0243 | 18.8922 | 72.7566 | 20.9587 | 86.8879 | 23.0625 | 122.8233 | 25.1559 | 206.4986 | 27.2344 | 290.0002 | 28.9578 | 373.1979 | 30.6199 | 454.2935 | 32.299 | 532.6646 | 33.964 | 611.4583 | 48.9943 | 690.8254 | 64.0115 | 816.332 | 78.8795 | 962.1422 | 93.7703 | 1099.9019 | 108.4533 | 1172.7077 | 123.0405 | 1217.7325 | 137.7391 | 1238.2083 | 152.1916 | 1258.8305 | 166.6137 | 1277.6356 | 180.9584 | 1287.5218 | 195.2263 | 1296.9671 | 209.4181 | 1305.9779 | 223.534 | 1315.0271 | 237.5749 | 1324.7208 | 251.541 | 1333.5282 | 252.4405 |  | 19.4547 | 6.2093 | 20.0639 | 6.9745 | 20.8251 | 7.9558 | 21.2836 | 8.9639 | 21.8418 | 10.0074 | 24.7718 | 10.9571 | 34.8614 | 11.6471 | 45.5638 | 12.7917 | 56.0417 | 13.9654 | 69.9257 | 15.16 | 90.0785 | 16.3573 | 111.8554 | 17.7264 | 133.4618 | 18.6405 | 154.9066 | 19.518 | 174.3662 | 20.4092 | 207.0102 | 21.2939 | 291.6597 | 22.1377 | 383.9513 | 22.9995 | 486.776 | 23.8241 | 597.1628 | 24.6677 | 711.2041 | 25.4667 | 831.3264 | 26.255 | 953.5503 | 27.0735 | 1072.3883 | 27.8486 | 1188.3016 | 28.6241 | 1215.0463 | 29.391 | 1243.2343 | 30.1494 | 1271.8737 | 30.8996 | 1300.8132 | 31.6419 | 1330.3275 | 32.3766 | 1357.6515 | 33.1038 | 1374.3062 | 33.8238 |  | 19.4547 | 6.2093 | 26.2864 | 6.9745 | 29.2628 | 8.0792 | 31.9803 | 9.2136 | 35.0665 | 10.3858 | 40.7686 | 11.4936 | 51.0939 | 12.4035 | 62.0243 | 13.6851 | 72.7566 | 14.9987 | 86.8879 | 16.3363 | 122.8233 | 17.678 | 206.4986 | 19.1725 | 290.0002 | 20.422 | 373.1979 | 21.6323 | 454.2935 | 22.8585 | 532.6646 | 24.0782 | 611.4583 | 25.2527 | 690.8254 | 26.4484 | 816.332 | 27.6022 | 962.1422 | 28.7789 | 1099.9019 | 29.9041 | 1172.7077 | 31.0174 | 1217.7325 | 32.167 | 1238.2083 | 33.2658 | 1258.8305 | 34.3656 | 1277.6356 | 35.4555 | 1287.5218 | 36.5359 | 1296.9671 | 37.6069 | 1305.9779 | 38.6687 | 1315.0271 | 39.7215 | 1324.7208 | 40.7657 | 1333.5282 | 41.8013 |  | 19.4547 | 6.2093 | 29.8067 | 6.9745 | 35.5057 | 8.922 | 40.4473 | 10.8773 | 45.7757 | 12.8417 | 53.7436 | 14.835 | 64.5879 | 16.8486 | 91.558 | 18.8922 | 164.426 | 20.9587 | 240.8051 | 23.0625 | 323.6559 | 25.1559 | 408.1662 | 27.2344 | 492.6802 | 28.9578 | 577.0511 | 30.6199 | 659.4246 | 32.299 | 757.4469 | 33.964 | 912.3057 | 48.9943 | 1074.6938 | 64.0115 | 1235.1265 | 78.8795 | 1392.5035 | 93.7703 | 1543.7273 | 108.4533 | 1683.2773 | 123.0405 | 1773.5352 | 137.7391 | 1855.2253 | 152.1916 | 1937.2716 | 166.6137 | 2020.3505 | 180.9584 | 2103.912 | 195.2263 | 2186.9798 | 209.4181 | 2269.6761 | 223.534 | 2351.9274 | 237.5749 | 2468.9642 | 251.541 | 2477.124 | 252.4405 |  | 19.4547 | 6.2093 | 29.8067 | 6.9745 | 35.5057 | 8.922 | 40.4473 | 10.8773 | 45.7757 | 12.8417 | 69.1807 | 14.8352 | 141.6906 | 16.8492 | 214.814 | 18.8934 | 287.682 | 20.9609 | 364.0611 | 23.0659 | 465.417 | 25.1608 | 623.9111 | 40.8116 | 782.2622 | 56.0679 | 940.3413 | 71.1705 | 1096.2665 | 86.2862 | 1249.3476 | 101.3599 | 1402.9698 | 116.2162 | 1558.8651 | 131.1469 | 1715.3873 | 145.8502 | 1872.441 | 160.6578 | 1979.1967 | 175.1631 | 2061.9597 | 189.5729 | 2145.0289 | 204.1938 | 2227.8199 | 218.4833 | 2311.1049 | 232.765 | 2517.2854 | 246.9693 | 2521.0817 | 247.9456 | 2525.3715 | 248.9058 | 2525.9765 | 249.8503 | 2531.4189 | 250.7799 | 2538.0087 | 251.6948 | 2543.8291 | 252.5956
Littleborough |  | 33.13 | 8.2502 | 57.142 | 9.2963 | 66.2592 | 11.9158 | 76.22 | 14.5669 | 87.3774 | 17.2308 | 107.3071 | 19.9446 | 145.017 | 22.7025 | 184.8431 | 25.4962 | 223.8252 | 28.3374 | 275.4893 | 31.2327 | 354.022 | 34.1799 | 448.9349 | 37.0584 | 543.1286 | 39.4617 | 636.376 | 41.8473 | 722.5855 | 44.2191 | 798.6173 | 46.5892 | 876.3737 | 67.4193 | 956.7517 | 88.2395 | 1023.6074 | 109.0544 | 1087.9818 | 129.9291 | 1147.4629 | 150.7541 | 1192.0309 | 171.6535 | 1238.4977 | 192.4575 | 1283.5595 | 213.3504 | 1328.9384 | 234.2272 | 1371.7213 | 255.1121 | 1403.8473 | 276.0057 | 1435.5605 | 296.9085 | 1466.8229 | 317.8208 | 1498.2683 | 338.7433 | 1530.6681 | 359.6761 | 1562.0084 | 361.9889 |  | 33.13 | 8.2502 | 34.2839 | 9.2963 | 35.6862 | 10.6254 | 37.1953 | 12.0071 | 38.9637 | 13.4333 | 49.8322 | 14.7393 | 88.0867 | 15.7045 | 128.1112 | 17.2769 | 167.0421 | 18.8985 | 218.5233 | 20.5496 | 293.1989 | 22.2465 | 373.5865 | 24.1444 | 453.3143 | 25.4275 | 532.0484 | 26.7021 | 603.7365 | 27.9704 | 668.4676 | 29.2401 | 742.3935 | 30.4953 | 816.3948 | 31.7387 | 891.2343 | 32.9735 | 965.1528 | 34.2169 | 1027.1771 | 35.4382 | 1058.5694 | 36.6683 | 1090.6732 | 37.8702 | 1122.0546 | 39.0825 | 1155.0939 | 40.2842 | 1187.5451 | 41.4804 | 1220.4133 | 42.6711 | 1252.8532 | 43.8567 | 1284.8359 | 45.0376 | 1316.9471 | 46.214 | 1346.3321 | 47.3861 | 1364.0327 | 48.5542 |  | 33.13 | 8.2502 | 57.142 | 9.2963 | 66.2592 | 10.7902 | 76.22 | 12.3389 | 87.3774 | 13.9355 | 107.3071 | 15.4523 | 145.017 | 16.7129 | 184.8431 | 18.469 | 223.8252 | 20.2791 | 275.4893 | 22.1237 | 354.022 | 24.0196 | 448.9349 | 26.0884 | 543.1286 | 27.8297 | 636.376 | 29.5643 | 722.5855 | 31.2945 | 798.6173 | 33.0286 | 876.3737 | 34.7493 | 956.7517 | 36.459 | 1023.6074 | 38.1613 | 1087.9818 | 39.8763 | 1147.4629 | 41.5679 | 1192.0309 | 43.2723 | 1238.4977 | 44.9458 | 1283.5595 | 46.6338 | 1328.9384 | 48.3116 | 1371.7213 | 49.9846 | 1403.8473 | 51.6534 | 1435.5605 | 53.3182 | 1466.8229 | 54.9792 | 1498.2683 | 56.6365 | 1530.6681 | 58.2905 | 1562.0084 | 59.9413 |  | 33.13 | 8.2502 | 69.6301 | 9.2963 | 87.5239 | 11.9158 | 105.7982 | 14.5669 | 125.161 | 17.2308 | 154.341 | 19.9446 | 193.0465 | 22.7025 | 236.878 | 25.4962 | 290.5553 | 28.3374 | 356.9921 | 31.2327 | 446.897 | 34.1799 | 542.6582 | 37.0584 | 637.962 | 39.4617 | 732.3939 | 41.8473 | 820.2875 | 44.2191 | 1005.6943 | 46.5892 | 1513.8466 | 67.4193 | 2018.6342 | 88.2395 | 2524.1742 | 109.0544 | 3027.2992 | 129.9291 | 3519.9339 | 150.7541 | 3989.3192 | 171.6535 | 4461.1328 | 192.4575 | 4914.2472 | 213.3504 | 5366.4409 | 234.2272 | 5818.8622 | 255.1121 | 6271.6886 | 276.0057 | 6721.5894 | 296.9085 | 7169.3138 | 317.8208 | 7614.9702 | 338.7433 | 7924.9221 | 359.6761 | 7953.3627 | 361.9889 |  | 33.13 | 8.2502 | 69.6301 | 9.2963 | 87.5239 | 11.9158 | 105.7982 | 14.5669 | 125.161 | 17.2308 | 157.9043 | 19.9446 | 210.857 | 22.7025 | 265.3681 | 25.4963 | 319.0454 | 28.3375 | 385.4822 | 31.2328 | 583.4273 | 34.1801 | 1111.1703 | 55.5197 | 1637.9584 | 76.3835 | 2163.5245 | 97.235 | 2681.7956 | 118.0876 | 3189.5805 | 138.9829 | 3698.0334 | 159.8532 | 4204.6646 | 180.7044 | 4710.6851 | 201.5495 | 5217.3117 | 222.5001 | 5715.4003 | 243.3598 | 6174.7425 | 264.3345 | 6635.1589 | 285.1591 | 7093.9016 | 306.1138 | 7552.6176 | 327.0408 | 7827.0041 | 347.9757 | 7853.9776 | 350.3373 | 7881.3635 | 352.6883 | 7906.8636 | 355.0289 | 7935.0209 | 357.36 | 7964.0126 | 359.6819 | 7992.3499 | 361.9948
Longford Bridge |  | 59.0696 | 8.8037 | 81.9863 | 9.9542 | 92.0981 | 12.7975 | 102.0121 | 15.647 | 113.2252 | 18.5206 | 132.9706 | 21.4552 | 171.9867 | 24.4457 | 213.2217 | 27.4744 | 253.5759 | 30.5624 | 306.9644 | 33.7177 | 393.9796 | 36.924 | 516.0235 | 40.0816 | 637.3741 | 42.7174 | 757.6534 | 45.3408 | 870.249 | 47.9558 | 972.3232 | 50.5537 | 1075.9665 | 73.203 | 1181.9478 | 95.9108 | 1304.0927 | 118.6646 | 1429.5447 | 141.4215 | 1542.0508 | 164.2145 | 1614.807 | 187.1185 | 1688.0682 | 209.9692 | 1752.9237 | 232.9403 | 1817.8598 | 255.9411 | 1876.577 | 278.9936 | 1911.8015 | 302.0995 | 1946.2086 | 325.2603 | 1979.7442 | 348.4773 | 2013.7871 | 371.7521 | 2049.9672 | 395.0854 | 2084.0057 | 397.9947 |  | 59.0696 | 8.8037 | 61.4014 | 9.9542 | 64.2765 | 11.4116 | 66.367 | 12.9098 | 68.8307 | 14.4649 | 80.4641 | 15.8951 | 120.0372 | 16.962 | 161.438 | 18.6824 | 201.4621 | 20.4606 | 254.335 | 22.2755 | 330.9744 | 24.1354 | 413.667 | 26.2289 | 495.6663 | 27.6491 | 576.6323 | 29.0638 | 649.89 | 30.4753 | 722.7284 | 31.8783 | 830.4805 | 33.2697 | 944.2429 | 34.6646 | 1055.6436 | 36.054 | 1167.7996 | 37.426 | 1272.7605 | 38.7927 | 1358.2559 | 40.1698 | 1445.2623 | 41.5212 | 1530.2897 | 42.8835 | 1619.9239 | 44.238 | 1699.3378 | 45.5896 | 1779.4247 | 46.938 | 1858.0696 | 48.2838 | 1935.3796 | 49.6273 | 2012.8309 | 50.9689 | 2083.551 | 52.3087 | 2125.8924 | 53.6471 |  | 59.0696 | 8.8037 | 81.9863 | 9.9542 | 92.0981 | 11.5886 | 102.0121 | 13.2538 | 113.2252 | 14.9786 | 132.9706 | 16.6227 | 171.9867 | 17.9962 | 213.2217 | 19.9019 | 253.5759 | 21.8714 | 306.9644 | 23.8839 | 393.9796 | 25.948 | 516.0235 | 28.2167 | 637.3741 | 30.1258 | 757.6534 | 32.0324 | 870.249 | 33.939 | 972.3232 | 35.8392 | 1075.9665 | 37.7303 | 1181.9478 | 39.6286 | 1304.0927 | 41.5242 | 1429.5447 | 43.4034 | 1542.0508 | 45.2793 | 1614.807 | 47.1709 | 1688.0682 | 49.0354 | 1752.9237 | 50.9157 | 1817.8598 | 52.7903 | 1876.577 | 54.6638 | 1911.8015 | 56.5368 | 1946.2086 | 58.4096 | 1979.7442 | 60.2824 | 2013.7871 | 62.1554 | 2049.9672 | 64.0291 | 2084.0057 | 65.9034 |  | 59.0696 | 8.8037 | 93.8259 | 9.9542 | 113.3795 | 12.7975 | 131.2256 | 15.647 | 150.5174 | 18.5206 | 179.9981 | 21.4552 | 220.6134 | 24.4457 | 272.5157 | 27.4744 | 352.8525 | 30.5624 | 446.4573 | 33.7177 | 564.2402 | 36.924 | 688.1701 | 40.0816 | 811.9303 | 42.7174 | 935.0002 | 45.3408 | 1051.0519 | 47.9558 | 1298.1076 | 50.5537 | 1970.5338 | 73.203 | 2655.4725 | 95.9108 | 3338.8079 | 118.6646 | 4016.4754 | 141.4215 | 4679.2635 | 164.2145 | 5309.4305 | 187.1185 | 5928.1541 | 209.9692 | 6518.5657 | 232.9403 | 7108.2875 | 255.9411 | 7699.0101 | 278.9936 | 8290.8824 | 302.0995 | 8879.3782 | 325.2603 | 9465.3737 | 348.4773 | 10049.2409 | 371.7521 | 10510.7865 | 395.0854 | 10547.7129 | 397.9947 |  | 59.0696 | 8.8037 | 93.8259 | 9.9542 | 113.3795 | 12.7975 | 131.2256 | 15.647 | 150.5174 | 18.5206 | 189.7473 | 21.454 | 269.3429 | 24.442 | 350.4645 | 27.4665 | 430.8014 | 30.5486 | 524.4061 | 33.6961 | 784.0737 | 36.8926 | 1475.2531 | 59.984 | 2165.5062 | 82.5792 | 2854.4068 | 105.1976 | 3535.3363 | 127.8579 | 4205.4033 | 150.5421 | 4877.3548 | 173.236 | 5560.8131 | 196.0176 | 6244.4139 | 218.8451 | 6926.1636 | 241.6439 | 7582.5311 | 264.4798 | 8180.6603 | 287.4668 | 8780.4215 | 310.3487 | 9378.2858 | 333.3893 | 9976.6213 | 356.4516 | 10463.2803 | 379.5676 | 10496.0175 | 382.4539 | 10530.175 | 385.3419 | 10558.4957 | 388.2315 | 10595.2234 | 391.1231 | 10634.7345 | 394.0166 | 10672.0512 | 396.912
Longridge |  | 48.726 | 12.4013 | 77.0757 | 13.9586 | 88.0683 | 17.8702 | 98.9962 | 21.8335 | 111.2975 | 25.8327 | 134.8455 | 29.908 | 178.7236 | 34.0141 | 225.0555 | 38.1778 | 270.5019 | 42.4125 | 330.5758 | 46.7171 | 437.879 | 51.0933 | 612.2247 | 55.3849 | 785.7629 | 58.8936 | 958.1642 | 62.4321 | 1122.2525 | 65.9558 | 1274.6426 | 69.3426 | 1429.0347 | 100.309 | 1586.3774 | 131.0625 | 1783.343 | 161.9392 | 2001.5216 | 192.5228 | 2206.2687 | 222.9975 | 2325.2514 | 253.3991 | 2414.2581 | 284.0373 | 2476.3382 | 314.2538 | 2538.7472 | 344.4959 | 2596.7007 | 374.6596 | 2634.9928 | 404.7458 | 2672.3739 | 434.7556 | 2708.8226 | 464.6894 | 2745.424 | 494.5485 | 2783.5385 | 524.3332 | 2819.686 | 526.9249 |  | 48.726 | 12.4013 | 50.2473 | 13.9586 | 52.0867 | 15.9349 | 53.3434 | 17.9937 | 54.8624 | 20.1332 | 66.8005 | 22.0928 | 110.3756 | 23.5169 | 156.3636 | 25.8546 | 201.3329 | 28.2665 | 260.8931 | 30.7157 | 347.2935 | 33.23 | 440.3731 | 36.057 | 532.708 | 37.9191 | 624.0161 | 39.8052 | 707.1493 | 41.6859 | 798.9358 | 43.4848 | 955.7191 | 45.3343 | 1120.7497 | 47.1019 | 1299.8226 | 48.9221 | 1486.8879 | 50.6576 | 1667.6562 | 52.3756 | 1827.9651 | 54.0839 | 1990.8972 | 55.8421 | 2149.162 | 57.5165 | 2303.5856 | 59.1975 | 2359.5658 | 60.8654 | 2417.3008 | 62.5201 | 2475.0364 | 64.1625 | 2532.5771 | 65.7927 | 2590.7196 | 67.4116 | 2644.2055 | 69.0193 | 2676.5371 | 70.6164 |  | 48.726 | 12.4013 | 77.0757 | 13.9586 | 88.0683 | 16.1821 | 98.9962 | 18.4941 | 111.2975 | 20.8924 | 134.8455 | 23.1716 | 178.7236 | 25.0402 | 225.0555 | 27.6552 | 270.5019 | 30.3517 | 330.5758 | 33.0921 | 437.879 | 35.9052 | 612.2247 | 38.9899 | 785.7629 | 41.5337 | 958.1642 | 44.1071 | 1122.2525 | 46.6778 | 1274.6426 | 49.1593 | 1429.0347 | 51.7013 | 1586.3774 | 54.1527 | 1783.343 | 56.6672 | 2001.5216 | 59.0868 | 2206.2687 | 61.4877 | 2325.2514 | 63.8796 | 2414.2581 | 66.333 | 2476.3382 | 68.6891 | 2538.7472 | 71.0555 | 2596.7007 | 73.4078 | 2634.9928 | 75.7467 | 2672.3739 | 78.0725 | 2708.8226 | 80.3857 | 2745.424 | 82.6865 | 2783.5385 | 84.9754 | 2819.686 | 87.2528 |  | 48.726 | 12.4013 | 91.7841 | 13.9586 | 113.2524 | 17.8702 | 133.548 | 21.8335 | 154.994 | 25.8327 | 187.6113 | 29.908 | 232.5423 | 34.0141 | 300.2562 | 38.1778 | 427.4218 | 42.4125 | 569.4616 | 46.7171 | 738.8387 | 51.0933 | 915.0068 | 55.3849 | 1090.8677 | 58.8936 | 1265.9381 | 62.4321 | 1433.1119 | 65.9558 | 1656.9272 | 69.3426 | 2086.7225 | 100.309 | 2513.586 | 131.0625 | 2937.7989 | 161.9392 | 3356.8427 | 192.5228 | 3763.4828 | 222.9975 | 4144.8661 | 253.3991 | 4467.4564 | 284.0373 | 4771.8604 | 314.2538 | 5076.2007 | 344.4959 | 5381.8147 | 374.6596 | 5688.1694 | 404.7458 | 5992.3872 | 434.7556 | 6294.9922 | 464.6894 | 6595.9578 | 494.5485 | 6875.7048 | 524.3332 | 6908.0221 | 526.9249 |  | 48.726 | 12.4013 | 91.7841 | 13.9586 | 113.2524 | 17.8702 | 133.548 | 21.8335 | 154.994 | 25.8327 | 207.8003 | 29.9083 | 333.3819 | 34.0151 | 461.4614 | 38.1797 | 588.627 | 42.4159 | 730.6669 | 46.7225 | 968.7664 | 51.1011 | 1419.7354 | 82.9916 | 1869.8039 | 114.0221 | 2318.6312 | 145.102 | 2758.9235 | 176.1855 | 3187.1833 | 206.9238 | 3615.5657 | 237.9146 | 4035.0331 | 268.4955 | 4454.84 | 299.3998 | 4874.974 | 329.8174 | 5229.9636 | 360.1253 | 5538.5103 | 390.3781 | 5847.8642 | 421.0292 | 6156.1032 | 451.0852 | 6464.8143 | 481.217 | 6841.7028 | 511.27 | 6867.7371 | 513.9836 | 6894.4811 | 516.6716 | 6915.9603 | 519.3347 | 6944.3675 | 521.9745 | 6974.4264 | 524.5912 | 7003.3906 | 527.1858
Longsight |  | 78.0677 | 15.1687 | 111.2699 | 17.1669 | 125.8142 | 22.0724 | 138.6489 | 27.0936 | 153.0103 | 32.1898 | 181.9323 | 37.4263 | 240.9993 | 42.8025 | 303.3944 | 48.313 | 364.4432 | 53.9634 | 445.35 | 59.7468 | 569.8549 | 65.676 | 724.6182 | 71.5504 | 878.2732 | 76.5537 | 1030.2941 | 81.5235 | 1170.6768 | 86.4739 | 1294.8742 | 91.3836 | 1421.3995 | 132.6933 | 1551.44 | 174.2017 | 1682.4743 | 215.9098 | 1806.5445 | 257.8943 | 1910.6607 | 300.0662 | 1987.2018 | 342.4612 | 2070.7805 | 384.9573 | 2154.4833 | 427.8475 | 2238.0995 | 470.8875 | 2314.9211 | 514.1433 | 2365.7833 | 557.6141 | 2415.7306 | 601.2992 | 2464.7186 | 645.1972 | 2514.2374 | 689.308 | 2566.0563 | 733.6299 | 2615.5235 | 740.0727 |  | 78.0677 | 15.1687 | 81.197 | 17.1669 | 85.12 | 19.682 | 86.9591 | 22.3234 | 89.0435 | 25.0764 | 105.1967 | 27.6295 | 164.4017 | 29.5709 | 226.7331 | 32.6903 | 287.4328 | 35.931 | 367.852 | 39.2433 | 484.5592 | 42.6701 | 610.17 | 46.5318 | 734.838 | 49.2363 | 857.7682 | 51.9202 | 969.0837 | 54.5931 | 1071.4125 | 57.2421 | 1201.2086 | 59.9022 | 1337.3533 | 62.534 | 1462.2358 | 65.1518 | 1584.0161 | 67.7802 | 1692.0762 | 70.3952 | 1764.3653 | 73.0079 | 1837.488 | 75.5953 | 1908.6447 | 78.2162 | 1982.0225 | 80.8225 | 2075.3957 | 83.4285 | 2169.2997 | 86.0338 | 2261.3413 | 88.6392 | 2351.4489 | 91.245 | 2441.1394 | 93.8518 | 2522.7019 | 96.4596 | 2572.2943 | 99.0693 |  | 78.0677 | 15.1687 | 111.2699 | 17.1669 | 125.8142 | 19.9873 | 138.6489 | 22.9497 | 153.0103 | 26.0337 | 181.9323 | 28.9965 | 240.9993 | 31.51 | 303.3944 | 34.997 | 364.4432 | 38.6179 | 445.35 | 42.3216 | 569.8549 | 46.1531 | 724.6182 | 50.3702 | 878.2732 | 53.9882 | 1030.2941 | 57.5948 | 1170.6768 | 61.1988 | 1294.8742 | 64.7848 | 1421.3995 | 68.3929 | 1551.44 | 71.9771 | 1682.4743 | 75.5531 | 1806.5445 | 79.1498 | 1910.6607 | 82.7381 | 1987.2018 | 86.3313 | 2070.7805 | 89.9014 | 2154.4833 | 93.5182 | 2238.0995 | 97.125 | 2314.9211 | 100.7372 | 2365.7833 | 104.3554 | 2415.7306 | 107.9801 | 2464.7186 | 111.6113 | 2514.2374 | 115.2495 | 2566.0563 | 118.8949 | 2615.5235 | 122.5476 |  | 78.0677 | 15.1687 | 128.6675 | 17.1669 | 157.2207 | 22.0724 | 180.9715 | 27.0936 | 206.0141 | 32.1898 | 245.9988 | 37.4263 | 306.0807 | 42.8025 | 376.4205 | 48.313 | 466.9447 | 53.9634 | 577.5567 | 59.7468 | 724.9203 | 65.676 | 881.4354 | 71.5504 | 1037.4104 | 76.5537 | 1192.081 | 81.5235 | 1335.7595 | 86.4739 | 1597.0076 | 91.3836 | 2259.6824 | 132.6933 | 2923.5405 | 174.2017 | 3581.7987 | 215.9098 | 4232.2521 | 257.8943 | 4868.7267 | 300.0662 | 5473.3498 | 342.4612 | 6073.0967 | 384.9573 | 6647.6825 | 427.8475 | 7221.6165 | 470.8875 | 7796.7073 | 514.1433 | 8372.8086 | 557.6141 | 8945.3961 | 601.2992 | 9515.4109 | 645.1972 | 10083.0745 | 689.308 | 10525.1427 | 733.6299 | 10573.4701 | 740.0727 |  | 78.0677 | 15.1687 | 128.6675 | 17.1669 | 157.2207 | 22.0724 | 180.9715 | 27.0936 | 206.0141 | 32.1898 | 253.1406 | 37.4272 | 341.7763 | 42.8053 | 433.518 | 48.3189 | 524.0422 | 53.9738 | 634.6541 | 59.7631 | 916.1917 | 65.6997 | 1609.1798 | 107.2429 | 2300.8899 | 148.2591 | 2990.7112 | 189.54 | 3668.6111 | 231.0849 | 4329.8971 | 272.811 | 4991.8342 | 314.8665 | 5653.1045 | 357.0413 | 6314.2827 | 399.3826 | 6968.6117 | 442.0375 | 7604.393 | 484.8468 | 8186.475 | 527.8769 | 8769.9604 | 570.9472 | 9351.5803 | 614.4957 | 9933.6356 | 658.1584 | 10421.388 | 702.0335 | 10463.765 | 708.5394 | 10507.4847 | 715.033 | 10545.6366 | 721.515 | 10591.888 | 727.9871 | 10640.631 | 734.4497 | 10687.6713 | 740.9037
Lostock |  | 22.1538 | 6.0536 | 33.3792 | 6.8253 | 38.0137 | 8.7479 | 43.145 | 10.6698 | 48.9548 | 12.5994 | 58.161 | 14.5609 | 75.2858 | 16.545 | 93.3826 | 18.5584 | 111.0983 | 20.6035 | 134.5456 | 22.6778 | 170.1859 | 24.7861 | 213.4388 | 26.853 | 256.3921 | 28.5645 | 298.903 | 30.2611 | 338.1218 | 31.9453 | 372.7441 | 33.6119 | 408.0942 | 48.5961 | 444.5312 | 63.5491 | 476.1258 | 78.5014 | 506.7541 | 93.4123 | 535.5371 | 108.338 | 556.6803 | 123.2123 | 581.4228 | 138.092 | 608.1431 | 152.9594 | 635.0378 | 167.8127 | 659.6427 | 182.6559 | 675.2942 | 197.4899 | 690.6399 | 212.3161 | 705.6517 | 227.1353 | 720.8669 | 241.9486 | 736.9306 | 256.7568 | 752.1661 | 258.2682 |  | 22.1538 | 6.0536 | 23.0175 | 6.8253 | 24.0817 | 7.8005 | 25.2374 | 8.8014 | 26.6194 | 9.8364 | 32.085 | 10.7815 | 49.6877 | 11.4721 | 67.9757 | 12.6097 | 85.6528 | 13.7815 | 108.9532 | 14.9681 | 142.7089 | 16.1857 | 179.1075 | 17.5547 | 215.1437 | 18.4697 | 250.7688 | 19.3774 | 283.0717 | 20.2793 | 312.4656 | 21.1722 | 346.704 | 22.0621 | 380.9112 | 22.9429 | 415.6089 | 23.8246 | 449.782 | 24.6931 | 478.5755 | 25.564 | 494.055 | 26.4206 | 509.9304 | 27.2765 | 525.4743 | 28.1271 | 541.5446 | 28.9723 | 568.8147 | 29.8131 | 596.4176 | 30.6494 | 623.6544 | 31.4815 | 650.5591 | 32.3097 | 677.7069 | 33.1343 | 702.648 | 33.9554 | 717.5118 | 34.7732 |  | 22.1538 | 6.0536 | 33.3792 | 6.8253 | 38.0137 | 7.9215 | 43.145 | 9.0378 | 48.9548 | 10.1899 | 58.161 | 11.2812 | 75.2858 | 12.18 | 93.3826 | 13.4433 | 111.0983 | 14.7445 | 134.5456 | 16.0638 | 170.1859 | 17.4182 | 213.4388 | 18.904 | 256.3921 | 20.1447 | 298.903 | 21.3789 | 338.1218 | 22.6081 | 372.7441 | 23.8286 | 408.0942 | 25.0474 | 444.5312 | 26.2574 | 476.1258 | 27.4699 | 506.7541 | 28.669 | 535.5371 | 29.8723 | 556.6803 | 31.0607 | 581.4228 | 32.2495 | 608.1431 | 33.4336 | 635.0378 | 34.613 | 659.6427 | 35.7881 | 675.2942 | 36.9595 | 690.6399 | 38.1273 | 705.6517 | 39.2917 | 720.8669 | 40.4528 | 736.9306 | 41.611 | 752.1661 | 42.7663 |  | 22.1538 | 6.0536 | 39.1713 | 6.8253 | 48.1706 | 8.7479 | 57.3285 | 10.6698 | 67.2853 | 12.5994 | 81.8583 | 14.5609 | 99.9135 | 16.545 | 120.0863 | 18.5584 | 144.9154 | 20.6035 | 175.5364 | 22.6778 | 216.8443 | 24.7861 | 260.8812 | 26.853 | 304.7852 | 28.5645 | 348.3114 | 30.2611 | 389.0114 | 31.9453 | 504.5447 | 33.6119 | 858.2378 | 48.5961 | 1215.9119 | 63.5491 | 1575.721 | 78.5014 | 1934.3546 | 93.4123 | 2285.8277 | 108.338 | 2621.4168 | 123.2123 | 2961.8427 | 138.092 | 3289.3586 | 152.9594 | 3616.4896 | 167.8127 | 3944.0227 | 182.6559 | 4272.1638 | 197.4899 | 4598.5382 | 212.3161 | 4923.6585 | 227.1353 | 5247.5181 | 241.9486 | 5501.4697 | 256.7568 | 5518.7361 | 258.2682 |  | 22.1538 | 6.0536 | 39.1713 | 6.8253 | 48.1706 | 8.7479 | 57.3285 | 10.6698 | 67.2853 | 12.5994 | 83.5371 | 14.5603 | 108.3048 | 16.5431 | 133.5093 | 18.5543 | 158.3384 | 20.5963 | 188.9593 | 22.6665 | 309.8781 | 24.7698 | 672.1876 | 40.1967 | 1034.0415 | 55.2357 | 1395.2845 | 70.234 | 1753.0985 | 85.203 | 2106.1575 | 100.1324 | 2460.1644 | 115.0536 | 2819.7681 | 129.9388 | 3179.7946 | 144.8456 | 3541.0341 | 159.6931 | 3899.0818 | 174.5789 | 4230.8258 | 189.3923 | 4563.5397 | 204.2241 | 4895.2214 | 219.0448 | 5227.1795 | 233.8517 | 5480.8669 | 248.6499 | 5496.4436 | 250.1715 | 5512.7422 | 251.6896 | 5526.201 | 253.2043 | 5543.7761 | 254.7159 | 5562.7695 | 256.2243 | 5580.6056 | 257.7297
Lower Darwen |  | 3.2737 | 2.9403 | 5.1749 | 3.3011 | 5.9182 | 4.2159 | 6.6779 | 5.1699 | 7.5349 | 6.1321 | 9.1008 | 7.1135 | 12.0229 | 8.1112 | 15.11 | 9.1193 | 18.1354 | 10.1429 | 22.133 | 11.191 | 28.8236 | 12.2482 | 38.6482 | 13.2832 | 48.4185 | 14.1461 | 58.1132 | 15.0105 | 67.2566 | 15.8579 | 75.6244 | 16.7061 | 84.1243 | 24.1804 | 92.82 | 31.6503 | 102.642 | 39.1155 | 113.2188 | 46.5766 | 123.1384 | 54.0303 | 129.2541 | 61.5164 | 134.2316 | 68.9446 | 138.2679 | 76.3799 | 142.3334 | 83.804 | 146.0937 | 91.2158 | 148.6459 | 98.6142 | 151.1484 | 105.9984 | 153.5966 | 113.3675 | 156.0615 | 120.7208 | 158.6293 | 128.0575 | 161.0739 | 128.7506 |  | 3.2737 | 2.9403 | 3.3845 | 3.3011 | 3.5182 | 3.7593 | 3.6238 | 4.2507 | 3.7514 | 4.7584 | 4.5748 | 5.2234 | 7.5082 | 5.5675 | 10.5916 | 6.125 | 13.5968 | 6.6992 | 17.57 | 7.2878 | 23.3276 | 7.8872 | 29.532 | 8.5604 | 35.6802 | 9.0144 | 41.7588 | 9.4704 | 47.2877 | 9.9168 | 52.9447 | 10.3646 | 61.4344 | 10.8108 | 70.2281 | 11.2516 | 79.6301 | 11.6884 | 89.312 | 12.1219 | 98.3595 | 12.5515 | 105.6164 | 12.9861 | 112.9938 | 13.4064 | 120.1661 | 13.8267 | 127.1061 | 14.2436 | 130.4727 | 14.6572 | 133.8654 | 15.0674 | 137.1981 | 15.4744 | 140.4673 | 15.8782 | 143.7387 | 16.279 | 146.7134 | 16.6767 | 148.4407 | 17.0716 |  | 3.2737 | 2.9403 | 5.1749 | 3.3011 | 5.9182 | 3.8176 | 6.6779 | 4.3791 | 7.5349 | 4.9593 | 9.1008 | 5.5113 | 12.0229 | 5.9713 | 15.11 | 6.6059 | 18.1354 | 7.2586 | 22.133 | 7.9272 | 28.8236 | 8.6073 | 38.6482 | 9.3511 | 48.4185 | 9.9763 | 58.1132 | 10.6046 | 67.2566 | 11.2229 | 75.6244 | 11.8435 | 84.1243 | 12.4631 | 92.82 | 13.0774 | 102.642 | 13.6876 | 113.2188 | 14.2947 | 123.1384 | 14.8979 | 129.2541 | 15.5077 | 134.2316 | 16.1011 | 138.2679 | 16.695 | 142.3334 | 17.2854 | 146.0937 | 17.8721 | 148.6459 | 18.4553 | 151.1484 | 19.035 | 153.5966 | 19.6112 | 156.0615 | 20.184 | 158.6293 | 20.7535 | 161.0739 | 21.3196 |  | 3.2737 | 2.9403 | 6.1585 | 3.3011 | 7.6053 | 4.2159 | 9.0052 | 5.1699 | 10.4936 | 6.1321 | 12.7374 | 7.1135 | 15.745 | 8.1112 | 19.7993 | 9.1193 | 26.4868 | 10.1429 | 34.147 | 11.191 | 43.626 | 12.2482 | 53.5576 | 13.2832 | 63.4571 | 14.1461 | 73.2615 | 15.0105 | 82.6112 | 15.8579 | 103.185 | 16.7061 | 159.8287 | 24.1804 | 217.2427 | 31.6503 | 274.9259 | 39.1155 | 332.3379 | 46.5766 | 388.4693 | 54.0303 | 441.6701 | 61.5164 | 493.2117 | 68.9446 | 542.6041 | 76.3799 | 591.879 | 83.804 | 641.1368 | 91.2158 | 690.417 | 98.6142 | 739.3546 | 105.9984 | 788.0541 | 113.3675 | 836.4597 | 120.7208 | 867.4541 | 128.0575 | 869.3406 | 128.7506 |  | 3.2737 | 2.9403 | 6.1585 | 3.3011 | 7.6053 | 4.2159 | 9.0052 | 5.1699 | 10.4936 | 6.1321 | 13.6378 | 7.1145 | 20.2421 | 8.1144 | 26.9883 | 9.126 | 33.6757 | 10.1545 | 41.336 | 11.2091 | 62.8611 | 12.2743 | 120.9558 | 19.9538 | 178.964 | 27.4683 | 236.8585 | 35.0031 | 294.1729 | 42.5171 | 350.6712 | 50.0518 | 407.3179 | 57.5969 | 464.7665 | 65.1321 | 522.3199 | 72.6606 | 580.0933 | 80.1845 | 635.1436 | 87.6986 | 685.3562 | 95.2655 | 735.6036 | 102.7436 | 785.6252 | 110.2355 | 835.6286 | 117.7134 | 860.3379 | 125.1762 | 862.1314 | 125.9427 | 863.9423 | 126.6949 | 865.6558 | 127.4333 | 867.502 | 128.1586 | 869.3855 | 128.8712 | 871.2412 | 129.5717
Lyons Rd |  | 0.0036911 | 4.4278 | 0.0065676 | 5.0064 | 0.007657 | 6.4365 | 0.0090889 | 7.8696 | 0.010714 | 9.3149 | 0.013074 | 10.7908 | 0.01736 | 12.2949 | 0.021885 | 13.8182 | 0.026316 | 15.3713 | 0.032187 | 16.9582 | 0.040708 | 18.5708 | 0.049881 | 20.1589 | 0.058973 | 21.4846 | 0.067959 | 22.804 | 0.076147 | 24.1192 | 0.08318 | 25.4259 | 0.090407 | 36.8172 | 0.097931 | 48.238 | 0.10211 | 59.682 | 0.10548 | 71.1275 | 0.10898 | 82.5912 | 0.1124 | 94.1107 | 0.11668 | 105.6033 | 0.12182 | 117.1566 | 0.127 | 128.7248 | 0.1319 | 140.319 | 0.13561 | 151.94 | 0.13928 | 163.5887 | 0.14289 | 175.2656 | 0.14653 | 186.9716 | 0.15027 | 198.707 | 0.1539 | 200.1702 |  | 0.0036911 | 4.4278 | 0.0038242 | 5.0064 | 0.0039862 | 5.7394 | 0.004342 | 6.493 | 0.0047717 | 7.2751 | 0.0062436 | 7.9944 | 0.01073 | 8.531 | 0.015349 | 9.3963 | 0.019802 | 10.2906 | 0.025661 | 11.2034 | 0.034148 | 12.1388 | 0.043288 | 13.1917 | 0.052339 | 13.906 | 0.061284 | 14.6175 | 0.069422 | 15.3275 | 0.07636 | 16.0331 | 0.082833 | 16.7329 | 0.088949 | 17.4344 | 0.095074 | 18.1332 | 0.10086 | 18.8233 | 0.10497 | 19.5107 | 0.10505 | 20.2033 | 0.10522 | 20.883 | 0.10544 | 21.5681 | 0.10563 | 22.2494 | 0.10844 | 22.9291 | 0.11123 | 23.6073 | 0.11392 | 24.2842 | 0.11652 | 24.9599 | 0.11908 | 25.6347 | 0.12136 | 26.3085 | 0.1226 | 26.9816 |  | 0.0036911 | 4.4278 | 0.0065676 | 5.0064 | 0.007657 | 5.8284 | 0.0090889 | 6.6659 | 0.010714 | 7.5334 | 0.013074 | 8.3603 | 0.01736 | 9.0512 | 0.021885 | 10.0096 | 0.026316 | 11.0002 | 0.032187 | 12.0123 | 0.040708 | 13.0505 | 0.049881 | 14.1915 | 0.058973 | 15.1517 | 0.067959 | 16.1106 | 0.076147 | 17.0695 | 0.08318 | 18.0252 | 0.090407 | 18.9763 | 0.097931 | 19.9311 | 0.10211 | 20.8844 | 0.10548 | 21.8296 | 0.10898 | 22.7731 | 0.1124 | 23.7244 | 0.11668 | 24.6622 | 0.12182 | 25.6079 | 0.127 | 26.5507 | 0.1319 | 27.493 | 0.13561 | 28.435 | 0.13928 | 29.3769 | 0.14289 | 30.3188 | 0.14653 | 31.2609 | 0.15027 | 32.2032 | 0.1539 | 33.1459 |  | 0.0036911 | 4.4278 | 0.0080635 | 5.0064 | 0.010208 | 6.4365 | 0.012738 | 7.8696 | 0.015513 | 9.3149 | 0.019479 | 10.7908 | 0.024045 | 12.2949 | 0.028637 | 13.8182 | 0.033115 | 15.3713 | 0.039047 | 16.9582 | 0.047646 | 18.5708 | 0.056912 | 20.1589 | 0.066117 | 21.4846 | 0.07524 | 22.804 | 0.083598 | 24.1192 | 0.1067 | 25.4259 | 0.17744 | 36.8172 | 0.24784 | 48.238 | 0.31846 | 59.682 | 0.38883 | 71.1275 | 0.45774 | 82.5912 | 0.52385 | 94.1107 | 0.59194 | 105.6033 | 0.65767 | 117.1566 | 0.7232 | 128.7248 | 0.7887 | 140.319 | 0.8542 | 151.94 | 0.91925 | 163.5887 | 0.98392 | 175.2656 | 1.0483 | 186.9716 | 1.0873 | 198.707 | 1.09 | 200.1702 |  | 0.0036911 | 4.4278 | 0.0080635 | 5.0064 | 0.010208 | 6.4365 | 0.012738 | 7.8696 | 0.015513 | 9.3149 | 0.019479 | 10.7902 | 0.024045 | 12.293 | 0.028637 | 13.8142 | 0.033115 | 15.3643 | 0.039047 | 16.9473 | 0.063609 | 18.555 | 0.13669 | 30.1688 | 0.20965 | 41.5329 | 0.28246 | 52.9088 | 0.35442 | 64.3057 | 0.42517 | 75.7147 | 0.49602 | 87.1285 | 0.56703 | 98.5864 | 0.63776 | 110.0675 | 0.7087 | 121.5341 | 0.77984 | 133.0193 | 0.84642 | 144.5806 | 0.91324 | 156.0889 | 0.97979 | 167.6771 | 1.0463 | 179.2762 | 1.0737 | 190.9024 | 1.0764 | 192.354 | 1.0791 | 193.8065 | 1.0818 | 195.2598 | 1.0846 | 196.7142 | 1.0873 | 198.1695 | 1.09 | 199.6257
Manchester University |  | 1.2911 | 0.50159 | 1.3459 | 0.56766 | 1.411 | 0.72987 | 1.4474 | 0.89591 | 1.4906 | 1.0644 | 1.5482 | 1.2376 | 1.6369 | 1.4154 | 1.7335 | 1.5976 | 1.8283 | 1.7844 | 1.9502 | 1.9757 | 2.3237 | 2.1717 | 3.3293 | 2.366 | 4.3377 | 2.5314 | 5.3433 | 2.6958 | 6.3228 | 2.8595 | 7.2896 | 3.0218 | 8.2606 | 4.3878 | 9.2308 | 5.7604 | 11.1668 | 7.1395 | 13.4282 | 8.5279 | 15.5078 | 9.9224 | 16.5255 | 11.3243 | 17.8581 | 12.7295 | 19.319 | 14.1477 | 20.7666 | 15.571 | 21.9655 | 17.0013 | 22.213 | 18.4388 | 22.4291 | 19.8833 | 22.6136 | 21.3349 | 22.821 | 22.7935 | 23.1165 | 24.2591 | 23.3343 | 24.4722 |  | 1.2911 | 0.50159 | 1.3379 | 0.56766 | 1.3949 | 0.65083 | 1.4225 | 0.73817 | 1.4537 | 0.82921 | 1.4917 | 0.91363 | 1.5642 | 0.97783 | 1.6458 | 1.081 | 1.7183 | 1.1881 | 1.8139 | 1.2977 | 1.9508 | 1.411 | 2.1098 | 1.5387 | 2.2655 | 1.6281 | 2.4258 | 1.7169 | 2.5612 | 1.8052 | 2.9191 | 1.8928 | 4.0825 | 1.9808 | 5.3844 | 2.0678 | 6.8263 | 2.1544 | 8.3757 | 2.2413 | 10.0357 | 2.3278 | 11.9457 | 2.4142 | 13.8701 | 2.4997 | 15.7336 | 2.5864 | 17.6345 | 2.6726 | 20.9588 | 2.7588 | 24.4205 | 2.8449 | 27.9255 | 2.9311 | 31.4766 | 3.0172 | 35.143 | 3.1034 | 38.6063 | 3.1897 | 40.8015 | 3.276 |  | 1.2911 | 0.50159 | 1.3459 | 0.56766 | 1.411 | 0.66093 | 1.4474 | 0.75888 | 1.4906 | 0.86086 | 1.5482 | 0.95884 | 1.6369 | 1.0419 | 1.7335 | 1.1573 | 1.8283 | 1.277 | 1.9502 | 1.3995 | 2.3237 | 1.5262 | 3.3293 | 1.6656 | 4.3377 | 1.7852 | 5.3433 | 1.9045 | 6.3228 | 2.0237 | 7.2896 | 2.1423 | 8.2606 | 2.2616 | 9.2308 | 2.3801 | 11.1668 | 2.4983 | 13.4282 | 2.6173 | 15.5078 | 2.7359 | 16.5255 | 2.8547 | 17.8581 | 2.9728 | 19.319 | 3.0924 | 20.7666 | 3.2117 | 21.9655 | 3.3311 | 22.213 | 3.4507 | 22.4291 | 3.5706 | 22.6136 | 3.6907 | 22.821 | 3.811 | 23.1165 | 3.9315 | 23.3343 | 4.0523 |  | 1.2911 | 0.50159 | 1.3601 | 0.56766 | 1.4551 | 0.72987 | 1.5057 | 0.89591 | 1.5695 | 1.0644 | 1.6556 | 1.2376 | 1.7773 | 1.4154 | 2.1225 | 1.5976 | 3.0932 | 1.7844 | 4.1028 | 1.9757 | 5.1765 | 2.1717 | 6.2818 | 2.366 | 7.4113 | 2.5314 | 8.5609 | 2.6958 | 9.7132 | 2.8595 | 11.7552 | 3.0218 | 16.4987 | 4.3878 | 21.652 | 5.7604 | 26.87 | 7.1395 | 32.0943 | 8.5279 | 37.2461 | 9.9224 | 42.1657 | 11.3243 | 46.6918 | 12.7295 | 51.0235 | 14.1477 | 55.4951 | 15.571 | 60.1427 | 17.0013 | 64.9501 | 18.4388 | 69.8712 | 19.8833 | 74.9085 | 21.3349 | 80.0481 | 22.7935 | 101.0238 | 24.2591 | 102.9008 | 24.4722 |  | 1.2911 | 0.50159 | 1.3601 | 0.56766 | 1.4551 | 0.72987 | 1.5057 | 0.89591 | 1.5695 | 1.0644 | 1.8623 | 1.2376 | 2.8101 | 1.4155 | 3.7744 | 1.5978 | 4.7451 | 1.7848 | 5.7547 | 1.9762 | 7.7062 | 2.1725 | 12.3192 | 3.5462 | 16.9505 | 4.9025 | 21.597 | 6.2676 | 26.2349 | 7.6413 | 30.8847 | 9.0211 | 35.6046 | 10.4118 | 40.6462 | 11.8064 | 45.7948 | 13.2065 | 51.0219 | 14.617 | 55.7416 | 16.0326 | 59.9354 | 17.4555 | 64.2358 | 18.8797 | 68.632 | 20.3197 | 73.1753 | 21.7635 | 111.9407 | 23.2143 | 113.0822 | 23.4295 | 114.4698 | 23.6442 | 115.0344 | 23.8585 | 116.8559 | 24.0726 | 119.115 | 24.2862 | 121.0611 | 24.4997
Marple |  | 13.6805 | 3.9954 | 20.2744 | 4.5085 | 22.9558 | 5.7872 | 26.1543 | 7.0701 | 29.7905 | 8.3628 | 35.4115 | 9.681 | 45.9664 | 11.0187 | 57.1246 | 12.3806 | 68.0508 | 13.7637 | 82.5007 | 15.1753 | 104.6869 | 16.6146 | 132.2983 | 18.0251 | 159.7324 | 19.2009 | 186.9063 | 20.3697 | 212.0897 | 21.5267 | 234.4876 | 22.6813 | 257.3692 | 32.8389 | 280.9618 | 42.9898 | 302.8246 | 53.1612 | 324.2115 | 63.3275 | 344.057 | 73.5007 | 358.2559 | 83.7087 | 374.7736 | 93.9176 | 392.424 | 104.1306 | 410.2204 | 114.3623 | 426.4311 | 124.6081 | 436.341 | 134.8685 | 446.021 | 145.1444 | 455.4521 | 155.4362 | 465.0133 | 165.7446 | 475.1598 | 176.0699 | 484.7143 | 177.2882 |  | 13.6805 | 3.9954 | 14.1767 | 4.5085 | 14.7763 | 5.1605 | 15.5867 | 5.8325 | 16.5577 | 6.5297 | 20.0341 | 7.1695 | 30.9209 | 7.642 | 42.2084 | 8.4143 | 53.0966 | 9.2091 | 67.431 | 10.0193 | 88.1777 | 10.8531 | 110.5597 | 11.7875 | 132.7331 | 12.4194 | 154.6593 | 13.0481 | 174.5756 | 13.6703 | 193.0108 | 14.2921 | 215.6131 | 14.914 | 238.6212 | 15.5262 | 261.281 | 16.14 | 283.6259 | 16.7466 | 302.9585 | 17.3501 | 314.8742 | 17.9566 | 327.1105 | 18.558 | 339.1245 | 19.1555 | 351.588 | 19.7518 | 371.3009 | 20.3463 | 391.4612 | 20.9389 | 411.5551 | 21.5298 | 431.5992 | 22.1191 | 451.9961 | 22.707 | 470.9587 | 23.2937 | 482.6938 | 23.8792 |  | 13.6805 | 3.9954 | 20.2744 | 4.5085 | 22.9558 | 5.2405 | 26.1543 | 5.9888 | 29.7905 | 6.7634 | 35.4115 | 7.5004 | 45.9664 | 8.1116 | 57.1246 | 8.9682 | 68.0508 | 9.8498 | 82.5007 | 10.7494 | 104.6869 | 11.6757 | 132.2983 | 12.6893 | 159.7324 | 13.5411 | 186.9063 | 14.3908 | 212.0897 | 15.2348 | 234.4876 | 16.0795 | 257.3692 | 16.9259 | 280.9618 | 17.7626 | 302.8246 | 18.6026 | 324.2115 | 19.4357 | 344.057 | 20.2666 | 358.2559 | 21.1022 | 374.7736 | 21.9331 | 392.424 | 22.7607 | 410.2204 | 23.5883 | 426.4311 | 24.4147 | 436.341 | 25.2401 | 446.021 | 26.0647 | 455.4521 | 26.8886 | 465.0133 | 27.7118 | 475.1598 | 28.5346 | 484.7143 | 29.3569 |  | 13.6805 | 3.9954 | 23.6523 | 4.5085 | 28.7937 | 5.7872 | 34.449 | 7.0701 | 40.6557 | 8.3628 | 49.7286 | 9.681 | 60.9597 | 11.0187 | 73.7052 | 12.3806 | 90.0601 | 13.7637 | 110.0051 | 15.1753 | 136.4992 | 16.6146 | 164.6883 | 18.0251 | 192.876 | 19.2009 | 220.9115 | 20.3697 | 247.2158 | 21.5267 | 320.9281 | 22.6813 | 545.2844 | 32.8389 | 773.263 | 42.9898 | 1001.8047 | 53.1612 | 1229.4179 | 63.3275 | 1452.4783 | 73.5007 | 1665.5632 | 83.7087 | 1881.2033 | 93.9176 | 2088.5967 | 104.1306 | 2295.8484 | 114.3623 | 2503.5239 | 124.6081 | 2711.7219 | 134.8685 | 2918.8679 | 145.1444 | 3125.2876 | 155.4362 | 3331.072 | 165.7446 | 3507.6422 | 176.0699 | 3520.0015 | 177.2882 |  | 13.6805 | 3.9954 | 23.6523 | 4.5085 | 28.7937 | 5.7872 | 34.449 | 7.0701 | 40.6557 | 8.3628 | 51.007 | 9.6805 | 67.3494 | 11.0173 | 83.9264 | 12.3775 | 100.2812 | 13.7584 | 120.2262 | 15.1671 | 197.014 | 16.6026 | 426.2831 | 26.9799 | 655.3006 | 37.1254 | 883.9664 | 47.2715 | 1110.5579 | 57.408 | 1334.2884 | 67.5602 | 1558.8195 | 77.7365 | 1787.7995 | 87.8876 | 2016.538 | 98.0736 | 2245.7934 | 108.2433 | 2472.4527 | 118.4203 | 2682.3284 | 128.647 | 2892.9409 | 138.8686 | 3102.9977 | 149.0912 | 3313.3304 | 159.3359 | 3503.065 | 169.5955 | 3513.9585 | 170.8109 | 3525.4813 | 172.0257 | 3534.5312 | 173.24 | 3547.1661 | 174.454 | 3561.0372 | 175.6676 | 3573.8989 | 176.8809
Marton |  | 29.0804 | 7.9043 | 38.4108 | 8.8681 | 42.6993 | 11.3217 | 47.9991 | 13.7917 | 54.1128 | 16.2713 | 61.9735 | 18.7691 | 76.2895 | 21.3028 | 91.4376 | 23.8715 | 106.2769 | 26.4675 | 125.8451 | 29.0923 | 159.2738 | 31.7683 | 210.5087 | 34.3842 | 261.5342 | 36.5513 | 312.1787 | 38.7155 | 359.9771 | 40.827 | 404.0346 | 42.9463 | 448.675 | 62.0758 | 494.1455 | 81.0827 | 550.2161 | 100.0627 | 610.4722 | 119.028 | 667.7228 | 137.979 | 702.4974 | 156.8111 | 738.7275 | 175.562 | 771.8129 | 194.3601 | 805.0853 | 213.0746 | 834.4889 | 231.7438 | 849.1954 | 250.3685 | 863.3854 | 268.9495 | 877.014 | 287.4874 | 890.9576 | 305.983 | 906.2578 | 324.4368 | 920.1927 | 326.0677 |  | 29.0804 | 7.9043 | 30.2323 | 8.8681 | 31.6316 | 10.0956 | 33.4794 | 11.3685 | 35.7223 | 12.6861 | 41.2633 | 13.8718 | 56.3998 | 14.7378 | 71.8869 | 16.1779 | 86.6047 | 17.6537 | 105.8648 | 19.1439 | 133.6782 | 20.6797 | 163.8175 | 22.4054 | 193.6037 | 23.5556 | 223.1112 | 24.7073 | 249.7148 | 25.8286 | 278.1721 | 26.9578 | 324.8983 | 28.0825 | 373.9557 | 29.1689 | 424.5471 | 30.2594 | 476.276 | 31.3508 | 525.6014 | 32.4401 | 569.0904 | 33.5028 | 613.6584 | 34.5509 | 657.3699 | 35.6092 | 703.5716 | 36.6517 | 748.2208 | 37.6865 | 793.3598 | 38.7134 | 837.7653 | 39.7328 | 881.552 | 40.7452 | 925.6604 | 41.7508 | 966.0351 | 42.7497 | 989.6744 | 43.7424 |  | 29.0804 | 7.9043 | 38.4108 | 8.8681 | 42.6993 | 10.2522 | 47.9991 | 11.6823 | 54.1128 | 13.1595 | 61.9735 | 14.5416 | 76.2895 | 15.6825 | 91.4376 | 17.292 | 106.2769 | 18.941 | 125.8451 | 20.6075 | 159.2738 | 22.3248 | 210.5087 | 24.2059 | 261.5342 | 25.7772 | 312.1787 | 27.3518 | 359.9771 | 28.8938 | 404.0346 | 30.4461 | 448.675 | 31.9951 | 494.1455 | 33.502 | 550.2161 | 35.0148 | 610.4722 | 36.5306 | 667.7228 | 38.0453 | 702.4974 | 39.5307 | 738.7275 | 41.0001 | 771.8129 | 42.4829 | 805.0853 | 43.9487 | 834.4889 | 45.406 | 849.1954 | 46.8555 | 863.3854 | 48.2974 | 877.014 | 49.7318 | 890.9576 | 51.1591 | 906.2578 | 52.5795 | 920.1927 | 53.9931 |  | 29.0804 | 7.9043 | 43.115 | 8.8681 | 51.2108 | 11.3217 | 60.2259 | 13.7917 | 70.4849 | 16.2713 | 84.8768 | 18.7691 | 100.8599 | 21.3028 | 121.9435 | 23.8715 | 158.4014 | 26.4675 | 199.7266 | 29.0923 | 249.9157 | 31.7683 | 302.4628 | 34.3842 | 355.0968 | 36.5513 | 407.5609 | 38.7155 | 457.725 | 40.827 | 614.8929 | 42.9463 | 1105.0099 | 62.0758 | 1610.1487 | 81.0827 | 2117.3525 | 100.0627 | 2622.2415 | 119.028 | 3116.352 | 137.979 | 3587.7481 | 156.8111 | 4057.346 | 175.562 | 4506.604 | 194.3601 | 4955.2385 | 213.0746 | 5404.4003 | 231.7438 | 5854.3706 | 250.3685 | 6301.7886 | 268.9495 | 6747.3102 | 287.4874 | 7191.1573 | 305.983 | 7533.7609 | 324.4368 | 7550.2731 | 326.0677 |  | 29.0804 | 7.9043 | 43.115 | 8.8681 | 51.2108 | 11.3217 | 60.2259 | 13.7917 | 70.4849 | 16.2713 | 90.1096 | 18.7691 | 127.0154 | 21.3027 | 163.7825 | 23.8713 | 200.2404 | 26.4671 | 241.5656 | 29.0918 | 402.7942 | 31.7675 | 899.236 | 51.5116 | 1395.2447 | 70.747 | 1890.623 | 89.9537 | 2382.9221 | 109.0232 | 2871.2391 | 128.1085 | 3361.5903 | 147.1748 | 3868.1547 | 166.0377 | 4374.845 | 184.9192 | 4883.2462 | 203.8181 | 5378.8626 | 222.7213 | 5834.1849 | 241.4606 | 6290.8777 | 260.1061 | 6746.0158 | 278.8454 | 7201.4453 | 297.4834 | 7540.983 | 316.0763 | 7555.2052 | 317.7705 | 7570.4272 | 319.4511 | 7581.7737 | 321.1184 | 7598.7576 | 322.7732 | 7617.6962 | 324.4158 | 7635.0424 | 326.0465
Maryport |  | 58.1089 | 10.8619 | 95.7245 | 12.1946 | 110.0495 | 15.5902 | 124.0792 | 18.9465 | 139.8249 | 22.308 | 170.7611 | 25.7066 | 229.0561 | 29.1355 | 290.5116 | 32.5655 | 350.8375 | 36.0639 | 430.5867 | 39.5687 | 551.8918 | 43.1105 | 699.3963 | 46.5584 | 845.8087 | 49.3868 | 990.7502 | 52.1734 | 1124.838 | 54.9233 | 1243.4216 | 57.6271 | 1364.7126 | 83.0001 | 1490.0538 | 108.2374 | 1597.8638 | 133.289 | 1704.2037 | 158.0037 | 1801.7316 | 182.6821 | 1872.5238 | 207.1907 | 1946.8932 | 231.2549 | 2025.1627 | 255.3764 | 2103.7137 | 279.2454 | 2176.3534 | 302.9369 | 2226.4461 | 326.454 | 2275.6607 | 349.7997 | 2323.9197 | 372.9765 | 2372.5381 | 395.9873 | 2423.1101 | 418.8341 | 2471.4698 | 419.9079 |  | 58.1089 | 10.8619 | 60.0182 | 12.1946 | 62.271 | 13.9018 | 63.5298 | 15.6293 | 65.0819 | 17.4169 | 80.5485 | 19.0358 | 138.5163 | 20.2042 | 199.7104 | 22.1295 | 259.5784 | 24.1259 | 338.8281 | 26.1203 | 453.6915 | 28.1559 | 577.3239 | 30.4414 | 699.8495 | 31.9382 | 820.8816 | 33.4139 | 931.0441 | 34.8717 | 1031.064 | 36.3053 | 1145.7715 | 37.6874 | 1260.1328 | 39.0831 | 1379.6452 | 40.459 | 1498.6363 | 41.7745 | 1599.2869 | 43.114 | 1651.7248 | 44.436 | 1704.4461 | 45.6863 | 1755.1648 | 46.9683 | 1803.2038 | 48.2192 | 1863.621 | 49.454 | 1923.7885 | 50.6727 | 1982.3654 | 51.8762 | 2039.3439 | 53.0647 | 2096.018 | 54.239 | 2147.4399 | 55.3993 | 2177.3638 | 56.5462 |  | 58.1089 | 10.8619 | 95.7245 | 12.1946 | 110.0495 | 14.1174 | 124.0792 | 16.0486 | 139.8249 | 18.0417 | 170.7611 | 19.9165 | 229.0561 | 21.4487 | 290.5116 | 23.5898 | 350.8375 | 25.8084 | 430.5867 | 28.0284 | 551.8918 | 30.2954 | 699.3963 | 32.7763 | 845.8087 | 34.8292 | 990.7502 | 36.8595 | 1124.838 | 38.87 | 1243.4216 | 40.8537 | 1364.7126 | 42.7799 | 1490.0538 | 44.7218 | 1597.8638 | 46.6417 | 1704.2037 | 48.4926 | 1801.7316 | 50.3715 | 1872.5238 | 52.2309 | 1946.8932 | 54.0064 | 2025.1627 | 55.8198 | 2103.7137 | 57.597 | 2176.3534 | 59.3551 | 2226.4461 | 61.0947 | 2275.6607 | 62.8163 | 2323.9197 | 64.5204 | 2372.5381 | 66.2074 | 2423.1101 | 67.8779 | 2471.4698 | 69.532 |  | 58.1089 | 10.8619 | 115.2189 | 12.1946 | 143.3 | 15.5902 | 169.6213 | 18.9465 | 197.2843 | 22.308 | 239.7124 | 25.7066 | 298.9238 | 29.1355 | 367.4534 | 32.5655 | 452.3489 | 36.0639 | 556.9874 | 39.5687 | 697.7282 | 43.1105 | 847.3365 | 46.5584 | 996.5928 | 49.3868 | 1144.8796 | 52.1734 | 1282.9312 | 54.9233 | 1517.8763 | 57.6271 | 2088.1514 | 83.0001 | 2643.0267 | 108.2374 | 3199.489 | 133.289 | 3752.6316 | 158.0037 | 4293.5222 | 182.6821 | 4806.0811 | 207.1907 | 5312.2889 | 231.2549 | 5799.084 | 255.3764 | 6284.5292 | 279.2454 | 6769.868 | 302.9369 | 7255.4953 | 326.454 | 7737.3051 | 349.7997 | 8216.1231 | 372.9765 | 8692.3574 | 395.9873 | 9000.999 | 418.8341 | 9041.5148 | 419.9079 |  | 58.1089 | 10.8619 | 115.2189 | 12.1946 | 143.3 | 15.5902 | 169.6213 | 18.9465 | 197.2843 | 22.308 | 245.531 | 25.7055 | 327.9852 | 29.1319 | 413.9105 | 32.558 | 498.8059 | 36.0507 | 603.4444 | 39.5482 | 857.1357 | 43.0809 | 1458.407 | 69.6915 | 2058.2584 | 95.496 | 2656.2848 | 121.0848 | 3243.0481 | 146.4808 | 3813.8382 | 171.6648 | 4384.184 | 196.4939 | 4939.5208 | 221.2975 | 5495.7952 | 245.9179 | 6052.4026 | 270.0946 | 6591.3672 | 294.3555 | 7085.9482 | 318.4511 | 7580.9909 | 341.9735 | 8073.903 | 365.6787 | 8566.3608 | 389.1015 | 8833.1926 | 412.3513 | 8871.9831 | 413.4993 | 8910.9763 | 414.6303 | 8948.5439 | 415.7446 | 8988.0135 | 416.8428 | 9027.9555 | 417.925 | 9067.5968 | 418.9915
Medipark |  | 0 | 0 | 0 | 0 | 0 | 0 | 0 | 0 | 0 | 0 | 0 | 0 | 0 | 0 | 0 | 0 | 0 | 0 | 0 | 0 | 0 | 0 | 0 | 0 | 0 | 0 | 0 | 0 | 0 | 0 | 0 | 0 | 0 | 0 | 0 | 0 | 0 | 0 | 0 | 0 | 0 | 0 | 0 | 0 | 0 | 0 | 0 | 0 | 0 | 0 | 0 | 0 | 0 | 0 | 0 | 0 | 0 | 0 | 0 | 0 | 0 | 0 | 0 | 0 |  | 0 | 0 | 0 | 0 | 0 | 0 | 0 | 0 | 0 | 0 | 0 | 0 | 0 | 0 | 0 | 0 | 0 | 0 | 0 | 0 | 0 | 0 | 0 | 0 | 0 | 0 | 0 | 0 | 0 | 0 | 0 | 0 | 0 | 0 | 0 | 0 | 0 | 0 | 0 | 0 | 0 | 0 | 0 | 0 | 0 | 0 | 0 | 0 | 0 | 0 | 0 | 0 | 0 | 0 | 0 | 0 | 0 | 0 | 0 | 0 | 0 | 0 | 0 | 0 |  | 0 | 0 | 0 | 0 | 0 | 0 | 0 | 0 | 0 | 0 | 0 | 0 | 0 | 0 | 0 | 0 | 0 | 0 | 0 | 0 | 0 | 0 | 0 | 0 | 0 | 0 | 0 | 0 | 0 | 0 | 0 | 0 | 0 | 0 | 0 | 0 | 0 | 0 | 0 | 0 | 0 | 0 | 0 | 0 | 0 | 0 | 0 | 0 | 0 | 0 | 0 | 0 | 0 | 0 | 0 | 0 | 0 | 0 | 0 | 0 | 0 | 0 | 0 | 0 |  | 0 | 0 | 0 | 0 | 0 | 0 | 0 | 0 | 0 | 0 | 0 | 0 | 0 | 0 | 0 | 0 | 0 | 0 | 0 | 0 | 0 | 0 | 0 | 0 | 0 | 0 | 0 | 0 | 0 | 0 | 0 | 0 | 0 | 0 | 0 | 0 | 0 | 0 | 0 | 0 | 0 | 0 | 0 | 0 | 0 | 0 | 0 | 0 | 0 | 0 | 0 | 0 | 0 | 0 | 0 | 0 | 0 | 0 | 0 | 0 | 0 | 0 | 0 | 0 |  | 0 | 0 | 0 | 0 | 0 | 0 | 0 | 0 | 0 | 0 | 0 | 0 | 0 | 0 | 0 | 0 | 0 | 0 | 0 | 0 | 0 | 0 | 0 | 0 | 0 | 0 | 0 | 0 | 0 | 0 | 0 | 0 | 0 | 0 | 0 | 0 | 0 | 0 | 0 | 0 | 0 | 0 | 0 | 0 | 0 | 0 | 0 | 0 | 0 | 0 | 0 | 0 | 0 | 0 | 0 | 0 | 0 | 0 | 0 | 0 | 0 | 0 | 0 | 0
Melling |  | 6.479 | 3.736 | 8.3467 | 4.2002 | 9.2157 | 5.368 | 9.9623 | 6.5453 | 10.8194 | 7.7298 | 12.3778 | 8.9455 | 15.1704 | 10.1807 | 18.1298 | 11.4369 | 21.0386 | 12.7241 | 24.854 | 14.019 | 36.3034 | 15.3366 | 65.883 | 16.6185 | 95.4156 | 17.6983 | 124.858 | 18.745 | 153.7099 | 19.7695 | 181.8332 | 20.7662 | 210.0594 | 29.9734 | 238.4168 | 39.1557 | 285.2376 | 48.2685 | 340.0018 | 57.3361 | 391.7767 | 66.4023 | 418.7926 | 75.3835 | 434.6806 | 84.364 | 440.8282 | 93.2669 | 447.0273 | 102.1439 | 452.6369 | 110.9814 | 455.3792 | 119.78 | 457.9811 | 128.5401 | 460.4437 | 137.2623 | 462.9201 | 145.9471 | 465.6061 | 154.5948 | 468.0061 | 155.2172 |  | 6.479 | 3.736 | 6.6858 | 4.2002 | 6.9466 | 4.7866 | 7.0896 | 5.3958 | 7.2678 | 6.0276 | 8.0762 | 6.6129 | 10.7846 | 7.0453 | 13.6657 | 7.7534 | 16.4887 | 8.4899 | 20.2265 | 9.2286 | 25.6474 | 9.9874 | 31.514 | 10.8333 | 37.33 | 11.4105 | 43.1126 | 11.9677 | 48.3459 | 12.5123 | 58.9701 | 13.0408 | 89.6632 | 13.5657 | 123.354 | 14.0923 | 161.0193 | 14.6032 | 201.6385 | 15.1087 | 244.0869 | 15.619 | 289.9606 | 16.1132 | 336.646 | 16.6107 | 382.0515 | 17.0956 | 426.2916 | 17.5783 | 434.7367 | 18.0563 | 443.6205 | 18.5297 | 452.6329 | 18.9985 | 461.7275 | 19.463 | 470.9955 | 19.9234 | 479.5641 | 20.3798 | 484.7514 | 20.8322 |  | 6.479 | 3.736 | 8.3467 | 4.2002 | 9.2157 | 4.8609 | 9.9623 | 5.5442 | 10.8194 | 6.2515 | 12.3778 | 6.9306 | 15.1704 | 7.4948 | 18.1298 | 8.2847 | 21.0386 | 9.1058 | 24.854 | 9.9304 | 36.3034 | 10.7776 | 65.883 | 11.6991 | 95.4156 | 12.4815 | 124.858 | 13.243 | 153.7099 | 13.9912 | 181.8332 | 14.7218 | 210.0594 | 15.4489 | 238.4168 | 16.1785 | 285.2376 | 16.8905 | 340.0018 | 17.5969 | 391.7767 | 18.3093 | 418.7926 | 19.0035 | 434.6806 | 19.702 | 440.8282 | 20.3861 | 447.0273 | 21.0681 | 452.6369 | 21.7448 | 455.3792 | 22.4164 | 457.9811 | 23.083 | 460.4437 | 23.7447 | 462.9201 | 24.4018 | 465.6061 | 25.0542 | 468.0061 | 25.7022 |  | 6.479 | 3.736 | 9.3093 | 4.2002 | 10.9673 | 5.368 | 12.3152 | 6.5453 | 13.7906 | 7.7298 | 15.9838 | 8.9455 | 18.9596 | 10.1807 | 28.0521 | 11.4369 | 54.774 | 12.7241 | 82.4385 | 14.019 | 111.8414 | 15.3366 | 141.6916 | 16.6185 | 171.5539 | 17.6983 | 201.3796 | 18.745 | 230.6518 | 19.7695 | 267.0423 | 20.7662 | 327.6834 | 29.9734 | 392.1295 | 39.1557 | 455.9581 | 48.2685 | 518.6423 | 57.3361 | 578.9396 | 66.4023 | 634.6306 | 75.3835 | 671.4082 | 84.364 | 704.8128 | 93.2669 | 738.2982 | 102.1439 | 772.0937 | 110.9814 | 806.0382 | 119.78 | 839.7648 | 128.5401 | 873.3232 | 137.2623 | 906.7024 | 145.9471 | 947.1772 | 154.5948 | 949.2518 | 155.2172 |  | 6.479 | 3.736 | 9.3093 | 4.2002 | 10.9673 | 5.368 | 12.3152 | 6.5453 | 13.7906 | 7.7298 | 21.9051 | 8.9454 | 48.5339 | 10.1805 | 75.3289 | 11.4365 | 102.0508 | 12.7234 | 129.7152 | 14.018 | 167.0158 | 15.335 | 228.4416 | 24.894 | 289.8238 | 34.252 | 351.1197 | 43.5472 | 411.8026 | 52.7839 | 471.7111 | 61.935 | 531.8914 | 71.0509 | 593.919 | 80.1663 | 656.2519 | 89.1841 | 718.8448 | 98.1595 | 762.1511 | 107.1616 | 796.0719 | 116.0512 | 830.0669 | 124.9622 | 863.9241 | 133.7775 | 897.9229 | 142.574 | 964.0235 | 151.3314 | 964.7595 | 151.9889 | 965.6458 | 152.6387 | 965.4079 | 153.2813 | 966.6466 | 153.9168 | 968.2355 | 154.5454 | 969.5912 | 155.1673
Mereside |  | 20.9818 | 6.9184 | 29.3535 | 7.7768 | 33.0724 | 9.95 | 36.5759 | 12.1475 | 40.5566 | 14.3624 | 47.2305 | 16.6002 | 59.6422 | 18.874 | 72.7423 | 21.1762 | 85.5884 | 23.5193 | 102.5547 | 25.8864 | 128.1258 | 28.3 | 158.7143 | 30.6636 | 189.0943 | 32.6331 | 219.1312 | 34.5944 | 246.6949 | 36.5088 | 270.9251 | 38.4357 | 295.6241 | 55.5986 | 321.0177 | 72.6763 | 343.6464 | 89.729 | 365.6195 | 106.8217 | 385.9016 | 123.8555 | 400.7592 | 140.8218 | 420.2255 | 157.7295 | 443.0677 | 174.7065 | 465.9178 | 191.6149 | 486.3334 | 208.4971 | 497.8551 | 225.3536 | 509.0884 | 242.1849 | 520.0091 | 258.9915 | 531.144 | 275.7739 | 543.1148 | 292.5324 | 554.2925 | 294.1294 |  | 20.9818 | 6.9184 | 21.8478 | 7.7768 | 22.917 | 8.8725 | 23.6082 | 10.0123 | 24.4495 | 11.1959 | 28.1944 | 12.2659 | 40.7609 | 13.0538 | 53.9089 | 14.3465 | 66.6364 | 15.6817 | 83.4269 | 17.0277 | 107.7436 | 18.4147 | 133.995 | 19.9728 | 159.95 | 21.0217 | 185.6139 | 22.0679 | 208.7732 | 23.0867 | 229.7426 | 24.1159 | 253.8558 | 25.1411 | 277.7598 | 26.133 | 302.5526 | 27.1222 | 326.9466 | 28.123 | 347.4352 | 29.1062 | 358.1698 | 30.0729 | 368.9818 | 31.0272 | 379.4392 | 31.9937 | 389.9109 | 32.9452 | 416.6653 | 33.8904 | 443.3532 | 34.8294 | 469.3161 | 35.7624 | 494.6184 | 36.6897 | 519.8595 | 37.6116 | 542.7213 | 38.5282 | 555.7169 | 39.44 |  | 20.9818 | 6.9184 | 29.3535 | 7.7768 | 33.0724 | 9.0101 | 36.5759 | 10.2895 | 40.5566 | 11.6156 | 47.2305 | 12.8612 | 59.6422 | 13.8945 | 72.7423 | 15.3396 | 85.5884 | 16.8312 | 102.5547 | 18.3366 | 128.1258 | 19.8875 | 158.7143 | 21.5866 | 189.0943 | 23.014 | 219.1312 | 24.4403 | 246.6949 | 25.8378 | 270.9251 | 27.2483 | 295.6241 | 28.6567 | 321.0177 | 30.0286 | 343.6464 | 31.3987 | 365.6195 | 32.7845 | 385.9016 | 34.151 | 400.7592 | 35.4999 | 420.2255 | 36.8355 | 443.0677 | 38.1871 | 465.9178 | 39.5224 | 486.3334 | 40.8513 | 497.8551 | 42.1741 | 509.0884 | 43.4911 | 520.0091 | 44.8024 | 531.144 | 46.1083 | 543.1148 | 47.4089 | 554.2925 | 48.7045 |  | 20.9818 | 6.9184 | 33.666 | 7.7768 | 40.903 | 9.95 | 47.2188 | 12.1475 | 54.073 | 14.3624 | 64.2093 | 16.6002 | 77.2191 | 18.874 | 91.7685 | 21.1762 | 109.2614 | 23.5193 | 130.9705 | 25.8864 | 160.3716 | 28.3 | 191.7161 | 30.6636 | 223.0525 | 32.6331 | 254.2059 | 34.5944 | 283.1656 | 36.5088 | 355.3173 | 38.4357 | 566.5108 | 55.5986 | 778.3793 | 72.6763 | 992.2579 | 89.729 | 1205.2955 | 106.8217 | 1414.0052 | 123.8555 | 1613.0289 | 140.8218 | 1814.7447 | 157.7295 | 2008.7783 | 174.7065 | 2202.5842 | 191.6149 | 2396.6444 | 208.4971 | 2591.1244 | 225.3536 | 2784.5211 | 242.1849 | 2977.114 | 258.9915 | 3169.013 | 275.7739 | 3320.4885 | 292.5324 | 3333.1221 | 294.1294 |  | 20.9818 | 6.9184 | 33.666 | 7.7768 | 40.903 | 9.95 | 47.2188 | 12.1475 | 54.073 | 14.3624 | 65.2651 | 16.6002 | 82.4966 | 18.8742 | 100.2105 | 21.1766 | 117.7034 | 23.52 | 139.4125 | 25.8875 | 215.4591 | 28.3016 | 433.286 | 45.9424 | 650.8082 | 63.1708 | 867.8895 | 80.3895 | 1082.4028 | 97.5068 | 1293.4709 | 114.6723 | 1504.7688 | 131.8415 | 1717.5024 | 148.8513 | 1931.4169 | 165.8549 | 2145.9203 | 182.9543 | 2358.3173 | 199.9661 | 2554.8712 | 216.8875 | 2751.9834 | 233.7387 | 2948.497 | 250.7064 | 3145.1613 | 267.5853 | 3303.0038 | 284.4379 | 3314.4842 | 286.0905 | 3326.4697 | 287.7312 | 3336.4786 | 289.3605 | 3349.3547 | 290.9789 | 3363.2225 | 292.5868 | 3376.2786 | 294.1844
Middleton Junction |  | 38.1907 | 5.7942 | 62.5604 | 6.529 | 72.0316 | 8.3691 | 82.7898 | 10.2314 | 94.9117 | 12.1029 | 115.4077 | 14.0096 | 154.3546 | 15.9474 | 195.4904 | 17.9105 | 235.753 | 19.907 | 289.0921 | 21.9416 | 370.957 | 24.0127 | 472.2001 | 26.0359 | 572.7068 | 27.7252 | 672.2208 | 29.4024 | 764.4062 | 31.0697 | 846.0908 | 32.7356 | 929.5256 | 47.3734 | 1015.6144 | 62.0048 | 1091.7627 | 76.6339 | 1165.6785 | 91.3044 | 1233.7764 | 105.9424 | 1283.4372 | 120.6314 | 1334.901 | 135.2563 | 1383.9985 | 149.943 | 1433.3472 | 164.6195 | 1479.4388 | 179.3023 | 1512.7573 | 193.992 | 1545.6033 | 208.6889 | 1577.9321 | 223.3931 | 1610.5008 | 238.1052 | 1644.2198 | 252.8252 | 1676.7022 | 254.4572 |  | 38.1907 | 5.7942 | 39.5589 | 6.529 | 41.2209 | 7.4627 | 43.282 | 8.4334 | 45.7278 | 9.4355 | 57.5373 | 10.3532 | 97.358 | 11.0315 | 138.8506 | 12.1365 | 179.061 | 13.2759 | 232.1576 | 14.4362 | 309.1371 | 15.6287 | 392.0529 | 16.9627 | 474.2768 | 17.8647 | 555.4728 | 18.7608 | 629.3161 | 19.6525 | 696.9439 | 20.545 | 777.8502 | 21.4277 | 859.8129 | 22.3019 | 941.1499 | 23.1704 | 1021.4743 | 24.0446 | 1090.2459 | 24.9037 | 1129.5992 | 25.7685 | 1169.9679 | 26.6141 | 1209.5814 | 27.4667 | 1251.3677 | 28.3119 | 1290.5548 | 29.1533 | 1329.9409 | 29.991 | 1368.4973 | 30.8251 | 1406.2699 | 31.6558 | 1443.9906 | 32.4835 | 1478.3113 | 33.3081 | 1498.721 | 34.1301 |  | 38.1907 | 5.7942 | 62.5604 | 6.529 | 72.0316 | 7.5785 | 82.7898 | 8.6665 | 94.9117 | 9.7883 | 115.4077 | 10.8541 | 154.3546 | 11.74 | 195.4904 | 12.974 | 235.753 | 14.2461 | 289.0921 | 15.5423 | 370.957 | 16.8747 | 472.2001 | 18.3288 | 572.7068 | 19.5527 | 672.2208 | 20.7722 | 764.4062 | 21.9885 | 846.0908 | 23.2073 | 929.5256 | 24.4172 | 1015.6144 | 25.6193 | 1091.7627 | 26.8164 | 1165.6785 | 28.0221 | 1233.7764 | 29.2118 | 1283.4372 | 30.4101 | 1334.901 | 31.5872 | 1383.9985 | 32.7743 | 1433.3472 | 33.9543 | 1479.4388 | 35.1311 | 1512.7573 | 36.3049 | 1545.6033 | 37.4759 | 1577.9321 | 38.6443 | 1610.5008 | 39.8102 | 1644.2198 | 40.9738 | 1676.7022 | 42.1352 |  | 38.1907 | 5.7942 | 75.2192 | 6.529 | 93.7468 | 8.3691 | 113.2002 | 10.2314 | 134.1015 | 12.1029 | 165.3013 | 14.0096 | 205.7373 | 15.9474 | 251.9406 | 17.9105 | 310.7554 | 19.907 | 382.7346 | 21.9416 | 478.9604 | 24.0127 | 581.2518 | 26.0359 | 683.02 | 27.7252 | 783.8777 | 29.4024 | 877.9641 | 31.0697 | 1079.536 | 32.7356 | 1634.9869 | 47.3734 | 2190.0364 | 62.0048 | 2744.4306 | 76.6339 | 3295.3895 | 91.3044 | 3834.5174 | 105.9424 | 4348.7839 | 120.6314 | 4864.1972 | 135.2563 | 5358.644 | 149.943 | 5852.0289 | 164.6195 | 6345.53 | 179.3023 | 6839.4072 | 193.992 | 7330.1238 | 208.6889 | 7818.4241 | 223.3931 | 8304.4298 | 238.1052 | 8634.5122 | 252.8252 | 8663.5578 | 254.4572 |  | 38.1907 | 5.7942 | 75.2192 | 6.529 | 93.7468 | 8.3691 | 113.2002 | 10.2314 | 134.1015 | 12.1029 | 169.8085 | 14.0096 | 228.2656 | 15.9474 | 287.9775 | 17.9106 | 346.7922 | 19.9071 | 418.7714 | 21.9417 | 633.3714 | 24.0129 | 1208.8975 | 39.0064 | 1783.403 | 53.6663 | 2356.5999 | 68.3188 | 2922.1777 | 82.9726 | 3476.9024 | 97.6562 | 4032.5467 | 112.3248 | 4589.0228 | 126.9799 | 5143.9982 | 141.6327 | 5698.751 | 156.3578 | 6242.2573 | 171.0226 | 6743.2728 | 185.7658 | 7245.7226 | 200.4077 | 7746.3304 | 215.1395 | 8246.8529 | 229.8531 | 8532.0046 | 244.573 | 8559.6722 | 246.2391 | 8587.7576 | 247.8978 | 8614.0265 | 249.5492 | 8642.8818 | 251.194 | 8672.5684 | 252.8322 | 8701.6036 | 254.4643
Midway |  | 18.0125 | 7.0395 | 24.7928 | 7.8685 | 27.7201 | 10.0049 | 30.2996 | 12.1334 | 33.2516 | 14.2329 | 38.7943 | 16.339 | 48.9236 | 18.4468 | 59.6177 | 20.5584 | 70.1402 | 22.6759 | 83.9746 | 24.8042 | 113.6889 | 26.9411 | 174.0085 | 29.0046 | 234.1554 | 30.669 | 294.0146 | 32.2954 | 351.8632 | 33.8871 | 407.0694 | 35.4385 | 462.6917 | 50.9252 | 518.8921 | 66.2913 | 602.274 | 81.3583 | 697.9338 | 96.2147 | 788.1295 | 111.0359 | 837.2156 | 125.495 | 870.4805 | 139.9507 | 890.0786 | 154.0412 | 909.7893 | 168.0136 | 927.5307 | 181.8034 | 937.0818 | 195.4128 | 946.2767 | 208.8434 | 955.1004 | 222.0972 | 964.0135 | 235.1758 | 973.5854 | 248.0809 | 982.3493 | 248.0475 |  | 18.0125 | 7.0395 | 18.6232 | 7.8685 | 19.3705 | 8.9214 | 19.7323 | 10.0061 | 20.1997 | 11.1062 | 23.007 | 12.0899 | 32.9388 | 12.7802 | 43.4708 | 13.9553 | 53.7875 | 15.1519 | 67.4279 | 16.3534 | 87.1756 | 17.5726 | 108.4903 | 18.9388 | 129.587 | 19.8063 | 150.4957 | 20.6543 | 169.4413 | 21.4849 | 195.7738 | 22.2942 | 254.6149 | 23.0896 | 317.9516 | 23.9016 | 388.2802 | 24.6591 | 463.1386 | 25.4001 | 538.9716 | 26.1656 | 615.2882 | 26.8741 | 692.8317 | 27.6064 | 768.1381 | 28.2878 | 841.2437 | 28.9678 | 863.7717 | 29.6339 | 886.7814 | 30.2861 | 909.6167 | 30.9248 | 932.2163 | 31.5505 | 954.9646 | 32.1635 | 975.7611 | 32.764 | 987.9302 | 33.3525 |  | 18.0125 | 7.0395 | 24.7928 | 7.8685 | 27.7201 | 9.0598 | 30.2996 | 10.2776 | 33.2516 | 11.511 | 38.7943 | 12.6589 | 48.9236 | 13.58 | 59.6177 | 14.8921 | 70.1402 | 16.2276 | 83.9746 | 17.57 | 113.6889 | 18.9326 | 174.0085 | 20.4187 | 234.1554 | 21.6288 | 294.0146 | 22.8161 | 351.8632 | 23.9824 | 407.0694 | 25.1235 | 462.6917 | 26.2479 | 518.8921 | 27.3904 | 602.274 | 28.4696 | 697.9338 | 29.5291 | 788.1295 | 30.6162 | 837.2156 | 31.6361 | 870.4805 | 32.6835 | 890.0786 | 33.6701 | 909.7893 | 34.6544 | 927.5307 | 35.6211 | 937.0818 | 36.5708 | 946.2767 | 37.5037 | 955.1004 | 38.4201 | 964.0135 | 39.3204 | 973.5854 | 40.2049 | 982.3493 | 41.0739 |  | 18.0125 | 7.0395 | 28.2859 | 7.8685 | 33.9474 | 10.0049 | 38.6985 | 12.1334 | 43.8346 | 14.2329 | 51.5605 | 16.339 | 62.1271 | 18.4468 | 83.0904 | 20.5584 | 132.9445 | 22.6759 | 186.219 | 24.8042 | 245.744 | 26.9411 | 306.8272 | 29.0046 | 367.9712 | 30.669 | 428.9991 | 32.2954 | 488.1935 | 33.8871 | 573.3312 | 35.4385 | 744.9965 | 50.9252 | 921.7882 | 66.2913 | 1098.4321 | 81.3583 | 1272.9691 | 96.2147 | 1442.147 | 111.0359 | 1600.2332 | 125.495 | 1729.0306 | 139.9507 | 1849.8315 | 154.0412 | 1970.5034 | 168.0136 | 2091.5308 | 181.8034 | 2212.8089 | 195.4128 | 2333.1573 | 208.8434 | 2452.7933 | 222.0972 | 2571.7705 | 235.1758 | 2672.9614 | 248.0809 | 2680.1328 | 248.0475 |  | 18.0125 | 7.0395 | 28.2859 | 7.8685 | 33.9474 | 10.0049 | 38.6985 | 12.1334 | 43.8346 | 14.2329 | 61.2855 | 16.3386 | 110.6997 | 18.4454 | 160.7376 | 20.5554 | 210.5917 | 22.6707 | 263.8662 | 24.7962 | 352.1359 | 26.9297 | 528.1633 | 43.4303 | 703.967 | 59.3259 | 879.4281 | 74.9853 | 1052.783 | 90.4223 | 1223.3585 | 105.6248 | 1394.3563 | 120.6305 | 1567.6602 | 135.6203 | 1741.9288 | 150.2038 | 1916.8456 | 164.5832 | 2060.341 | 179.0382 | 2183.1959 | 193.0256 | 2306.1595 | 207.1101 | 2428.5639 | 220.7436 | 2551.0628 | 234.2936 | 2679.9088 | 247.6636 | 2684.9218 | 247.7169 | 2690.2001 | 247.7518 | 2693.742 | 247.7686 | 2699.643 | 247.7679 | 2706.1566 | 247.7499 | 2712.301 | 247.7149
Milnrow |  | 38.049 | 5.9498 | 61.4035 | 6.7042 | 70.7993 | 8.5934 | 80.3927 | 10.5053 | 91.1472 | 12.4264 | 110.0853 | 14.3835 | 145.8219 | 16.3725 | 183.5618 | 18.3872 | 220.4947 | 20.4362 | 269.4453 | 22.5242 | 346.0949 | 24.6497 | 444.9626 | 26.7255 | 543.1465 | 28.4587 | 640.3797 | 30.1792 | 730.7374 | 31.8897 | 811.3326 | 33.5989 | 893.4023 | 48.621 | 977.7334 | 63.636 | 1057.519 | 78.6472 | 1138.1363 | 93.7015 | 1213.2368 | 108.7199 | 1264.8205 | 123.792 | 1315.6244 | 138.7953 | 1360.4995 | 153.8628 | 1405.5224 | 168.9186 | 1447.5446 | 183.9802 | 1477.9016 | 199.0481 | 1507.8696 | 214.1227 | 1537.415 | 229.2041 | 1567.228 | 244.2929 | 1598.1351 | 259.389 | 1627.971 | 261.057 |  | 38.049 | 5.9498 | 39.5568 | 6.7042 | 41.4408 | 7.6628 | 42.9588 | 8.6592 | 44.742 | 9.6878 | 55.1259 | 10.6296 | 91.4179 | 11.3257 | 129.3737 | 12.4597 | 166.2623 | 13.6291 | 215.0386 | 14.8198 | 285.8088 | 16.0436 | 362.0135 | 17.4123 | 437.5297 | 18.3377 | 512.1072 | 19.2568 | 579.7989 | 20.1715 | 643.2051 | 21.0872 | 723.0851 | 21.9924 | 803.9257 | 22.8891 | 887.6823 | 23.7796 | 971.7083 | 24.6763 | 1045.4233 | 25.5571 | 1092.2576 | 26.4442 | 1140.0591 | 27.311 | 1186.6974 | 28.1853 | 1236.1916 | 29.0519 | 1272.5212 | 29.9146 | 1308.8905 | 30.7733 | 1344.3622 | 31.6283 | 1378.9484 | 32.4799 | 1413.3537 | 33.3283 | 1444.4029 | 34.1736 | 1462.1927 | 35.016 |  | 38.049 | 5.9498 | 61.4035 | 6.7042 | 70.7993 | 7.7816 | 80.3927 | 8.8985 | 91.1472 | 10.0499 | 110.0853 | 11.1438 | 145.8219 | 12.0529 | 183.5618 | 13.3193 | 220.4947 | 14.6248 | 269.4453 | 15.955 | 346.0949 | 17.3223 | 444.9626 | 18.8143 | 543.1465 | 20.0701 | 640.3797 | 21.321 | 730.7374 | 22.5688 | 811.3326 | 23.8194 | 893.4023 | 25.0603 | 977.7334 | 26.2933 | 1057.519 | 27.5209 | 1138.1363 | 28.7577 | 1213.2368 | 29.9777 | 1264.8205 | 31.2068 | 1315.6244 | 32.4137 | 1360.4995 | 33.6311 | 1405.5224 | 34.8411 | 1447.5446 | 36.0476 | 1477.9016 | 37.2511 | 1507.8696 | 38.4517 | 1537.415 | 39.6495 | 1567.228 | 40.8448 | 1598.1351 | 42.0376 | 1627.971 | 43.2281 |  | 38.049 | 5.9498 | 73.59 | 6.7042 | 92.1274 | 8.5934 | 109.6787 | 10.5053 | 128.3192 | 12.4264 | 156.3 | 14.3835 | 193.0603 | 16.3725 | 236.8459 | 18.3872 | 296.6698 | 20.4362 | 368.5901 | 22.5242 | 462.7599 | 24.6497 | 562.4679 | 26.7255 | 661.702 | 28.4587 | 760.1036 | 30.1792 | 852.0626 | 31.8897 | 1033.3703 | 33.5989 | 1511.5636 | 48.621 | 1986.8822 | 63.636 | 2463.7816 | 78.6472 | 2938.0096 | 93.7015 | 3401.8897 | 108.7199 | 3843.499 | 123.792 | 4280.5953 | 138.7953 | 4698.7814 | 153.8628 | 5116.2102 | 168.9186 | 5533.9406 | 183.9802 | 5952.1386 | 199.0481 | 6367.7808 | 214.1227 | 6781.475 | 229.2041 | 7193.3947 | 244.2929 | 7484.3104 | 259.389 | 7512.4135 | 261.057 |  | 38.049 | 5.9498 | 73.59 | 6.7042 | 92.1274 | 8.5934 | 109.6787 | 10.5053 | 128.3192 | 12.4264 | 161.9231 | 14.3835 | 221.1665 | 16.3725 | 281.8052 | 18.3872 | 341.6291 | 20.4362 | 413.5494 | 22.5243 | 607.1476 | 24.6498 | 1104.3735 | 40.0394 | 1600.7041 | 55.0858 | 2095.852 | 70.1233 | 2583.9016 | 85.1617 | 3061.8989 | 100.2308 | 3540.1483 | 115.282 | 4016.0635 | 130.3193 | 4492.757 | 145.3523 | 4970.0626 | 160.4613 | 5432.7047 | 175.5048 | 5856.3513 | 190.6312 | 6281.1766 | 205.6494 | 6704.5668 | 220.7613 | 7128.0189 | 235.8533 | 7395.3253 | 250.951 | 7421.8291 | 252.6542 | 7448.8314 | 254.3496 | 7473.6272 | 256.0376 | 7501.5484 | 257.7188 | 7530.474 | 259.3932 | 7558.5997 | 261.0613
Mintsfeet |  | 40.7434 | 15.5838 | 57.9133 | 17.4957 | 65.1772 | 22.3445 | 72.4233 | 27.1319 | 80.6295 | 31.8924 | 95.45 | 36.7273 | 124.0625 | 41.561 | 154.3196 | 46.4757 | 183.9524 | 51.3921 | 223.0974 | 56.3629 | 295.011 | 61.3844 | 416.6875 | 66.2703 | 537.8478 | 70.2726 | 658.2274 | 74.214 | 773.0356 | 78.1021 | 880.223 | 81.9234 | 988.6193 | 118.0845 | 1098.7756 | 153.7999 | 1245.7781 | 189.3506 | 1407.4453 | 224.6422 | 1557.0269 | 259.4171 | 1643.44 | 294.1589 | 1708.0598 | 328.6025 | 1752.8778 | 362.7176 | 1797.8801 | 396.6026 | 1839.0943 | 430.2366 | 1864.5938 | 463.6248 | 1889.4654 | 496.7722 | 1913.6899 | 529.683 | 1938.1667 | 562.3618 | 1963.9899 | 594.8123 | 1988.3467 | 596.346 |  | 40.7434 | 15.5838 | 42.1728 | 17.4957 | 43.9433 | 19.9246 | 45.3125 | 22.388 | 46.9415 | 24.9133 | 55.3073 | 27.2168 | 84.0602 | 28.8471 | 114.2523 | 31.6151 | 143.5938 | 34.4197 | 182.3834 | 37.2524 | 238.6121 | 40.1424 | 299.2551 | 43.387 | 359.4154 | 45.5065 | 418.8962 | 47.5953 | 472.888 | 49.658 | 534.8666 | 51.6859 | 648.7701 | 53.6956 | 770.7722 | 55.6164 | 898.219 | 57.5611 | 1030.9353 | 59.4815 | 1161.7057 | 61.3156 | 1284.7872 | 63.1829 | 1410.0659 | 65.0161 | 1532.0832 | 66.8114 | 1651.4489 | 68.588 | 1703.3563 | 70.3422 | 1756.7823 | 72.0741 | 1810.2279 | 73.7846 | 1863.6358 | 75.4744 | 1917.8578 | 77.1445 | 1968.1466 | 78.7951 | 1999.476 | 80.4272 |  | 40.7434 | 15.5838 | 57.9133 | 17.4957 | 65.1772 | 20.2337 | 72.4233 | 22.9821 | 80.6295 | 25.7931 | 95.45 | 28.4549 | 124.0625 | 30.596 | 154.3196 | 33.6661 | 183.9524 | 36.7778 | 223.0974 | 39.9247 | 295.011 | 43.1372 | 416.6875 | 46.6531 | 537.8478 | 49.5586 | 658.2274 | 52.4307 | 773.0356 | 55.274 | 880.223 | 58.0782 | 988.6193 | 60.8632 | 1098.7756 | 63.5474 | 1245.7781 | 66.2592 | 1407.4453 | 68.9445 | 1557.0269 | 71.5298 | 1643.44 | 74.1548 | 1708.0598 | 76.7405 | 1752.8778 | 79.2823 | 1797.8801 | 81.803 | 1839.0943 | 84.2971 | 1864.5938 | 86.7657 | 1889.4654 | 89.2094 | 1913.6899 | 91.6288 | 1938.1667 | 94.0246 | 1963.9899 | 96.3976 | 1988.3467 | 98.7481 |  | 40.7434 | 15.5838 | 66.8082 | 17.4957 | 80.85 | 22.3445 | 93.9957 | 27.1319 | 108.1546 | 31.8924 | 129.7358 | 36.7273 | 159.5155 | 41.561 | 205.8514 | 46.4757 | 296.9933 | 51.3921 | 397.8069 | 56.3629 | 516.3756 | 61.3844 | 639.4514 | 66.2703 | 762.3803 | 70.2726 | 884.7642 | 74.214 | 1002.0676 | 78.1021 | 1187.7602 | 81.9234 | 1602.9009 | 118.0845 | 2026.9409 | 153.7999 | 2447.8775 | 189.3506 | 2863.9769 | 224.6422 | 3269.2108 | 259.4171 | 3651.9087 | 294.1589 | 3993.941 | 328.6025 | 4319.0183 | 362.7176 | 4644.3419 | 396.6026 | 4971.0727 | 430.2366 | 5298.9903 | 463.6248 | 5625.4286 | 496.7722 | 5950.9182 | 529.683 | 6275.4201 | 562.3618 | 6603.2926 | 594.8123 | 6633.1909 | 596.346 |  | 40.7434 | 15.5838 | 66.8082 | 17.4957 | 80.85 | 22.3445 | 93.9957 | 27.1319 | 108.1546 | 31.8924 | 144.9304 | 36.7251 | 235.4108 | 41.5539 | 327.182 | 46.4609 | 418.3238 | 51.3663 | 519.1374 | 56.3228 | 713.9058 | 61.3264 | 1141.638 | 99.165 | 1568.8035 | 135.8284 | 1995.1126 | 172.1604 | 2415.7427 | 208.1956 | 2828.5968 | 243.9093 | 3242.6828 | 279.3906 | 3661.364 | 314.2588 | 4079.9429 | 349.1251 | 4497.6776 | 383.7481 | 4867.5624 | 417.7052 | 5196.1365 | 451.7932 | 5526.0262 | 485.5666 | 5855.239 | 518.9868 | 6185.3193 | 552.1973 | 6608.3457 | 585.165 | 6632.8901 | 586.7728 | 6658.8398 | 588.3624 | 6678.2387 | 589.9338 | 6706.8488 | 591.4878 | 6738.3135 | 593.0241 | 6767.5731 | 594.543
Monsall |  | 0.5681 | 0.051888 | 0.82281 | 0.058724 | 0.92615 | 0.075504 | 1.0331 | 0.09268 | 1.1536 | 0.11011 | 1.3923 | 0.12803 | 1.8865 | 0.14642 | 2.4086 | 0.16527 | 2.9197 | 0.1846 | 3.5963 | 0.20438 | 4.8125 | 0.22466 | 6.809 | 0.24476 | 8.7958 | 0.26187 | 10.7695 | 0.27887 | 12.6492 | 0.29581 | 14.3961 | 0.3126 | 16.1656 | 0.45391 | 17.9686 | 0.5959 | 20.3562 | 0.73857 | 22.9141 | 0.88219 | 25.2143 | 1.0265 | 26.5873 | 1.1715 | 27.6986 | 1.3168 | 28.3792 | 1.4636 | 29.0594 | 1.6108 | 29.6861 | 1.7588 | 30.1034 | 1.9075 | 30.5124 | 2.0569 | 30.9126 | 2.2071 | 31.3159 | 2.358 | 31.7364 | 2.5096 | 32.1371 | 2.5316 |  | 0.5681 | 0.051888 | 0.58689 | 0.058724 | 0.60932 | 0.067327 | 0.62784 | 0.076363 | 0.64927 | 0.08578 | 0.78775 | 0.094514 | 1.2842 | 0.10115 | 1.8059 | 0.11183 | 2.3125 | 0.12291 | 2.983 | 0.13424 | 3.9555 | 0.14596 | 5.003 | 0.15917 | 6.0445 | 0.16843 | 7.0715 | 0.17761 | 8.0054 | 0.18675 | 9.046 | 0.19581 | 10.9275 | 0.20491 | 12.9731 | 0.21391 | 14.9839 | 0.22287 | 17.0543 | 0.23186 | 19.1025 | 0.2408 | 21.0448 | 0.24974 | 23.0239 | 0.25859 | 24.9577 | 0.26756 | 27.0027 | 0.27647 | 27.7539 | 0.28539 | 28.5161 | 0.2943 | 29.2685 | 0.30321 | 30.0116 | 0.31213 | 30.7563 | 0.32104 | 31.4412 | 0.32996 | 31.8752 | 0.33889 |  | 0.5681 | 0.051888 | 0.82281 | 0.058724 | 0.92615 | 0.068372 | 1.0331 | 0.078505 | 1.1536 | 0.089055 | 1.3923 | 0.09919 | 1.8865 | 0.10779 | 2.4086 | 0.11972 | 2.9197 | 0.1321 | 3.5963 | 0.14477 | 4.8125 | 0.15788 | 6.809 | 0.1723 | 8.7958 | 0.18468 | 10.7695 | 0.19702 | 12.6492 | 0.20935 | 14.3961 | 0.22161 | 16.1656 | 0.23396 | 17.9686 | 0.24622 | 20.3562 | 0.25845 | 22.9141 | 0.27075 | 25.2143 | 0.28303 | 26.5873 | 0.29532 | 27.6986 | 0.30753 | 28.3792 | 0.3199 | 29.0594 | 0.33224 | 29.6861 | 0.3446 | 30.1034 | 0.35697 | 30.5124 | 0.36937 | 30.9126 | 0.38179 | 31.3159 | 0.39424 | 31.7364 | 0.40671 | 32.1371 | 0.41921 |  | 0.5681 | 0.051888 | 0.95498 | 0.058724 | 1.1541 | 0.075504 | 1.3499 | 0.09268 | 1.559 | 0.11011 | 1.8934 | 0.12803 | 2.3995 | 0.14642 | 3.1662 | 0.16527 | 4.6292 | 0.1846 | 6.2589 | 0.20438 | 8.1968 | 0.22466 | 10.2116 | 0.24476 | 12.2194 | 0.26187 | 14.2146 | 0.27887 | 16.1234 | 0.29581 | 18.8675 | 0.3126 | 24.5491 | 0.45391 | 30.3808 | 0.5959 | 36.0644 | 0.73857 | 41.6403 | 0.88219 | 47.0603 | 1.0265 | 52.1638 | 1.1715 | 56.6738 | 1.3168 | 60.8725 | 1.4636 | 65.0665 | 1.6108 | 69.2679 | 1.7588 | 73.475 | 1.9075 | 77.6563 | 2.0569 | 81.8188 | 2.2071 | 85.9587 | 2.358 | 89.2173 | 2.5096 | 89.5872 | 2.5316 |  | 0.5681 | 0.051888 | 0.95498 | 0.058724 | 1.1541 | 0.075504 | 1.3499 | 0.09268 | 1.559 | 0.11011 | 2.1293 | 0.12803 | 3.5785 | 0.14643 | 5.0521 | 0.16529 | 6.5151 | 0.18463 | 8.1448 | 0.20443 | 11.0544 | 0.22474 | 16.9533 | 0.36685 | 22.8407 | 0.50716 | 28.7123 | 0.64837 | 34.4876 | 0.79048 | 40.1267 | 0.93322 | 45.7869 | 1.0771 | 51.5096 | 1.2213 | 57.1807 | 1.3662 | 62.775 | 1.5121 | 67.6857 | 1.6585 | 71.9398 | 1.8057 | 76.2057 | 1.9531 | 80.4565 | 2.102 | 84.7104 | 2.2514 | 88.3929 | 2.4015 | 88.7142 | 2.4237 | 89.0434 | 2.446 | 89.3309 | 2.4681 | 89.6762 | 2.4903 | 90.0372 | 2.5124 | 90.3878 | 2.5344
Monton |  | 68.2357 | 9.9625 | 104.9035 | 11.2854 | 119.3841 | 14.5359 | 134.2301 | 17.8242 | 150.836 | 21.155 | 184.4586 | 24.5614 | 253.6874 | 28.0443 | 326.8037 | 31.5964 | 398.3451 | 35.2311 | 493.17 | 38.9575 | 633.7395 | 42.7582 | 793.654 | 46.5159 | 952.2326 | 49.7003 | 1109.0312 | 52.8833 | 1252.8128 | 56.0495 | 1377.9267 | 59.2062 | 1506.2272 | 85.9364 | 1639.3207 | 112.8148 | 1752.3157 | 139.7988 | 1848.5158 | 166.9298 | 1923.3733 | 194.2015 | 1989.4831 | 221.6164 | 2067.0149 | 249.1368 | 2152.1491 | 276.8441 | 2237.2964 | 304.6795 | 2316.8788 | 332.6587 | 2374.7752 | 360.7826 | 2431.8432 | 389.0517 | 2488.0454 | 417.4664 | 2544.6217 | 446.0274 | 2603.0567 | 474.7347 | 2659.47 | 478.9389 |  | 68.2357 | 9.9625 | 70.5188 | 11.2854 | 73.2789 | 12.9617 | 75.4209 | 14.6988 | 77.8446 | 16.5069 | 96.8413 | 18.1729 | 166.4072 | 19.4281 | 239.5414 | 21.4464 | 310.7129 | 23.5391 | 404.9919 | 25.6823 | 541.7748 | 27.8866 | 688.9444 | 30.3698 | 835.236 | 32.0935 | 979.4341 | 33.8176 | 1110.6644 | 35.5323 | 1225.7063 | 37.2424 | 1354.3979 | 38.9595 | 1488.9069 | 40.6713 | 1602.9687 | 42.3672 | 1710.2954 | 44.0634 | 1799.4143 | 45.7584 | 1841.8985 | 47.4525 | 1884.9107 | 49.1386 | 1927.1421 | 50.8333 | 1969.7046 | 52.5248 | 2052.3641 | 54.217 | 2136.2655 | 55.9095 | 2219.3216 | 57.6028 | 2301.5346 | 59.2973 | 2384.1423 | 60.9933 | 2460.6492 | 62.691 | 2510.6272 | 64.3908 |  | 68.2357 | 9.9625 | 104.9035 | 11.2854 | 119.3841 | 13.1627 | 134.2301 | 15.098 | 150.836 | 17.1092 | 184.4586 | 19.0293 | 253.6874 | 20.6454 | 326.8037 | 22.8878 | 398.3451 | 25.2125 | 493.17 | 27.5955 | 633.7395 | 30.0478 | 793.654 | 32.7463 | 952.2326 | 35.0503 | 1109.0312 | 37.361 | 1252.8128 | 39.667 | 1377.9267 | 41.9732 | 1506.2272 | 44.2934 | 1639.3207 | 46.6131 | 1752.3157 | 48.9196 | 1848.5158 | 51.2321 | 1923.3733 | 53.5477 | 1989.4831 | 55.8675 | 2067.0149 | 58.1824 | 2152.1491 | 60.5122 | 2237.2964 | 62.843 | 2316.8788 | 65.1785 | 2374.7752 | 67.5191 | 2431.8432 | 69.8651 | 2488.0454 | 72.2166 | 2544.6217 | 74.5739 | 2603.0567 | 76.9373 | 2659.47 | 79.3068 |  | 68.2357 | 9.9625 | 124.0484 | 11.2854 | 152.2529 | 14.5359 | 179.7285 | 17.8242 | 208.6927 | 21.155 | 255.157 | 24.5614 | 325.4989 | 28.0443 | 402.3947 | 31.5964 | 486.7268 | 35.2311 | 594.5715 | 38.9575 | 745.5261 | 42.7582 | 907.2307 | 46.5159 | 1068.0568 | 49.7003 | 1227.4034 | 52.8833 | 1374.3222 | 56.0495 | 1604.2165 | 59.2062 | 2139.1434 | 85.9364 | 2665.0759 | 112.8148 | 3176.6637 | 139.7988 | 3679.5975 | 166.9298 | 4172.0742 | 194.2015 | 4641.4797 | 221.6164 | 5115.6166 | 249.1368 | 5572.8122 | 276.8441 | 6029.9033 | 304.6795 | 6488.3285 | 332.6587 | 6947.9132 | 360.7826 | 7405.2069 | 389.0517 | 7860.8943 | 417.4664 | 8315.0472 | 446.0274 | 8728.3621 | 474.7347 | 8788.3861 | 478.9389 |  | 68.2357 | 9.9625 | 124.0484 | 11.2854 | 152.2529 | 14.5359 | 179.7285 | 17.8242 | 208.6927 | 21.155 | 258.1221 | 24.5608 | 340.3194 | 28.0423 | 426.1019 | 31.5921 | 510.434 | 35.2235 | 618.2786 | 38.9456 | 871.0699 | 42.7409 | 1439.9132 | 69.6527 | 2007.3162 | 96.1427 | 2572.7897 | 122.7917 | 3125.0777 | 149.5646 | 3658.4744 | 176.4722 | 4192.5443 | 203.5734 | 4715.349 | 230.81 | 5231.9108 | 258.1093 | 5737.792 | 285.5618 | 6236.3963 | 313.1543 | 6697.8287 | 340.8902 | 7161.2415 | 368.7132 | 7623.7479 | 396.7453 | 8086.978 | 424.8981 | 8591.5007 | 453.1949 | 8644.6277 | 457.3774 | 8699.4821 | 461.562 | 8747.7841 | 465.7488 | 8805.8169 | 469.9386 | 8866.9672 | 474.1312 | 8925.99 | 478.327
Moorside |  | 23.1973 | 7.7313 | 34.8066 | 8.6949 | 39.471 | 11.1184 | 43.84 | 13.5388 | 48.7725 | 15.9716 | 58.1301 | 18.4309 | 75.2404 | 20.9334 | 93.292 | 23.4649 | 111.0284 | 26.0394 | 134.4151 | 28.6338 | 177.8847 | 31.2755 | 252.7185 | 33.8515 | 327.241 | 36.0105 | 401.3012 | 38.1123 | 472.0691 | 40.2011 | 538.3212 | 42.2573 | 605.3207 | 61.0195 | 673.4057 | 79.7029 | 762.8184 | 98.3148 | 863.5512 | 116.8779 | 958.7927 | 135.3114 | 1012.813 | 153.7206 | 1052.4132 | 172.0399 | 1079.5876 | 190.3132 | 1106.8738 | 208.5157 | 1131.7748 | 226.6568 | 1146.9856 | 244.7382 | 1161.7928 | 262.7615 | 1176.1762 | 280.728 | 1190.6845 | 298.6394 | 1205.9926 | 316.4967 | 1220.3543 | 317.9377 |  | 23.1973 | 7.7313 | 23.9681 | 8.6949 | 24.901 | 9.9143 | 25.3903 | 11.167 | 26.0063 | 12.4668 | 30.6446 | 13.6435 | 47.5498 | 14.5105 | 65.4327 | 15.9377 | 82.9371 | 17.4106 | 106.098 | 18.8913 | 139.6591 | 20.4143 | 175.8402 | 22.1198 | 211.6666 | 23.2732 | 247.1279 | 24.393 | 279.3431 | 25.5076 | 316.8585 | 26.6046 | 385.4082 | 27.688 | 457.6235 | 28.7599 | 537.8878 | 29.8221 | 622.3814 | 30.8796 | 705.0075 | 31.9115 | 780.8005 | 32.9447 | 857.7553 | 33.9634 | 932.427 | 34.9767 | 1004.7919 | 35.9796 | 1031.1728 | 36.9743 | 1057.9718 | 37.9608 | 1084.4511 | 38.9395 | 1110.5558 | 39.9108 | 1136.7702 | 40.875 | 1160.6621 | 41.8322 | 1174.4522 | 42.783 |  | 23.1973 | 7.7313 | 34.8066 | 8.6949 | 39.471 | 10.0681 | 43.84 | 11.4681 | 48.7725 | 12.9171 | 58.1301 | 14.2796 | 75.2404 | 15.4106 | 93.292 | 16.9975 | 111.0284 | 18.6346 | 134.4151 | 20.2828 | 177.8847 | 21.9785 | 252.7185 | 23.8308 | 327.241 | 25.3958 | 401.3012 | 26.9256 | 472.0691 | 28.4509 | 538.3212 | 29.9576 | 605.3207 | 31.4507 | 673.4057 | 32.9318 | 762.8184 | 34.4032 | 863.5512 | 35.8708 | 958.7927 | 37.3098 | 1012.813 | 38.7516 | 1052.4132 | 40.1775 | 1079.5876 | 41.5984 | 1106.8738 | 43.0083 | 1131.7748 | 44.4093 | 1146.9856 | 45.8018 | 1161.7928 | 47.1862 | 1176.1762 | 48.5625 | 1190.6845 | 49.9313 | 1205.9926 | 51.2927 | 1220.3543 | 52.6469 |  | 23.1973 | 7.7313 | 40.8007 | 8.6949 | 49.8755 | 11.1184 | 57.994 | 13.5388 | 66.6204 | 15.9716 | 79.6085 | 18.4309 | 97.2127 | 20.9334 | 125.5131 | 23.4649 | 182.2708 | 26.0394 | 244.8068 | 28.6338 | 317.9211 | 31.2755 | 393.6553 | 33.8515 | 469.3535 | 36.0105 | 544.7876 | 38.1123 | 617.1489 | 40.2011 | 719.0122 | 42.2573 | 923.2339 | 61.0195 | 1127.9322 | 79.7029 | 1332.8489 | 98.3148 | 1535.6699 | 116.8779 | 1732.5258 | 135.3114 | 1916.9742 | 153.7206 | 2073.1779 | 172.0399 | 2220.5969 | 190.3132 | 2367.7984 | 208.5157 | 2515.3181 | 226.6568 | 2663.0778 | 244.7382 | 2809.6971 | 262.7615 | 2955.4347 | 280.728 | 3100.3537 | 298.6394 | 3215.7301 | 316.4967 | 3227.8282 | 317.9377 |  | 23.1973 | 7.7313 | 40.8007 | 8.6949 | 49.8755 | 11.1184 | 57.994 | 13.5388 | 66.6204 | 15.9716 | 89.2348 | 18.4302 | 145.292 | 20.9313 | 202.3717 | 23.4603 | 259.1294 | 26.0315 | 321.6654 | 28.6216 | 428.9936 | 31.2577 | 641.5373 | 50.6786 | 853.6965 | 69.6434 | 1065.3134 | 88.4699 | 1273.5148 | 107.2412 | 1477.0311 | 125.9118 | 1680.6336 | 144.4965 | 1882.1102 | 163.0042 | 2084.6166 | 181.4459 | 2288.0059 | 199.8573 | 2460.2574 | 218.0997 | 2610.0294 | 236.3491 | 2759.9971 | 254.4981 | 2909.3211 | 272.6128 | 3058.6929 | 290.655 | 3196.0529 | 308.6379 | 3206.1365 | 310.115 | 3216.4539 | 311.5834 | 3225.0937 | 313.0432 | 3235.9623 | 314.495 | 3247.3795 | 315.9387 | 3258.4439 | 317.3746
Morton Park & Pirelli |  | 76.0058 | 7.8697 | 125.4943 | 8.8511 | 144.9985 | 11.3145 | 165.0203 | 13.7953 | 187.4527 | 16.2897 | 228.0408 | 18.8225 | 305.1299 | 21.369 | 386.5119 | 23.9671 | 466.1767 | 26.5798 | 571.7219 | 29.2571 | 732.1857 | 31.9475 | 926.043 | 34.5771 | 1118.399 | 36.7549 | 1308.7142 | 38.9086 | 1484.3204 | 41.0052 | 1638.9397 | 43.1084 | 1796.831 | 62.2162 | 1959.7324 | 81.2148 | 2097.0463 | 100.1976 | 2228.9877 | 119.0076 | 2349.9313 | 137.7185 | 2439.9265 | 156.33 | 2530.0554 | 174.9685 | 2619.6425 | 193.4021 | 2709.333 | 211.7799 | 2793.6198 | 230.0694 | 2857.3684 | 248.2718 | 2920.4178 | 266.388 | 2982.7112 | 284.4187 | 3045.4462 | 302.3648 | 3110.0529 | 320.227 | 3172.7665 | 321.4613 |  | 76.0058 | 7.8697 | 78.8614 | 8.8511 | 82.4049 | 10.0891 | 85.2894 | 11.3708 | 88.6851 | 12.6989 | 110.6357 | 13.909 | 188.6631 | 14.7807 | 270.3971 | 16.239 | 349.9081 | 17.7243 | 455.0907 | 19.2473 | 607.7062 | 20.7907 | 772.0096 | 22.5248 | 934.9084 | 23.6801 | 1095.7421 | 24.8235 | 1241.8787 | 25.9338 | 1373.7617 | 27.0517 | 1524.8114 | 28.1377 | 1675.9148 | 29.2077 | 1828.9593 | 30.2911 | 1979.9384 | 31.336 | 2106.7053 | 32.3691 | 2171.1496 | 33.3899 | 2236.78 | 34.4237 | 2300.7343 | 35.423 | 2363.0024 | 36.418 | 2426.9963 | 37.4029 | 2490.5734 | 38.3776 | 2552.099 | 39.3426 | 2611.6317 | 40.2982 | 2670.3635 | 41.2448 | 2722.9654 | 42.1825 | 2752.9199 | 43.1118 |  | 76.0058 | 7.8697 | 125.4943 | 8.8511 | 144.9985 | 10.2456 | 165.0203 | 11.6853 | 187.4527 | 13.1744 | 228.0408 | 14.5829 | 305.1299 | 15.7312 | 386.5119 | 17.3613 | 466.1767 | 19.0213 | 571.7219 | 20.7243 | 732.1857 | 22.4507 | 926.043 | 24.3416 | 1118.399 | 25.9208 | 1308.7142 | 27.4882 | 1484.3204 | 29.02 | 1638.9397 | 30.561 | 1796.831 | 32.0675 | 1959.7324 | 33.5565 | 2097.0463 | 35.062 | 2228.9877 | 36.5244 | 2349.9313 | 37.9735 | 2439.9265 | 39.4094 | 2530.0554 | 40.8614 | 2619.6425 | 42.2735 | 2709.333 | 43.6816 | 2793.6198 | 45.078 | 2857.3684 | 46.4631 | 2920.4178 | 47.8374 | 2982.7112 | 49.201 | 3045.4462 | 50.5542 | 3110.0529 | 51.8972 | 3172.7665 | 53.2303 |  | 76.0058 | 7.8697 | 151.3626 | 8.8511 | 189.8969 | 11.3145 | 226.7267 | 13.7953 | 265.723 | 16.2897 | 324.7173 | 18.8225 | 403.6819 | 21.369 | 493.2156 | 23.9671 | 602.7446 | 26.5798 | 738.3321 | 29.2571 | 921.8459 | 31.9475 | 1117.1951 | 34.5771 | 1311.3547 | 36.7549 | 1503.7208 | 38.9086 | 1681.9588 | 41.0052 | 1981.089 | 43.1084 | 2703.9312 | 62.2162 | 3405.6102 | 81.2148 | 4106.3195 | 100.1976 | 4801.4718 | 119.0076 | 5480.9479 | 137.7185 | 6128.3037 | 156.33 | 6769.6337 | 174.9685 | 7386.7321 | 193.4021 | 8002.4102 | 211.7799 | 8618.1868 | 230.0694 | 9234.2848 | 248.2718 | 9846.3168 | 266.388 | 10455.0878 | 284.4187 | 11060.9487 | 302.3648 | 11456.2048 | 320.227 | 11511.4162 | 321.4613 |  | 76.0058 | 7.8697 | 151.3626 | 8.8511 | 189.8969 | 11.3145 | 226.7267 | 13.7953 | 265.723 | 16.2897 | 331.9924 | 18.8225 | 440.0224 | 21.3691 | 551.315 | 23.9673 | 660.844 | 26.5802 | 796.4315 | 29.2578 | 1122.3972 | 31.9485 | 1887.2247 | 51.8041 | 2650.1925 | 71.147 | 3410.7386 | 90.4106 | 4156.1791 | 109.5103 | 4880.0874 | 128.6062 | 5602.8313 | 147.5251 | 6304.6438 | 166.3289 | 7006.0287 | 185.1927 | 7705.594 | 203.8109 | 8383.1304 | 222.3321 | 9007.7646 | 240.7546 | 9634.4853 | 259.2652 | 10259.0515 | 277.513 | 10883.3559 | 295.7212 | 11223.4262 | 313.8417 | 11276.775 | 315.1593 | 11330.4181 | 316.4593 | 11382.2479 | 317.742 | 11436.5142 | 319.0083 | 11491.4274 | 320.2585 | 11545.8699 | 321.4931
Mosley Rd |  | 0 | 3.8743 | 0 | 4.3806 | 0 | 5.6319 | 0 | 6.8859 | 0 | 8.1505 | 0 | 9.442 | 0 | 10.758 | 0 | 12.0909 | 0 | 13.4499 | 0 | 14.8384 | 0 | 16.2495 | 0 | 17.639 | 0 | 18.799 | 0 | 19.9535 | 0 | 21.1043 | 0 | 22.2476 | 0 | 32.2151 | 0 | 42.2083 | 0 | 52.2218 | 0 | 62.2366 | 0 | 72.2673 | 0 | 82.3468 | 0 | 92.4029 | 0 | 102.512 | 0 | 112.6342 | 0 | 122.7791 | 0 | 132.9475 | 0 | 143.1401 | 0 | 153.3574 | 0 | 163.6001 | 0 | 173.8686 | 0 | 175.1489 |  | 0 | 3.8743 | 0 | 4.3806 | 0 | 5.022 | 0 | 5.6813 | 0 | 6.3657 | 0 | 6.9951 | 0 | 7.4646 | 0 | 8.2217 | 0 | 9.0043 | 0 | 9.803 | 0 | 10.6215 | 0 | 11.5428 | 0 | 12.1678 | 0 | 12.7903 | 0 | 13.4115 | 0 | 14.0289 | 0 | 14.6413 | 0 | 15.2551 | 0 | 15.8666 | 0 | 16.4704 | 0 | 17.0718 | 0 | 17.6779 | 0 | 18.2726 | 0 | 18.8721 | 0 | 19.4682 | 0 | 20.063 | 0 | 20.6564 | 0 | 21.2487 | 0 | 21.8399 | 0 | 22.4303 | 0 | 23.0199 | 0 | 23.6089 |  | 0 | 3.8743 | 0 | 4.3806 | 0 | 5.0999 | 0 | 5.8327 | 0 | 6.5918 | 0 | 7.3153 | 0 | 7.9198 | 0 | 8.7584 | 0 | 9.6251 | 0 | 10.5108 | 0 | 11.4191 | 0 | 12.4176 | 0 | 13.2577 | 0 | 14.0968 | 0 | 14.9358 | 0 | 15.7721 | 0 | 16.6043 | 0 | 17.4397 | 0 | 18.2739 | 0 | 19.1009 | 0 | 19.9265 | 0 | 20.7589 | 0 | 21.5794 | 0 | 22.4069 | 0 | 23.2319 | 0 | 24.0564 | 0 | 24.8806 | 0 | 25.7048 | 0 | 26.529 | 0 | 27.3533 | 0 | 28.1778 | 0 | 29.0027 |  | 0 | 3.8743 | 0 | 4.3806 | 0 | 5.6319 | 0 | 6.8859 | 0 | 8.1505 | 0 | 9.442 | 0 | 10.758 | 0 | 12.0909 | 0 | 13.4499 | 0 | 14.8384 | 0 | 16.2495 | 0 | 17.639 | 0 | 18.799 | 0 | 19.9535 | 0 | 21.1043 | 0 | 22.2476 | 0 | 32.2151 | 0 | 42.2083 | 0 | 52.2218 | 0 | 62.2366 | 0 | 72.2673 | 0 | 82.3468 | 0 | 92.4029 | 0 | 102.512 | 0 | 112.6342 | 0 | 122.7791 | 0 | 132.9475 | 0 | 143.1401 | 0 | 153.3574 | 0 | 163.6001 | 0 | 173.8686 | 0 | 175.1489 |  | 0 | 3.8743 | 0 | 4.3806 | 0 | 5.6319 | 0 | 6.8859 | 0 | 8.1505 | 0 | 9.4414 | 0 | 10.7564 | 0 | 12.0874 | 0 | 13.4438 | 0 | 14.8289 | 0 | 16.2356 | 0 | 26.3977 | 0 | 36.3413 | 0 | 46.2952 | 0 | 56.2675 | 0 | 66.2504 | 0 | 76.2375 | 0 | 86.2631 | 0 | 96.3091 | 0 | 106.3423 | 0 | 116.3919 | 0 | 126.508 | 0 | 136.5778 | 0 | 146.7175 | 0 | 156.8667 | 0 | 167.0396 | 0 | 168.3098 | 0 | 169.5807 | 0 | 170.8524 | 0 | 172.1249 | 0 | 173.3983 | 0 | 174.6725
Moss Lane |  | 67.2999 | 12.4359 | 96.9492 | 14.013 | 109.7605 | 17.9535 | 123.2408 | 21.9742 | 138.5159 | 26.0381 | 163.081 | 30.1738 | 209.7803 | 34.3825 | 259.1255 | 38.6483 | 307.4183 | 42.9904 | 371.3268 | 47.4183 | 467.531 | 51.9039 | 581.6955 | 56.3329 | 695.0393 | 60.0177 | 807.1239 | 63.7069 | 910.0474 | 67.3484 | 1000.3547 | 70.9928 | 1092.5167 | 102.7748 | 1187.4586 | 134.6257 | 1270.0996 | 166.5173 | 1347.412 | 198.4677 | 1417.4741 | 230.4534 | 1470.9994 | 262.4912 | 1536.9915 | 294.5163 | 1611.4972 | 326.6392 | 1686.1955 | 358.781 | 1754.0864 | 390.9607 | 1796.2822 | 423.1778 | 1837.6567 | 455.4321 | 1878.1436 | 487.7228 | 1919.2761 | 520.0502 | 1962.8704 | 552.4133 | 2004.1897 | 556.1866 |  | 67.2999 | 12.4359 | 70.0302 | 14.013 | 73.4243 | 16.0092 | 76.5465 | 18.1025 | 80.2703 | 20.2783 | 95.0684 | 22.2667 | 143.0082 | 23.7424 | 192.8581 | 26.1366 | 240.9817 | 28.6077 | 304.435 | 31.1259 | 396.379 | 33.7 | 495.5556 | 36.6106 | 593.7644 | 38.5744 | 690.8023 | 40.5449 | 778.6009 | 42.4884 | 857.5961 | 44.4375 | 948.535 | 46.3623 | 1040.126 | 48.2918 | 1129.1577 | 50.2103 | 1215.6094 | 52.123 | 1287.9364 | 54.024 | 1325.5829 | 55.9178 | 1364.0831 | 57.792 | 1401.8423 | 59.6694 | 1440.2296 | 61.5347 | 1523.2716 | 63.3927 | 1606.9056 | 65.2432 | 1689.0089 | 67.0867 | 1769.7578 | 68.9236 | 1850.8761 | 70.7545 | 1925.1082 | 72.5794 | 1969.2591 | 74.399 |  | 67.2999 | 12.4359 | 96.9492 | 14.013 | 109.7605 | 16.2575 | 123.2408 | 18.6132 | 138.5159 | 21.0584 | 163.081 | 23.3775 | 209.7803 | 25.3114 | 259.1255 | 27.9961 | 307.4183 | 30.7653 | 371.3268 | 33.5887 | 467.531 | 36.4749 | 581.6955 | 39.6573 | 695.0393 | 42.3265 | 807.1239 | 45.0077 | 910.0474 | 47.6634 | 1000.3547 | 50.3291 | 1092.5167 | 52.9722 | 1187.4586 | 55.625 | 1270.0996 | 58.2692 | 1347.412 | 60.9113 | 1417.4741 | 63.5436 | 1470.9994 | 66.1716 | 1536.9915 | 68.7802 | 1611.4972 | 71.3963 | 1686.1955 | 74.002 | 1754.0864 | 76.6017 | 1796.2822 | 79.1961 | 1837.6567 | 81.7856 | 1878.1436 | 84.3702 | 1919.2761 | 86.9503 | 1962.8704 | 89.5262 | 2004.1897 | 92.0982 |  | 67.2999 | 12.4359 | 112.293 | 14.013 | 137.2206 | 17.9535 | 161.2489 | 21.9742 | 187.4227 | 26.0381 | 226.1245 | 30.1738 | 275.3134 | 34.3825 | 329.4015 | 38.6483 | 393.4131 | 42.9904 | 473.2902 | 47.4183 | 582.204 | 51.9039 | 698.5198 | 56.3329 | 814.5059 | 60.0177 | 929.6613 | 63.7069 | 1036.5397 | 67.3484 | 1309.4789 | 70.9928 | 2117.6417 | 102.7748 | 2931.9788 | 134.6257 | 3749.1506 | 166.5173 | 4562.218 | 198.4677 | 5358.955 | 230.4534 | 6120.4679 | 262.4912 | 6894.024 | 294.5163 | 7638.8846 | 326.6392 | 8383.151 | 358.781 | 9128.7575 | 390.9607 | 9876.1035 | 423.1778 | 10619.7553 | 455.4321 | 11360.6934 | 487.7228 | 12099.3356 | 520.0502 | 12710.9178 | 552.4133 | 12760.7831 | 556.1866 |  | 67.2999 | 12.4359 | 112.293 | 14.013 | 137.2206 | 17.9535 | 161.2489 | 21.9742 | 187.4227 | 26.0381 | 229.7771 | 30.1747 | 293.5706 | 34.3855 | 358.6061 | 38.6548 | 422.6177 | 43.0017 | 502.4948 | 47.4359 | 790.4364 | 51.9295 | 1622.4433 | 84.4483 | 2453.328 | 116.2573 | 3282.6386 | 148.1501 | 4102.4976 | 180.0202 | 4909.4147 | 211.9947 | 5717.9847 | 243.9435 | 6535.4975 | 276.0111 | 7353.9424 | 308.1167 | 8172.762 | 340.2922 | 8984.6451 | 372.495 | 9738.022 | 404.7533 | 10494.2341 | 436.9693 | 11248.4972 | 469.3101 | 12003.6457 | 501.6575 | 12653.9251 | 534.0401 | 12698.8927 | 537.9258 | 12745.981 | 541.789 | 12784.7536 | 545.6305 | 12835.5858 | 549.4518 | 12890.5823 | 553.2535 | 12942.175 | 557.0365
Moss Nook Primary |  | 33.157 | 6.7801 | 49.1099 | 7.6574 | 55.8189 | 9.834 | 63.2182 | 12.0314 | 71.6067 | 14.2503 | 85.0061 | 16.5184 | 110.6102 | 18.8285 | 137.6591 | 21.1852 | 164.1308 | 23.586 | 199.1743 | 26.0384 | 252.6674 | 28.5431 | 318.1544 | 31.0064 | 383.1754 | 33.0739 | 447.5121 | 35.1288 | 506.8808 | 37.167 | 559.3263 | 39.1969 | 612.8224 | 56.8023 | 667.9027 | 74.4263 | 717.8667 | 92.1013 | 765.5306 | 109.8074 | 808.9022 | 127.5466 | 840.956 | 145.3568 | 877.0702 | 163.1818 | 914.5684 | 181.0642 | 952.1722 | 198.9888 | 986.6208 | 216.9589 | 1009.1955 | 234.9751 | 1031.385 | 253.0382 | 1053.1543 | 271.1485 | 1075.2114 | 289.307 | 1098.3961 | 307.5137 | 1120.5096 | 309.8235 |  | 33.157 | 6.7801 | 34.4701 | 7.6574 | 36.0944 | 8.769 | 37.8303 | 9.9215 | 39.9049 | 11.1188 | 48.0817 | 12.2212 | 74.4479 | 13.0427 | 101.8227 | 14.3784 | 128.241 | 15.757 | 163.0697 | 17.1636 | 213.5364 | 18.6135 | 267.9489 | 20.2413 | 321.8588 | 21.3544 | 375.104 | 22.461 | 423.3437 | 23.5586 | 467.4135 | 24.6524 | 520.4178 | 25.7477 | 574.3356 | 26.8277 | 626.5171 | 27.9078 | 677.5344 | 28.9807 | 721.1706 | 30.0482 | 746.5594 | 31.1188 | 772.6154 | 32.18 | 798.2334 | 33.241 | 824.8602 | 34.2988 | 862.7121 | 35.3542 | 900.6363 | 36.4073 | 937.6671 | 37.4584 | 973.9045 | 38.5076 | 1010.1199 | 39.5554 | 1043.0912 | 40.6017 | 1062.5856 | 41.6469 |  | 33.157 | 6.7801 | 49.1099 | 7.6574 | 55.8189 | 8.905 | 63.2182 | 10.1912 | 71.6067 | 11.525 | 85.0061 | 12.7979 | 110.6102 | 13.861 | 137.6591 | 15.3462 | 164.1308 | 16.8789 | 199.1743 | 18.4443 | 252.6674 | 20.0584 | 318.1544 | 21.8279 | 383.1754 | 23.3248 | 447.5121 | 24.8178 | 506.8808 | 26.3036 | 559.3263 | 27.788 | 612.8224 | 29.277 | 667.9027 | 30.7516 | 717.8667 | 32.2289 | 765.5306 | 33.7008 | 808.9022 | 35.1688 | 840.956 | 36.6431 | 877.0702 | 38.1088 | 914.5684 | 39.5767 | 952.1722 | 41.0433 | 986.6208 | 42.5092 | 1009.1955 | 43.9747 | 1031.385 | 45.4401 | 1053.1543 | 46.9054 | 1075.2114 | 48.3709 | 1098.3961 | 49.8369 | 1120.5096 | 51.3032 |  | 33.157 | 6.7801 | 57.3873 | 7.6574 | 70.4768 | 9.834 | 83.6531 | 12.0314 | 98.0246 | 14.2503 | 119.2822 | 16.5184 | 146.2427 | 18.8285 | 176.5274 | 21.1852 | 214.3708 | 23.586 | 260.897 | 26.0384 | 323.3398 | 28.5431 | 389.8058 | 31.0064 | 455.9988 | 33.0739 | 521.6933 | 35.1288 | 582.809 | 37.167 | 728.1622 | 39.1969 | 1146.8252 | 56.8023 | 1568.4022 | 74.4263 | 1990.0704 | 92.1013 | 2409.0716 | 109.8074 | 2819.291 | 127.5466 | 3211.28 | 145.3568 | 3606.7733 | 163.1818 | 3986.8341 | 181.0642 | 4366.3246 | 198.9888 | 4746.1858 | 216.9589 | 5126.6445 | 234.9751 | 5504.9838 | 253.0382 | 5881.6805 | 271.1485 | 6256.9944 | 289.307 | 6538.7417 | 307.5137 | 6562.0348 | 309.8235 |  | 33.157 | 6.7801 | 57.3873 | 7.6574 | 70.4768 | 9.834 | 83.6531 | 12.0314 | 98.0246 | 14.2503 | 122.0022 | 16.518 | 159.8378 | 18.8272 | 198.2745 | 21.1825 | 236.1179 | 23.5812 | 282.6441 | 26.0309 | 436.4828 | 28.5322 | 868.3056 | 46.4303 | 1299.4699 | 63.9822 | 1729.7521 | 81.5704 | 2154.877 | 99.1828 | 2572.861 | 116.838 | 2991.6676 | 134.5658 | 3414.4371 | 152.2797 | 3836.7633 | 170.0572 | 4258.6987 | 187.8574 | 4674.362 | 205.6869 | 5058.9897 | 223.6048 | 5445.0133 | 241.5221 | 5829.8572 | 259.5043 | 6214.8848 | 277.5281 | 6487.7192 | 295.5978 | 6509.3558 | 297.913 | 6531.714 | 300.2258 | 6551.2409 | 302.5364 | 6574.8728 | 304.8451 | 6599.9231 | 307.1521 | 6623.8125 | 309.4574
Moss Side (Leyland) & Seven Stars |  | 47.7106 | 7.3681 | 75.3485 | 8.3112 | 86.5158 | 10.655 | 97.6865 | 13.0747 | 110.2018 | 15.515 | 132.984 | 18.0188 | 176.6506 | 20.5613 | 222.7584 | 23.1493 | 267.8846 | 25.7886 | 327.6745 | 28.4603 | 416.2655 | 31.2018 | 516.974 | 33.8715 | 616.8553 | 36.1101 | 715.5796 | 38.3347 | 805.9144 | 40.5655 | 884.3631 | 42.7615 | 964.6401 | 61.908 | 1047.7074 | 81.0758 | 1111.0544 | 100.3205 | 1167.7784 | 119.5057 | 1218.096 | 138.7242 | 1260.0626 | 157.9186 | 1309.6992 | 177.198 | 1365.237 | 196.4384 | 1420.8273 | 215.6935 | 1472.5194 | 234.9541 | 1509.4658 | 254.2191 | 1545.9194 | 273.4877 | 1581.8435 | 292.7589 | 1618.1017 | 312.0322 | 1655.7198 | 331.3066 | 1692.003 | 333.4212 |  | 47.7106 | 7.3681 | 49.5606 | 8.3112 | 51.8564 | 9.5011 | 53.5306 | 10.764 | 55.4882 | 12.0682 | 67.9159 | 13.2746 | 112.0822 | 14.1692 | 158.3659 | 15.6184 | 203.3602 | 17.1169 | 262.8835 | 18.6308 | 349.2465 | 20.2012 | 442.249 | 21.9492 | 534.4524 | 23.14 | 625.4794 | 24.324 | 708.1013 | 25.5138 | 780.4191 | 26.6839 | 856.8581 | 27.8403 | 932.6928 | 28.9918 | 1006.8705 | 30.1547 | 1078.4432 | 31.2863 | 1135.7138 | 32.4173 | 1156.7623 | 33.5341 | 1178.0948 | 34.6605 | 1198.8667 | 35.7707 | 1219.3353 | 36.8762 | 1267.3203 | 37.9761 | 1315.3104 | 39.07 | 1362.0842 | 40.1585 | 1407.6856 | 41.2417 | 1453.0212 | 42.3199 | 1494.0301 | 43.3932 | 1518.0101 | 44.462 |  | 47.7106 | 7.3681 | 75.3485 | 8.3112 | 86.5158 | 9.6485 | 97.6865 | 11.075 | 110.2018 | 12.5479 | 132.984 | 13.9603 | 176.6506 | 15.1366 | 222.7584 | 16.7689 | 267.8846 | 18.4552 | 327.6745 | 20.1598 | 416.2655 | 21.9267 | 516.974 | 23.8449 | 616.8553 | 25.466 | 715.5796 | 27.0827 | 805.9144 | 28.7087 | 884.3631 | 30.315 | 964.6401 | 31.9086 | 1047.7074 | 33.4991 | 1111.0544 | 35.105 | 1167.7784 | 36.6773 | 1218.096 | 38.2508 | 1260.0626 | 39.8098 | 1309.6992 | 41.3821 | 1365.237 | 42.9372 | 1420.8273 | 44.4888 | 1472.5194 | 46.035 | 1509.4658 | 47.5761 | 1545.9194 | 49.1124 | 1581.8435 | 50.6438 | 1618.1017 | 52.1705 | 1655.7198 | 53.6928 | 1692.003 | 55.2108 |  | 47.7106 | 7.3681 | 89.7605 | 8.3112 | 111.7279 | 10.655 | 132.2435 | 13.0747 | 153.9795 | 15.515 | 187.0212 | 18.0188 | 231.774 | 20.5613 | 280.2781 | 23.1493 | 333.3605 | 25.7886 | 401.2063 | 28.4603 | 496.2699 | 31.2018 | 598.1065 | 33.8715 | 699.3281 | 36.1101 | 799.4858 | 38.3347 | 891.85 | 40.5655 | 1074.7756 | 42.7615 | 1563.8785 | 61.908 | 2044.6712 | 81.0758 | 2526.1341 | 100.3205 | 3004.6248 | 119.5057 | 3473.3085 | 138.7242 | 3920.4323 | 157.9186 | 4374.6582 | 177.198 | 4812.5406 | 196.4384 | 5249.7135 | 215.6935 | 5687.2248 | 234.9541 | 6125.2663 | 254.2191 | 6560.7199 | 273.4877 | 6994.2378 | 292.7589 | 7425.8046 | 312.0322 | 7737.096 | 331.3066 | 7771.9593 | 333.4212 |  | 47.7106 | 7.3681 | 89.7605 | 8.3112 | 111.7279 | 10.655 | 132.2435 | 13.0747 | 153.9795 | 15.515 | 188.8683 | 18.0201 | 241.0047 | 20.5653 | 295.041 | 23.1576 | 348.1234 | 25.8032 | 415.9691 | 28.4831 | 613.7939 | 31.2348 | 1126.4368 | 50.8126 | 1638.0292 | 70.0059 | 2148.2216 | 89.2325 | 2649.8082 | 108.5452 | 3139.2032 | 127.839 | 3628.4843 | 147.1241 | 4110.8648 | 166.4391 | 4593.6009 | 185.8824 | 5075.4049 | 205.1955 | 5553.2234 | 224.5576 | 5996.5863 | 243.8741 | 6441.2628 | 263.3137 | 6884.5112 | 282.6865 | 7327.8919 | 302.0747 | 7626.7036 | 321.4649 | 7659.4808 | 323.6879 | 7692.8669 | 325.8897 | 7723.5323 | 328.0712 | 7758.0535 | 330.2337 | 7793.8038 | 332.3775 | 7828.5932 | 334.5037
Moss Side (Longsight) |  | 34.6444 | 5.7077 | 51.8695 | 6.4576 | 58.9071 | 8.3026 | 65.6209 | 10.178 | 73.1161 | 12.0775 | 88.3934 | 14.0253 | 119.344 | 16.0202 | 152.043 | 18.0571 | 184.0412 | 20.1418 | 226.4672 | 22.2745 | 293.6488 | 24.4548 | 382.3137 | 26.6108 | 470.3957 | 28.4356 | 557.6665 | 30.2492 | 639.0113 | 32.0562 | 711.9525 | 33.8492 | 786.2588 | 49.1067 | 862.6122 | 64.4267 | 943.9767 | 79.8067 | 1024.6799 | 95.2567 | 1094.6842 | 110.7616 | 1142.6312 | 126.3463 | 1190.5264 | 141.945 | 1233.1047 | 157.6685 | 1275.812 | 173.436 | 1315.4482 | 189.2688 | 1342.361 | 205.1671 | 1368.7593 | 221.131 | 1394.6225 | 237.1605 | 1420.6723 | 253.2558 | 1447.7886 | 269.4168 | 1473.6809 | 271.6617 |  | 34.6444 | 5.7077 | 35.8888 | 6.4576 | 37.4181 | 7.4035 | 38.2962 | 8.3899 | 39.2784 | 9.4165 | 47.6516 | 10.3661 | 78.6091 | 11.0837 | 111.2193 | 12.238 | 143.0052 | 13.4352 | 185.1401 | 14.6584 | 246.3012 | 15.9199 | 312.1192 | 17.3411 | 377.5072 | 18.3264 | 441.9954 | 19.3054 | 500.5936 | 20.281 | 556.3376 | 21.2487 | 632.214 | 22.2167 | 712.3236 | 23.1783 | 788.1686 | 24.1353 | 863.6141 | 25.0911 | 932.5846 | 26.0425 | 983.94 | 26.9955 | 1036.072 | 27.9366 | 1086.8764 | 28.8885 | 1140.3964 | 29.835 | 1185.1886 | 30.7808 | 1230.857 | 31.7258 | 1276.1684 | 32.6702 | 1321.0398 | 33.6142 | 1366.113 | 34.5581 | 1407.5765 | 35.5018 | 1433.6196 | 36.4457 |  | 34.6444 | 5.7077 | 51.8695 | 6.4576 | 58.9071 | 7.5183 | 65.6209 | 8.6213 | 73.1161 | 9.7677 | 88.3934 | 10.8662 | 119.344 | 11.7936 | 152.043 | 13.0802 | 184.0412 | 14.4141 | 226.4672 | 15.7781 | 293.6488 | 17.1854 | 382.3137 | 18.7335 | 470.3957 | 20.0537 | 557.6665 | 21.3705 | 639.0113 | 22.6866 | 711.9525 | 23.9968 | 786.2588 | 25.3106 | 862.6122 | 26.62 | 943.9767 | 27.9267 | 1024.6799 | 29.2351 | 1094.6842 | 30.5406 | 1142.6312 | 31.8508 | 1190.5264 | 33.1493 | 1233.1047 | 34.4629 | 1275.812 | 35.7728 | 1315.4482 | 37.0838 | 1342.361 | 38.3963 | 1368.7593 | 39.7103 | 1394.6225 | 41.0259 | 1420.6723 | 42.3433 | 1447.7886 | 43.6627 | 1473.6809 | 44.9841 |  | 34.6444 | 5.7077 | 60.8526 | 6.4576 | 74.5868 | 8.3026 | 87.0542 | 10.178 | 100.1349 | 12.0775 | 121.0127 | 14.0253 | 152.4191 | 16.0202 | 191.1556 | 18.0571 | 246.0856 | 20.1418 | 311.5657 | 22.2745 | 396.3774 | 24.4548 | 486.0302 | 26.6108 | 575.4002 | 28.4356 | 664.1224 | 30.2492 | 747.2701 | 32.0562 | 906.866 | 33.8492 | 1321.8588 | 49.1067 | 1741.2858 | 64.4267 | 2157.6283 | 79.8067 | 2569.9709 | 95.2567 | 2973.4238 | 110.7616 | 3356.104 | 126.3463 | 3732.2232 | 141.945 | 4091.4144 | 157.6685 | 4450.2104 | 173.436 | 4809.806 | 189.2688 | 5170.0288 | 205.1671 | 5528.0245 | 221.131 | 5884.3776 | 237.1605 | 6239.2154 | 253.2558 | 6524.0172 | 269.4168 | 6548.7539 | 271.6617 |  | 34.6444 | 5.7077 | 60.8526 | 6.4576 | 74.5868 | 8.3026 | 87.0542 | 10.178 | 100.1349 | 12.0775 | 126.6262 | 14.0252 | 180.4772 | 16.0201 | 236.038 | 18.0568 | 290.968 | 20.1415 | 356.4481 | 22.2739 | 526.3209 | 24.454 | 956.0973 | 39.8656 | 1385.1775 | 55.0378 | 1813.3021 | 70.2813 | 2235.3338 | 85.6002 | 2648.7312 | 100.9697 | 3063.2618 | 116.4239 | 3481.2969 | 131.927 | 3898.5235 | 147.4818 | 4313.2148 | 163.1091 | 4713.2925 | 178.7831 | 5077.5053 | 194.5451 | 5442.3474 | 210.2945 | 5805.9008 | 226.1982 | 6169.7583 | 242.1352 | 6489.4394 | 258.1371 | 6509.9921 | 260.3929 | 6531.3609 | 262.646 | 6549.1727 | 264.8965 | 6572.1199 | 267.145 | 6596.5796 | 269.3915 | 6620.0555 | 271.6362
Mossley |  | 40.0276 | 8.9075 | 62.9977 | 10.0383 | 72.0781 | 12.8687 | 81.6416 | 15.737 | 92.4189 | 18.6289 | 111.4263 | 21.5784 | 147.2712 | 24.5689 | 185.1162 | 27.6194 | 222.2069 | 30.7049 | 271.284 | 33.8597 | 347.1624 | 37.0631 | 442.8071 | 40.2106 | 537.8011 | 42.8398 | 631.8867 | 45.4586 | 719.2081 | 48.0583 | 796.9473 | 50.6501 | 876.3034 | 73.3406 | 958.0743 | 96.0603 | 1033.762 | 118.7909 | 1109.3343 | 141.5701 | 1179.2685 | 164.3567 | 1228.6477 | 187.1935 | 1281.0617 | 210.0582 | 1333.0568 | 232.9303 | 1385.4754 | 255.8413 | 1433.8154 | 278.7808 | 1465.9877 | 301.7492 | 1497.5389 | 324.7468 | 1528.405 | 347.7738 | 1559.5493 | 370.8307 | 1592.1393 | 393.9174 | 1623.1141 | 396.621 |  | 40.0276 | 8.9075 | 41.4742 | 10.0383 | 43.221 | 11.475 | 44.7995 | 12.9701 | 46.6922 | 14.5201 | 57.1504 | 15.9419 | 93.416 | 16.9893 | 131.3891 | 18.7077 | 168.3165 | 20.4679 | 217.1004 | 22.267 | 287.792 | 24.1106 | 363.9394 | 26.1843 | 439.3882 | 27.5894 | 513.9337 | 28.9904 | 581.6759 | 30.3819 | 644.5112 | 31.7709 | 721.4919 | 33.1547 | 799.3323 | 34.5319 | 879.0659 | 35.8966 | 958.5989 | 37.2608 | 1027.6539 | 38.6132 | 1069.6443 | 39.9644 | 1112.3687 | 41.3092 | 1153.9384 | 42.6441 | 1196.8451 | 43.9755 | 1243.1098 | 45.3021 | 1289.6157 | 46.6236 | 1335.219 | 47.9405 | 1379.9004 | 49.2532 | 1424.582 | 50.562 | 1465.2311 | 51.8669 | 1489.0105 | 53.1685 |  | 40.0276 | 8.9075 | 62.9977 | 10.0383 | 72.0781 | 11.653 | 81.6416 | 13.3301 | 92.4189 | 15.0662 | 111.4263 | 16.7181 | 147.2712 | 18.0869 | 185.1162 | 20.0069 | 222.2069 | 21.9734 | 271.284 | 23.9845 | 347.1624 | 26.0457 | 442.8071 | 28.3075 | 537.8011 | 30.2121 | 631.8867 | 32.1156 | 719.2081 | 34.0115 | 796.9473 | 35.9075 | 876.3034 | 37.8012 | 958.0743 | 39.6904 | 1033.762 | 41.5683 | 1109.3343 | 43.449 | 1179.2685 | 45.3185 | 1228.6477 | 47.1898 | 1281.0617 | 49.0562 | 1333.0568 | 50.9136 | 1385.4754 | 52.7697 | 1433.8154 | 54.6221 | 1465.9877 | 56.4712 | 1497.5389 | 58.3174 | 1528.405 | 60.1607 | 1559.5493 | 62.0014 | 1592.1393 | 63.8398 | 1623.1141 | 65.6759 |  | 40.0276 | 8.9075 | 74.8735 | 10.0383 | 92.5694 | 12.8687 | 110.0354 | 15.737 | 128.7166 | 18.6289 | 156.7582 | 21.5784 | 193.8145 | 24.5689 | 237.1956 | 27.6194 | 294.2379 | 30.7049 | 363.4199 | 33.8597 | 454.8441 | 37.0631 | 551.8418 | 40.2106 | 648.6551 | 42.8398 | 744.7465 | 45.4586 | 834.7644 | 48.0583 | 1060.6373 | 50.6501 | 1722.8484 | 73.3406 | 2390.7713 | 96.0603 | 3061.8803 | 118.7909 | 3730.2498 | 141.5701 | 4384.7321 | 164.3567 | 5007.4039 | 187.1935 | 5632.4378 | 210.0582 | 6232.1894 | 232.9303 | 6830.462 | 255.8413 | 7428.7573 | 278.7808 | 8027.4391 | 301.7492 | 8621.8947 | 324.7468 | 9213.1626 | 347.7738 | 9801.4853 | 370.8307 | 10185.8475 | 393.9174 | 10210.9156 | 396.621 |  | 40.0276 | 8.9075 | 74.8735 | 10.0383 | 92.5694 | 12.8687 | 110.0354 | 15.737 | 128.7166 | 18.6289 | 161.5537 | 21.5785 | 217.7809 | 24.5694 | 275.5284 | 27.6204 | 332.5706 | 30.7067 | 401.7527 | 33.8625 | 639.1373 | 37.0671 | 1319.7559 | 60.2501 | 1999.3699 | 82.9351 | 2677.6662 | 105.6444 | 3348.8063 | 128.3651 | 4009.9075 | 151.1291 | 4672.5859 | 173.9323 | 5343.2795 | 196.768 | 6014.62 | 219.5996 | 6687.7104 | 242.4987 | 7349.3148 | 265.3905 | 7958.5415 | 288.3461 | 8568.5414 | 311.3275 | 9175.9335 | 334.3057 | 9783.0458 | 357.327 | 10099.1705 | 380.3763 | 10122.9096 | 383.1325 | 10147.0141 | 385.8775 | 10169.4863 | 388.6116 | 10194.2799 | 391.3358 | 10219.8104 | 394.0503 | 10244.7797 | 396.7555
Mount St |  | 81.3825 | 9.115 | 132.3377 | 10.3254 | 152.0491 | 13.2993 | 172.1087 | 16.3079 | 194.48 | 19.3553 | 240.0794 | 22.472 | 332.9906 | 25.6586 | 431.0898 | 28.9085 | 527.0738 | 32.234 | 654.3245 | 35.6434 | 843.3561 | 39.1207 | 1059.2843 | 42.5588 | 1273.3699 | 45.4723 | 1485.0581 | 48.3845 | 1679.3322 | 51.2814 | 1848.4348 | 54.1696 | 2021.7669 | 78.6259 | 2201.5355 | 103.2177 | 2349.4856 | 127.9062 | 2476.6918 | 152.7292 | 2578.2724 | 177.6809 | 2667.4384 | 202.7637 | 2765.5315 | 227.9429 | 2867.5618 | 253.2931 | 2969.6678 | 278.7606 | 3066.3742 | 304.3596 | 3142.2738 | 330.091 | 3217.3945 | 355.9553 | 3291.6887 | 381.9527 | 3366.3571 | 408.0841 | 3442.8313 | 434.3492 | 3517.3375 | 438.1959 |  | 81.3825 | 9.115 | 84.1266 | 10.3254 | 87.461 | 11.859 | 89.897 | 13.4484 | 92.6367 | 15.1027 | 117.7451 | 16.627 | 211.1163 | 17.7754 | 309.311 | 19.6219 | 404.9886 | 21.5367 | 531.7599 | 23.4976 | 715.7217 | 25.5143 | 913.5741 | 27.7863 | 1110.1898 | 29.3633 | 1303.9882 | 30.9408 | 1480.4322 | 32.5096 | 1635.1157 | 34.0742 | 1806.2942 | 35.6452 | 1983.4615 | 37.2114 | 2138.22 | 38.763 | 2284.9283 | 40.315 | 2405.9021 | 41.8658 | 2460.434 | 43.4158 | 2515.7433 | 44.9584 | 2570.0485 | 46.509 | 2625.5695 | 48.0566 | 2706.7099 | 49.6047 | 2788.3493 | 51.1533 | 2868.5689 | 52.7026 | 2947.3708 | 54.2529 | 3025.9327 | 55.8047 | 3098.2218 | 57.3579 | 3145.55 | 58.9131 |  | 81.3825 | 9.115 | 132.3377 | 10.3254 | 152.0491 | 12.043 | 172.1087 | 13.8136 | 194.48 | 15.6537 | 240.0794 | 17.4105 | 332.9906 | 18.8891 | 431.0898 | 20.9408 | 527.0738 | 23.0677 | 654.3245 | 25.248 | 843.3561 | 27.4917 | 1059.2843 | 29.9606 | 1273.3699 | 32.0686 | 1485.0581 | 34.1827 | 1679.3322 | 36.2926 | 1848.4348 | 38.4026 | 2021.7669 | 40.5254 | 2201.5355 | 42.6478 | 2349.4856 | 44.7581 | 2476.6918 | 46.8738 | 2578.2724 | 48.9925 | 2667.4384 | 51.1149 | 2765.5315 | 53.2329 | 2867.5618 | 55.3644 | 2969.6678 | 57.497 | 3066.3742 | 59.6338 | 3142.2738 | 61.7753 | 3217.3945 | 63.9217 | 3291.6887 | 66.0732 | 3366.3571 | 68.23 | 3442.8313 | 70.3923 | 3517.3375 | 72.5603 |  | 81.3825 | 9.115 | 159.0495 | 10.3254 | 197.7849 | 13.2993 | 235.19 | 16.3079 | 274.3644 | 19.3553 | 337.0008 | 22.472 | 430.9668 | 25.6586 | 534.0839 | 28.9085 | 648.0755 | 32.234 | 793.5316 | 35.6434 | 996.7418 | 39.1207 | 1214.2235 | 42.5588 | 1430.3112 | 45.4723 | 1644.2404 | 48.3845 | 1841.3445 | 51.2814 | 2143.2225 | 54.1696 | 2834.6504 | 78.6259 | 3508.0739 | 103.2177 | 4165.0224 | 127.9062 | 4811.4486 | 152.7292 | 5444.1104 | 177.6809 | 6046.4095 | 202.7637 | 6652.4413 | 227.9429 | 7236.0769 | 253.2931 | 7818.6988 | 278.7606 | 8401.903 | 304.3596 | 8985.695 | 330.091 | 9565.849 | 355.9553 | 10143.2519 | 381.9527 | 10718.133 | 408.0841 | 11137.9603 | 434.3492 | 11208.4084 | 438.1959 |  | 81.3825 | 9.115 | 159.0495 | 10.3254 | 197.7849 | 13.2993 | 235.19 | 16.3079 | 274.3644 | 19.3553 | 341.297 | 22.4714 | 452.4406 | 25.6567 | 568.4339 | 28.9045 | 682.4255 | 32.2271 | 827.8816 | 35.6326 | 1161.4395 | 39.1049 | 1900.0785 | 63.7274 | 2636.6324 | 87.9639 | 3370.4806 | 112.3459 | 4086.5994 | 136.8413 | 4777.1277 | 161.4598 | 5467.6815 | 186.2555 | 6137.853 | 211.1751 | 6800.7585 | 236.1521 | 7451.1035 | 261.2692 | 8090.2334 | 286.5144 | 8680.3751 | 311.8908 | 9272.4344 | 337.347 | 9862.7947 | 362.9944 | 10453.2043 | 388.7522 | 10869.9336 | 414.6419 | 10936.5266 | 418.4685 | 11003.9138 | 422.2972 | 11067.9301 | 426.1278 | 11136.8351 | 429.9612 | 11207.2055 | 433.7972 | 11276.6065 | 437.636
Musgrave Rd |  | 41.2429 | 8.1464 | 59.7248 | 9.1842 | 67.5855 | 11.7702 | 75.514 | 14.3536 | 84.4653 | 16.9468 | 99.9238 | 19.5824 | 129.6419 | 22.2477 | 161.0506 | 24.9519 | 191.798 | 27.6984 | 232.4828 | 30.4837 | 294.3538 | 33.3143 | 369.5796 | 36.0891 | 444.2889 | 38.3859 | 518.2178 | 40.6622 | 586.3839 | 42.922 | 646.5675 | 45.1575 | 707.9938 | 65.2848 | 771.2667 | 85.367 | 829.5025 | 105.446 | 885.2932 | 125.4681 | 935.2364 | 145.5069 | 972.3084 | 165.4756 | 1016.4002 | 185.4507 | 1064.6128 | 205.4052 | 1113.1126 | 225.3399 | 1157.2906 | 245.259 | 1184.6676 | 265.1643 | 1211.4416 | 285.0573 | 1237.5605 | 304.9392 | 1264.0261 | 324.8117 | 1292.0347 | 344.6756 | 1318.4525 | 346.689 |  | 41.2429 | 8.1464 | 42.8643 | 9.1842 | 44.8641 | 10.4955 | 46.4386 | 11.8405 | 48.3022 | 13.2312 | 57.2111 | 14.5007 | 87.4009 | 15.4278 | 118.9625 | 16.9557 | 149.5483 | 18.5295 | 189.9351 | 20.123 | 248.4598 | 21.7578 | 311.5616 | 23.5962 | 374.0812 | 24.8239 | 435.8503 | 26.0416 | 491.8141 | 27.2518 | 542.8315 | 28.4493 | 603.7852 | 29.6434 | 665.8071 | 30.8248 | 726.3277 | 32.0074 | 785.6417 | 33.1724 | 836.5266 | 34.3403 | 866.1674 | 35.4893 | 896.2886 | 36.6372 | 925.6655 | 37.7776 | 955.7766 | 38.9108 | 1009.5404 | 40.038 | 1063.8757 | 41.1591 | 1117.3991 | 42.2746 | 1170.1166 | 43.3847 | 1223.0684 | 44.4899 | 1271.4985 | 45.5902 | 1300.3635 | 46.6862 |  | 41.2429 | 8.1464 | 59.7248 | 9.1842 | 67.5855 | 10.6583 | 75.514 | 12.1582 | 84.4653 | 13.7058 | 99.9238 | 15.1717 | 129.6419 | 16.3781 | 161.0506 | 18.0747 | 191.798 | 19.8219 | 232.4828 | 21.5931 | 294.3538 | 23.4112 | 369.5796 | 25.4061 | 444.2889 | 27.071 | 518.2178 | 28.7271 | 586.3839 | 30.3765 | 646.5675 | 32.0136 | 707.9938 | 33.6491 | 771.2667 | 35.2722 | 829.5025 | 36.8986 | 885.2932 | 38.5072 | 935.2364 | 40.121 | 972.3084 | 41.7149 | 1016.4002 | 43.3094 | 1064.6128 | 44.8971 | 1113.1126 | 46.4785 | 1157.2906 | 48.0541 | 1184.6676 | 49.6245 | 1211.4416 | 51.19 | 1237.5605 | 52.7508 | 1264.0261 | 54.3072 | 1292.0347 | 55.8594 | 1318.4525 | 57.4078 |  | 41.2429 | 8.1464 | 69.2714 | 9.1842 | 84.5224 | 11.7702 | 98.8443 | 14.3536 | 114.2704 | 16.9468 | 137.5045 | 19.5824 | 168.443 | 22.2477 | 203.4905 | 24.9519 | 246.8383 | 27.6984 | 300.2752 | 30.4837 | 372.1352 | 33.3143 | 448.6845 | 36.0891 | 525.1761 | 38.3859 | 601.0881 | 40.6622 | 671.915 | 42.922 | 875.9293 | 45.1575 | 1503.6068 | 65.2848 | 2141.0042 | 85.367 | 2781.5203 | 105.446 | 3419.3898 | 125.4681 | 4044.5862 | 145.5069 | 4640.2814 | 165.4756 | 5243.9968 | 185.4507 | 5824.4601 | 205.4052 | 6403.9507 | 225.3399 | 6984.0134 | 245.259 | 7564.919 | 265.1643 | 8142.2252 | 285.0573 | 8716.9242 | 304.9392 | 9289.2469 | 324.8117 | 9709.3193 | 344.6756 | 9735.9353 | 346.689 |  | 41.2429 | 8.1464 | 69.2714 | 9.1842 | 84.5224 | 11.7702 | 98.8443 | 14.3536 | 114.2704 | 16.9468 | 140.4689 | 19.5815 | 183.2599 | 22.2449 | 227.1918 | 24.9462 | 270.5396 | 27.6883 | 323.9765 | 30.4679 | 537.4086 | 33.2915 | 1180.0208 | 54.0205 | 1821.8538 | 74.2242 | 2462.5786 | 94.3696 | 3097.2379 | 114.4734 | 3723.5642 | 134.5194 | 4351.7148 | 154.555 | 4992.0834 | 174.5378 | 5633.5759 | 194.5479 | 6276.0641 | 214.4778 | 6912.9908 | 234.4555 | 7501.9325 | 254.3356 | 8091.961 | 274.24 | 8679.8358 | 294.1244 | 9267.9071 | 313.9899 | 9665.8593 | 333.8419 | 9689.995 | 335.8679 | 9715.0861 | 337.8893 | 9736.3253 | 339.9063 | 9763.124 | 341.9192 | 9791.8034 | 343.928 | 9818.9667 | 345.933
Nelson |  | 23.7901 | 17.7458 | 35.9225 | 19.9449 | 40.9166 | 25.5004 | 46.0105 | 31.031 | 51.7634 | 36.5768 | 61.6542 | 42.1918 | 80.1457 | 47.8116 | 99.6908 | 53.5412 | 118.8395 | 59.2749 | 144.1612 | 65.0787 | 188.0812 | 70.9475 | 256.4704 | 76.5805 | 324.5255 | 81.2763 | 392.092 | 85.9057 | 456.0932 | 90.4773 | 515.1383 | 94.9746 | 574.9706 | 136.8408 | 635.9655 | 178.7219 | 709.7145 | 220.1737 | 790.159 | 261.3687 | 865.8612 | 302.2996 | 911.6161 | 342.9727 | 949.8143 | 383.7616 | 978.4453 | 423.8234 | 1007.4632 | 463.8289 | 1034.2016 | 503.6005 | 1051.4203 | 543.1414 | 1068.2592 | 582.4552 | 1084.6755 | 621.5443 | 1101.2419 | 660.4123 | 1118.6599 | 699.0611 | 1135.0868 | 701.3946 |  | 23.7901 | 17.7458 | 24.6922 | 19.9449 | 25.8059 | 22.7388 | 26.7198 | 25.5865 | 27.8169 | 28.5333 | 33.3247 | 31.2069 | 52.0677 | 33.1084 | 71.6804 | 36.3243 | 90.7492 | 39.5828 | 115.9286 | 42.8784 | 152.4106 | 46.2445 | 191.7268 | 49.9687 | 230.657 | 52.4513 | 269.15 | 54.9004 | 304.0718 | 57.3211 | 341.4092 | 59.7032 | 402.2901 | 61.9967 | 465.9871 | 64.3894 | 534.0614 | 66.6812 | 604.5546 | 68.9459 | 671.8161 | 71.1811 | 729.7163 | 73.3878 | 788.7208 | 75.6403 | 846.1839 | 77.7685 | 904.697 | 79.907 | 931.4765 | 82.0215 | 958.5206 | 84.1121 | 985.1317 | 86.1797 | 1011.2509 | 88.225 | 1037.3828 | 90.2492 | 1061.072 | 92.2523 | 1074.6554 | 94.2356 |  | 23.7901 | 17.7458 | 35.9225 | 19.9449 | 40.9166 | 23.0915 | 46.0105 | 26.2849 | 51.7634 | 29.5816 | 61.6542 | 32.6886 | 80.1457 | 35.1975 | 99.6908 | 38.7842 | 118.8395 | 42.419 | 144.1612 | 46.0985 | 188.0812 | 49.8576 | 256.4704 | 53.9113 | 324.5255 | 57.3188 | 392.092 | 60.6908 | 456.0932 | 64.032 | 515.1383 | 67.3306 | 574.9706 | 70.5305 | 635.9655 | 73.8448 | 709.7145 | 77.0451 | 790.159 | 80.2162 | 865.8612 | 83.3539 | 911.6161 | 86.4603 | 949.8143 | 89.6222 | 978.4453 | 92.6387 | 1007.4632 | 95.6691 | 1034.2016 | 98.6715 | 1051.4203 | 101.6469 | 1068.2592 | 104.5961 | 1084.6755 | 107.5197 | 1101.2419 | 110.4182 | 1118.6599 | 113.2925 | 1135.0868 | 116.143 |  | 23.7901 | 17.7458 | 42.203 | 19.9449 | 51.9432 | 25.5004 | 61.201 | 31.031 | 71.1475 | 36.5768 | 85.9662 | 42.1918 | 105.2124 | 47.8116 | 132.4454 | 53.5412 | 180.9922 | 59.2749 | 235.7961 | 65.0787 | 302.0136 | 70.9475 | 371.1098 | 76.5805 | 440.2021 | 81.2763 | 508.9113 | 85.9057 | 574.4691 | 90.4773 | 747.1272 | 94.9746 | 1256.9564 | 136.8408 | 1779.1616 | 178.7219 | 2304.6339 | 220.1737 | 2827.964 | 261.3687 | 3339.89 | 302.2996 | 3825.6292 | 342.9727 | 4301.0193 | 383.7616 | 4755.3616 | 423.8234 | 5208.466 | 463.8289 | 5661.5425 | 503.6005 | 6114.7983 | 543.1414 | 6564.6996 | 582.4552 | 7012.0581 | 621.5443 | 7457.1502 | 660.4123 | 7733.8394 | 699.0611 | 7744.4797 | 701.3946 |  | 23.7901 | 17.7458 | 42.203 | 19.9449 | 51.9432 | 25.5004 | 61.201 | 31.031 | 71.1475 | 36.5768 | 93.2135 | 42.1911 | 141.4227 | 47.8091 | 190.3489 | 53.536 | 238.8956 | 59.2658 | 293.6996 | 65.0646 | 472.3936 | 70.9271 | 991.2652 | 114.6883 | 1509.5387 | 157.2526 | 2027.0081 | 199.5079 | 2540.6037 | 241.4868 | 3048.8773 | 283.1535 | 3558.8741 | 324.2441 | 4082.1039 | 365.7515 | 4606.6345 | 406.6227 | 5133.4371 | 447.251 | 5640.1274 | 487.6177 | 6102.2209 | 527.7309 | 6564.5758 | 568.1416 | 7024.7675 | 607.5877 | 7484.6515 | 647.0679 | 7694.2461 | 686.3178 | 7704.3191 | 688.8065 | 7714.4918 | 691.2614 | 7724.0949 | 693.6831 | 7734.4728 | 696.0731 | 7745.0642 | 698.4317 | 7755.5001 | 700.7599
New Moston |  | 69.2497 | 7.9389 | 107.5677 | 8.9847 | 123.2664 | 11.5521 | 138.5304 | 14.1801 | 155.6116 | 16.8473 | 187.5894 | 19.588 | 249.8604 | 22.4018 | 315.6208 | 25.2858 | 379.9661 | 28.2431 | 465.2528 | 31.27 | 603.2322 | 34.3732 | 793.1381 | 37.4477 | 981.8256 | 40.0663 | 1168.812 | 42.6674 | 1343.7249 | 45.2583 | 1501.5787 | 47.8279 | 1661.9721 | 69.4484 | 1826.256 | 91.1729 | 2002.6044 | 113.0018 | 2184.178 | 134.9755 | 2349.3076 | 157.0472 | 2457.1193 | 179.2357 | 2555.5472 | 201.4771 | 2633.2748 | 223.9247 | 2710.9728 | 246.4508 | 2783.2926 | 269.0898 | 2835.1977 | 291.8414 | 2886.406 | 314.7051 | 2936.872 | 337.6802 | 2987.7719 | 360.7667 | 3040.5051 | 383.9636 | 3091.3765 | 387.3357 |  | 69.2497 | 7.9389 | 71.9565 | 8.9847 | 75.3344 | 10.3011 | 77.5255 | 11.6835 | 80.0612 | 13.1244 | 97.5214 | 14.4606 | 160.3593 | 15.4767 | 226.2897 | 17.1093 | 290.4088 | 18.8054 | 375.2942 | 20.539 | 498.4983 | 22.3325 | 631.1514 | 24.3536 | 762.7337 | 25.7691 | 892.5796 | 27.1738 | 1010.3858 | 28.5727 | 1125.2737 | 29.9591 | 1286.7145 | 31.3513 | 1454.6336 | 32.7287 | 1624.1973 | 34.0988 | 1795.5754 | 35.4745 | 1952.8415 | 36.8431 | 2071.5943 | 38.2105 | 2192.5208 | 39.5647 | 2310.5076 | 40.9364 | 2435.0209 | 42.3005 | 2503.6119 | 43.6644 | 2572.0736 | 45.028 | 2638.5919 | 46.3916 | 2703.1965 | 47.7553 | 2767.0634 | 49.1197 | 2824.465 | 50.4846 | 2857.7954 | 51.8504 |  | 69.2497 | 7.9389 | 107.5677 | 8.9847 | 123.2664 | 10.4609 | 138.5304 | 12.0113 | 155.6116 | 13.6254 | 187.5894 | 15.176 | 249.8604 | 16.4915 | 315.6208 | 18.3166 | 379.9661 | 20.2117 | 465.2528 | 22.1501 | 603.2322 | 24.1554 | 793.1381 | 26.3625 | 981.8256 | 28.2561 | 1168.812 | 30.1437 | 1343.7249 | 32.0299 | 1501.5787 | 33.9068 | 1661.9721 | 35.7951 | 1826.256 | 37.671 | 2002.6044 | 39.5426 | 2184.178 | 41.4251 | 2349.3076 | 43.3031 | 2457.1193 | 45.1837 | 2555.5472 | 47.0522 | 2633.2748 | 48.9451 | 2710.9728 | 50.8328 | 2783.2926 | 52.7233 | 2835.1977 | 54.617 | 2886.406 | 56.5141 | 2936.872 | 58.4146 | 2987.7719 | 60.3187 | 3040.5051 | 62.2266 | 3091.3765 | 64.1384 |  | 69.2497 | 7.9389 | 127.6132 | 8.9847 | 158.5694 | 11.5521 | 186.6893 | 14.1801 | 216.3929 | 16.8473 | 262.1061 | 19.588 | 325.6927 | 22.4018 | 406.3464 | 25.2858 | 528.2124 | 28.2431 | 671.1607 | 31.27 | 852.8669 | 34.3732 | 1044.1647 | 37.4477 | 1234.5411 | 40.0663 | 1423.4193 | 42.6674 | 1600.7697 | 45.2583 | 1890.3951 | 47.8279 | 2568.1713 | 69.4484 | 3241.5269 | 91.1729 | 3911.2094 | 113.0018 | 4573.779 | 134.9755 | 5220.4038 | 157.0472 | 5833.637 | 179.2357 | 6420.0172 | 201.4771 | 6976.8677 | 223.9247 | 7532.6073 | 246.4508 | 8088.7387 | 269.0898 | 8645.3079 | 291.8414 | 9198.2666 | 314.7051 | 9748.3876 | 337.6802 | 10295.9134 | 360.7667 | 10668.9239 | 383.9636 | 10713.9081 | 387.3357 |  | 69.2497 | 7.9389 | 127.6132 | 8.9847 | 158.5694 | 11.5521 | 186.6893 | 14.1801 | 216.3929 | 16.8473 | 276.329 | 19.5885 | 396.7776 | 22.4032 | 520.0478 | 25.2889 | 641.9138 | 28.2485 | 784.8621 | 31.2785 | 1096.3927 | 34.3856 | 1806.7076 | 56.1283 | 2515.5189 | 77.5951 | 3222.3133 | 99.2005 | 3916.7028 | 120.9441 | 4593.554 | 142.7825 | 5270.4324 | 164.7933 | 5939.8235 | 186.8665 | 6609.0726 | 209.0269 | 7275.1594 | 231.3515 | 7901.1534 | 253.7567 | 8465.2759 | 276.2776 | 9030.939 | 298.8196 | 9594.5909 | 321.6118 | 10158.1865 | 344.4637 | 10510.3071 | 367.4269 | 10551.896 | 370.8319 | 10594.0856 | 374.2305 | 10633.6807 | 377.623 | 10677.0463 | 381.0104 | 10721.4957 | 384.3927 | 10765.2908 | 387.7706
Newbiggin on Lune |  | 3.7056 | 1.868 | 3.8841 | 2.0972 | 4.1009 | 2.6835 | 4.226 | 3.2713 | 4.3887 | 3.8618 | 4.5906 | 4.4607 | 4.8408 | 5.0669 | 5.1216 | 5.6807 | 5.3999 | 6.3027 | 5.744 | 6.9344 | 11.5212 | 7.5608 | 33.1045 | 8.1862 | 54.6914 | 8.7049 | 76.2565 | 9.2006 | 97.7089 | 9.7082 | 119.1047 | 10.2094 | 140.4894 | 14.7246 | 161.8352 | 19.2437 | 201.1773 | 23.7029 | 247.9462 | 28.186 | 292.2206 | 32.5927 | 314.5003 | 36.9687 | 326.455 | 41.3872 | 329.3436 | 45.7231 | 332.2722 | 50.051 | 334.8661 | 54.3547 | 335.4758 | 58.6344 | 335.9712 | 62.8902 | 336.3585 | 67.1222 | 336.7364 | 71.3307 | 337.2365 | 75.5156 | 337.5349 | 75.7772 |  | 3.7056 | 1.868 | 3.8187 | 2.0972 | 3.968 | 2.3928 | 4.0574 | 2.6957 | 4.1686 | 3.0091 | 4.3042 | 3.2942 | 4.4838 | 3.5019 | 4.6933 | 3.8455 | 4.9021 | 4.1987 | 5.1826 | 4.5571 | 5.5964 | 4.915 | 6.0726 | 5.3268 | 6.5541 | 5.6019 | 7.0652 | 5.8631 | 7.5056 | 6.1327 | 13.362 | 6.399 | 37.3328 | 6.6512 | 64.1532 | 6.9122 | 94.3689 | 7.1569 | 127.3419 | 7.4125 | 162.7838 | 7.651 | 203.4369 | 7.8861 | 244.8349 | 8.1324 | 285.1171 | 8.364 | 324.4181 | 8.5961 | 330.5844 | 8.8255 | 337.2587 | 9.0523 | 344.1649 | 9.2766 | 351.2512 | 9.4985 | 358.5442 | 9.718 | 365.3481 | 9.9351 | 369.5827 | 10.1501 |  | 3.7056 | 1.868 | 3.8841 | 2.0972 | 4.1009 | 2.43 | 4.226 | 2.771 | 4.3887 | 3.1232 | 4.5906 | 3.456 | 4.8408 | 3.7301 | 5.1216 | 4.115 | 5.3999 | 4.5104 | 5.744 | 4.912 | 11.5212 | 5.3132 | 33.1045 | 5.7629 | 54.6914 | 6.139 | 76.2565 | 6.5001 | 97.7089 | 6.8706 | 119.1047 | 7.2378 | 140.4894 | 7.5893 | 161.8352 | 7.9511 | 201.1773 | 8.2943 | 247.9462 | 8.6505 | 292.2206 | 8.9869 | 314.5003 | 9.3195 | 326.455 | 9.6654 | 329.3436 | 9.9941 | 332.2722 | 10.3235 | 334.8661 | 10.6498 | 335.4758 | 10.9732 | 335.9712 | 11.2937 | 336.3585 | 11.6113 | 336.7364 | 11.9262 | 337.2365 | 12.2383 | 337.5349 | 12.5478 |  | 3.7056 | 1.868 | 3.9732 | 2.0972 | 4.3586 | 2.6835 | 4.5382 | 3.2713 | 4.7855 | 3.8618 | 5.105 | 4.4607 | 5.4951 | 5.0669 | 11.199 | 5.6807 | 32.6331 | 6.3027 | 54.1565 | 6.9344 | 75.8588 | 7.5608 | 97.6256 | 8.1862 | 119.4255 | 8.7049 | 141.2347 | 9.2006 | 162.9356 | 9.7082 | 184.7211 | 10.2094 | 207.6692 | 14.7246 | 234.4222 | 19.2437 | 260.327 | 23.7029 | 285.2726 | 28.186 | 308.6917 | 32.5927 | 329.51 | 36.9687 | 332.7461 | 41.3872 | 334.0258 | 45.7231 | 335.5052 | 50.051 | 337.3536 | 54.3547 | 339.3599 | 58.6344 | 341.3965 | 62.8902 | 343.4657 | 67.1222 | 345.5184 | 71.3307 | 369.2582 | 75.5156 | 369.7434 | 75.7772 |  | 3.7056 | 1.868 | 3.9732 | 2.0972 | 4.3586 | 2.6835 | 4.5382 | 3.2713 | 4.7855 | 3.8618 | 10.3758 | 4.4608 | 31.8206 | 5.0671 | 53.2825 | 5.6812 | 74.7166 | 6.3036 | 96.24 | 6.9357 | 118.102 | 7.5627 | 140.5075 | 12.2681 | 162.945 | 16.8557 | 185.391 | 21.3871 | 207.7275 | 25.938 | 229.989 | 30.4716 | 252.4798 | 34.9313 | 276.8236 | 39.4314 | 301.3424 | 43.833 | 325.9693 | 48.298 | 333.311 | 52.648 | 334.543 | 56.9674 | 335.8512 | 61.3645 | 337.1764 | 65.6493 | 338.699 | 69.9339 | 396.3583 | 74.1943 | 395.3965 | 74.4801 | 394.5958 | 74.7609 | 392.5733 | 75.0367 | 392.1507 | 75.3078 | 392.1048 | 75.5744 | 391.8056 | 75.8364
Newby |  | 20.1623 | 7.6449 | 27.6573 | 8.5828 | 30.8485 | 10.9823 | 33.836 | 13.3882 | 37.2138 | 15.8046 | 43.6355 | 18.256 | 55.6369 | 20.7366 | 68.3274 | 23.2487 | 80.787 | 25.7945 | 97.2308 | 28.3798 | 132.4182 | 30.9431 | 203.3407 | 33.5027 | 274.0705 | 35.6256 | 344.4752 | 37.6543 | 412.4997 | 39.7318 | 477.348 | 41.7829 | 542.7255 | 60.2616 | 608.8392 | 78.7565 | 707.2659 | 97.0062 | 819.6574 | 115.3538 | 924.9782 | 133.3887 | 982.1307 | 151.298 | 1021.3197 | 169.3811 | 1044.9047 | 187.1261 | 1068.6474 | 204.8385 | 1090.3005 | 222.4518 | 1101.9338 | 239.9667 | 1113.0791 | 257.3839 | 1123.7404 | 274.7038 | 1134.4529 | 291.9273 | 1145.8986 | 309.0546 | 1156.3508 | 310.1251 |  | 20.1623 | 7.6449 | 20.7952 | 8.5828 | 21.5733 | 9.7929 | 22.0614 | 11.0324 | 22.6467 | 12.315 | 26.0137 | 13.4816 | 37.7855 | 14.3319 | 50.2541 | 15.738 | 62.4566 | 17.1836 | 78.6289 | 18.6505 | 102.1029 | 20.115 | 127.4347 | 21.8003 | 152.585 | 22.9262 | 177.5048 | 23.9952 | 200.1394 | 25.0986 | 231.2632 | 26.1883 | 300.7356 | 27.2207 | 375.9882 | 28.2889 | 458.1508 | 29.2902 | 545.4612 | 30.3363 | 634.1485 | 31.3124 | 724.0558 | 32.2748 | 815.4546 | 33.2827 | 904.2397 | 34.2306 | 990.5061 | 35.1802 | 1021.1871 | 36.1192 | 1053.3875 | 37.0474 | 1086.0241 | 37.9654 | 1118.9341 | 38.8733 | 1152.4461 | 39.7716 | 1183.4932 | 40.6605 | 1202.6427 | 41.5402 |  | 20.1623 | 7.6449 | 27.6573 | 8.5828 | 30.8485 | 9.9448 | 33.836 | 11.3405 | 37.2138 | 12.7821 | 43.6355 | 14.144 | 55.6369 | 15.2657 | 68.3274 | 16.8409 | 80.787 | 18.4594 | 97.2308 | 20.1028 | 132.4182 | 21.7449 | 203.3407 | 23.5852 | 274.0705 | 25.1244 | 344.4752 | 26.6021 | 412.4997 | 28.1188 | 477.348 | 29.6212 | 542.7255 | 31.0601 | 608.8392 | 32.5408 | 707.2659 | 33.9453 | 819.6574 | 35.403 | 924.9782 | 36.7797 | 982.1307 | 38.1408 | 1021.3197 | 39.5566 | 1044.9047 | 40.9017 | 1068.6474 | 42.2499 | 1090.3005 | 43.5854 | 1101.9338 | 44.9089 | 1113.0791 | 46.2205 | 1123.7404 | 47.5204 | 1134.4529 | 48.809 | 1145.8986 | 50.0866 | 1156.3508 | 51.3532 |  | 20.1623 | 7.6449 | 31.511 | 8.5828 | 37.6122 | 10.9823 | 43.0629 | 13.3882 | 48.9105 | 15.8046 | 57.8037 | 18.256 | 70.2971 | 20.7366 | 94.9146 | 23.2487 | 153.1542 | 25.7945 | 215.5101 | 28.3798 | 285.4294 | 30.9431 | 357.2907 | 33.5027 | 429.1684 | 35.6256 | 500.9069 | 37.6543 | 570.3946 | 39.7318 | 657.7994 | 41.7829 | 809.7272 | 60.2616 | 966.548 | 78.7565 | 1121.4514 | 97.0062 | 1273.6948 | 115.3538 | 1420.6698 | 133.3887 | 1557.3077 | 151.298 | 1658.7076 | 169.3811 | 1752.696 | 187.1261 | 1847.0351 | 204.8385 | 1942.4518 | 222.4518 | 2038.3841 | 239.9667 | 2133.7344 | 257.3839 | 2228.6472 | 274.7038 | 2323.0555 | 291.9273 | 2452.2447 | 309.0546 | 2461.9606 | 310.1251 |  | 20.1623 | 7.6449 | 31.511 | 8.5828 | 37.6122 | 10.9823 | 43.0629 | 13.3882 | 48.9105 | 15.8046 | 69.1377 | 18.2563 | 126.9058 | 20.7375 | 185.4079 | 23.2507 | 243.6476 | 25.798 | 306.0034 | 28.3851 | 397.1498 | 30.9508 | 553.8795 | 50.2082 | 710.4446 | 68.9836 | 866.7139 | 87.5289 | 1020.5446 | 106.1535 | 1171.08 | 124.7078 | 1322.089 | 142.9595 | 1474.087 | 161.3768 | 1626.3569 | 179.3905 | 1778.6014 | 197.6642 | 1893.9663 | 215.467 | 1989.2042 | 233.1443 | 2084.7743 | 251.1397 | 2180.0216 | 268.6757 | 2275.7782 | 286.2111 | 2499.543 | 303.6471 | 2504.5199 | 304.8168 | 2510.0412 | 305.9659 | 2511.6181 | 307.0947 | 2518.4172 | 308.2043 | 2526.4838 | 309.2951 | 2533.7264 | 310.3676
Newton |  | 13.5689 | 2.1793 | 20.0219 | 2.4543 | 22.7837 | 3.1442 | 25.5911 | 3.8425 | 28.7621 | 4.5458 | 34.0436 | 5.2623 | 44.1035 | 5.9879 | 54.7305 | 6.7283 | 65.1305 | 7.4754 | 78.901 | 8.2398 | 99.8338 | 9.014 | 125.1997 | 9.7737 | 150.3816 | 10.4082 | 175.2879 | 11.038 | 198.2147 | 11.6642 | 218.3981 | 12.2899 | 238.9733 | 17.7855 | 260.143 | 23.2888 | 278.9837 | 28.7835 | 296.9664 | 34.2939 | 313.337 | 39.7917 | 325.5507 | 45.3089 | 339.5229 | 50.823 | 354.2725 | 56.3332 | 369.0562 | 61.8502 | 382.5882 | 67.37 | 391.4463 | 72.8927 | 400.1508 | 78.4184 | 408.6865 | 83.9472 | 417.3307 | 89.4793 | 426.4111 | 95.0146 | 435.0611 | 95.6314 |  | 13.5689 | 2.1793 | 14.1297 | 2.4543 | 14.8295 | 2.8037 | 15.4053 | 3.1671 | 16.0907 | 3.5434 | 19.1735 | 3.8881 | 29.4616 | 4.1411 | 40.1829 | 4.558 | 50.5554 | 4.9839 | 64.2471 | 5.4196 | 84.0975 | 5.8649 | 105.4962 | 6.3656 | 126.6886 | 6.7042 | 147.6187 | 7.0406 | 166.5549 | 7.3754 | 183.7355 | 7.7104 | 203.9581 | 8.0418 | 224.34 | 8.3735 | 244.5017 | 8.6996 | 264.2476 | 9.0278 | 280.977 | 9.3503 | 290.1683 | 9.675 | 299.5487 | 9.9967 | 308.7234 | 10.3154 | 318.2054 | 10.6333 | 332.8287 | 10.9499 | 347.3603 | 11.265 | 361.4244 | 11.5788 | 375.0452 | 11.8913 | 388.5133 | 12.2027 | 400.579 | 12.513 | 407.3535 | 12.8223 |  | 13.5689 | 2.1793 | 20.0219 | 2.4543 | 22.7837 | 2.8472 | 25.5911 | 3.2548 | 28.7621 | 3.6764 | 34.0436 | 4.077 | 44.1035 | 4.4081 | 54.7305 | 4.8738 | 65.1305 | 5.3496 | 78.901 | 5.8366 | 99.8338 | 6.3345 | 125.1997 | 6.8805 | 150.3816 | 7.3402 | 175.2879 | 7.7982 | 198.2147 | 8.2549 | 218.3981 | 8.7127 | 238.9733 | 9.167 | 260.143 | 9.6225 | 278.9837 | 10.0722 | 296.9664 | 10.5251 | 313.337 | 10.9719 | 325.5507 | 11.422 | 339.5229 | 11.869 | 354.2725 | 12.3132 | 369.0562 | 12.7572 | 382.5882 | 13.1999 | 391.4463 | 13.6416 | 400.1508 | 14.0822 | 408.6865 | 14.5219 | 417.3307 | 14.9606 | 426.4111 | 15.3984 | 435.0611 | 15.8355 |  | 13.5689 | 2.1793 | 23.3796 | 2.4543 | 28.7975 | 3.1442 | 33.8493 | 3.8425 | 39.3055 | 4.5458 | 47.4332 | 5.2623 | 57.9267 | 5.9879 | 69.7044 | 6.7283 | 84.1819 | 7.4754 | 102.0632 | 8.2398 | 126.1996 | 9.014 | 151.9042 | 9.7737 | 177.4984 | 10.4082 | 202.8556 | 11.038 | 226.4074 | 11.6642 | 286.6704 | 12.2899 | 465.2119 | 17.7855 | 645.0433 | 23.2888 | 825.6859 | 28.7835 | 1005.3945 | 34.2939 | 1181.3686 | 39.7917 | 1349.1934 | 45.3089 | 1518.8677 | 50.823 | 1681.8819 | 56.3332 | 1844.5141 | 61.8502 | 2007.1526 | 67.37 | 2169.897 | 72.8927 | 2331.5681 | 78.4184 | 2492.4063 | 83.9472 | 2652.4825 | 89.4793 | 2755.6762 | 95.0146 | 2762.9819 | 95.6314 |  | 13.5689 | 2.1793 | 23.3796 | 2.4543 | 28.7975 | 3.1442 | 33.8493 | 3.8425 | 39.3055 | 4.5458 | 48.4093 | 5.2623 | 62.8053 | 5.988 | 77.5083 | 6.7285 | 91.9858 | 7.4757 | 109.8671 | 8.2402 | 173.5925 | 9.0146 | 357.5663 | 14.6439 | 541.2602 | 20.1485 | 724.5727 | 25.6506 | 905.8078 | 31.1535 | 1084.1729 | 36.6678 | 1262.8192 | 42.1763 | 1443.3939 | 47.7005 | 1624.2821 | 53.2053 | 1805.2781 | 58.7376 | 1984.1366 | 64.2467 | 2149.5123 | 69.7855 | 2315.2454 | 75.3175 | 2480.3171 | 80.8423 | 2645.3323 | 86.3757 | 2730.0294 | 91.9119 | 2737.0177 | 92.5424 | 2744.1193 | 93.17 | 2750.7551 | 93.7947 | 2758.061 | 94.4168 | 2765.5903 | 95.0363 | 2772.9413 | 95.6533
Newton Heath |  | 45.2956 | 5.9671 | 67.4924 | 6.7464 | 76.957 | 8.6692 | 85.9676 | 10.6321 | 96.078 | 12.6213 | 114.6531 | 14.6615 | 151.1896 | 16.7489 | 189.7761 | 18.8846 | 227.5295 | 21.0678 | 277.5685 | 23.3008 | 353.6521 | 25.5862 | 445.6413 | 27.8461 | 536.9371 | 29.759 | 627.2262 | 31.6645 | 710.3399 | 33.5588 | 783.4187 | 35.4383 | 857.9228 | 51.428 | 934.6039 | 67.4747 | 1004.4599 | 83.5956 | 1070.0519 | 99.7923 | 1127.2322 | 116.0646 | 1170.5792 | 132.3937 | 1218.4652 | 148.7728 | 1267.2891 | 165.2656 | 1316.1434 | 181.8109 | 1361.3366 | 198.4259 | 1392.5988 | 215.1105 | 1423.409 | 231.8645 | 1453.7353 | 248.6876 | 1484.3922 | 265.5796 | 1516.3474 | 282.5403 | 1547.057 | 284.906 |  | 45.2956 | 5.9671 | 47.1541 | 6.7464 | 49.492 | 7.7303 | 50.9735 | 8.7608 | 52.699 | 9.8335 | 63.1741 | 10.8257 | 100.1567 | 11.574 | 138.9032 | 12.7814 | 176.555 | 14.0318 | 226.3695 | 15.3093 | 298.6539 | 16.6288 | 376.4727 | 18.1152 | 453.6294 | 19.1461 | 529.7568 | 20.1731 | 598.6993 | 21.1937 | 661.0291 | 22.206 | 735.092 | 23.2244 | 810.8504 | 24.2302 | 883.0913 | 25.2342 | 953.4934 | 26.2368 | 1013.6885 | 27.2383 | 1047.896 | 28.2345 | 1082.6544 | 29.2254 | 1116.5508 | 30.2235 | 1151.6657 | 31.2168 | 1198.9673 | 32.2094 | 1246.1956 | 33.201 | 1292.1615 | 34.1918 | 1336.8898 | 35.1822 | 1381.231 | 36.1723 | 1421.2689 | 37.1621 | 1444.8697 | 38.1519 |  | 45.2956 | 5.9671 | 67.4924 | 6.7464 | 76.957 | 7.8503 | 85.9676 | 9.0059 | 96.078 | 10.2075 | 114.6531 | 11.3592 | 151.1896 | 12.3301 | 189.7761 | 13.6797 | 227.5295 | 15.0768 | 277.5685 | 16.5051 | 353.6521 | 17.9805 | 445.6413 | 19.6031 | 536.9371 | 20.987 | 627.2262 | 22.3703 | 710.3399 | 23.75 | 783.4187 | 25.1234 | 857.9228 | 26.507 | 934.6039 | 27.8794 | 1004.4599 | 29.2525 | 1070.0519 | 30.6271 | 1127.2322 | 32.0028 | 1170.5792 | 33.3753 | 1218.4652 | 34.7438 | 1267.2891 | 36.1235 | 1316.1434 | 37.5002 | 1361.3366 | 38.878 | 1392.5988 | 40.2571 | 1423.409 | 41.6378 | 1453.7353 | 43.0199 | 1484.3922 | 44.4038 | 1516.3474 | 45.7896 | 1547.057 | 47.1772 |  | 45.2956 | 5.9671 | 79.1209 | 6.7464 | 97.7929 | 8.6692 | 114.2893 | 10.6321 | 131.8335 | 12.6213 | 158.8292 | 14.6615 | 196.3216 | 16.7489 | 238.8427 | 18.8846 | 290.9764 | 21.0678 | 355.5197 | 23.3008 | 442.8109 | 25.5862 | 535.7634 | 27.8461 | 628.2678 | 29.759 | 719.9734 | 31.6645 | 804.8669 | 33.5588 | 974.8599 | 35.4383 | 1429.8369 | 51.428 | 1883.2884 | 67.4747 | 2336.1307 | 83.5956 | 2785.2234 | 99.7923 | 3224.8387 | 116.0646 | 3643.681 | 132.3937 | 4063.9846 | 148.7728 | 4467.5587 | 165.2656 | 4870.4675 | 181.8109 | 5273.8205 | 198.4259 | 5677.697 | 215.1105 | 6079.128 | 231.8645 | 6478.6469 | 248.6876 | 6876.5448 | 265.5796 | 7163.4335 | 282.5403 | 7192.661 | 284.906 |  | 45.2956 | 5.9671 | 79.1209 | 6.7464 | 97.7929 | 8.6692 | 114.2893 | 10.6321 | 131.8335 | 12.6213 | 162.3072 | 14.6618 | 213.7061 | 16.7498 | 266.6514 | 18.8865 | 318.7851 | 21.0712 | 383.3284 | 23.306 | 566.0173 | 25.5938 | 1040.364 | 41.7336 | 1513.8379 | 57.6278 | 1986.1099 | 73.6111 | 2451.0041 | 89.6687 | 2905.5775 | 105.7818 | 3360.3855 | 122.0161 | 3813.9669 | 138.2751 | 4268.0292 | 154.6086 | 4720.0061 | 171.0195 | 5163.4701 | 187.5063 | 5572.156 | 204.0399 | 5981.9907 | 220.6132 | 6390.4755 | 237.3207 | 6799.0781 | 254.0709 | 7080.631 | 270.8898 | 7107.5786 | 273.2823 | 7135.1402 | 275.6694 | 7160.0529 | 278.0514 | 7188.757 | 280.4289 | 7218.6583 | 282.802 | 7247.659 | 285.1713
Newton Le Willows |  | 57.6283 | 10.1009 | 93.4919 | 11.38 | 107.9005 | 14.5785 | 122.1532 | 17.8696 | 138.0885 | 21.1999 | 167.164 | 24.5938 | 222.4403 | 28.0517 | 280.8081 | 31.5742 | 337.9242 | 35.1656 | 413.6245 | 38.8127 | 523.7997 | 42.5088 | 643.2415 | 46.1594 | 761.6267 | 49.2245 | 878.5485 | 52.2482 | 984.8533 | 55.2564 | 1076.0567 | 58.2658 | 1169.5471 | 84.3784 | 1266.5473 | 110.563 | 1329.798 | 136.7223 | 1382.5817 | 162.9936 | 1429.5156 | 189.21 | 1474.0395 | 215.5554 | 1530.3754 | 241.8912 | 1597.4095 | 268.2226 | 1664.5703 | 294.5995 | 1727.384 | 320.9996 | 1773.8646 | 347.422 | 1819.8189 | 373.8654 | 1865.1956 | 400.3285 | 1910.963 | 426.8109 | 1958.2693 | 453.3111 | 2004.0822 | 456.3417 |  | 57.6283 | 10.1009 | 59.9216 | 11.38 | 62.788 | 12.9997 | 64.758 | 14.7129 | 67.0524 | 16.4934 | 82.6601 | 18.1233 | 138.5781 | 19.3374 | 197.1893 | 21.3107 | 254.2333 | 23.3505 | 329.71 | 25.419 | 439.2339 | 27.5345 | 557.1334 | 29.926 | 673.9766 | 31.5592 | 789.334 | 33.1686 | 894.0409 | 34.7711 | 983.4943 | 36.3772 | 1070.0881 | 37.9647 | 1153.9347 | 39.5565 | 1236.7431 | 41.1178 | 1315.5823 | 42.6935 | 1374.7194 | 44.2381 | 1384.3122 | 45.7974 | 1393.9435 | 47.3395 | 1403.22 | 48.868 | 1411.4789 | 50.393 | 1463.3545 | 51.9111 | 1514.8838 | 53.4222 | 1564.8098 | 54.9267 | 1613.1483 | 56.4249 | 1660.9207 | 57.9173 | 1703.7451 | 59.4039 | 1728.0126 | 60.8852 |  | 57.6283 | 10.1009 | 93.4919 | 11.38 | 107.9005 | 13.2014 | 122.1532 | 15.1364 | 138.0885 | 17.1455 | 167.164 | 19.0544 | 222.4403 | 20.6508 | 280.8081 | 22.8718 | 337.9242 | 25.1656 | 413.6245 | 27.493 | 523.7997 | 29.8726 | 643.2415 | 32.4953 | 761.6267 | 34.7148 | 878.5485 | 36.9123 | 984.8533 | 39.1057 | 1076.0567 | 41.3065 | 1169.5471 | 43.4904 | 1266.5473 | 45.6827 | 1329.798 | 47.8431 | 1382.5817 | 50.024 | 1429.5156 | 52.1714 | 1474.0395 | 54.3396 | 1530.3754 | 56.4903 | 1597.4095 | 58.6277 | 1664.5703 | 60.7639 | 1727.384 | 62.8941 | 1773.8646 | 65.0187 | 1819.8189 | 67.138 | 1865.1956 | 69.252 | 1910.963 | 71.361 | 1958.2693 | 73.4653 | 2004.0822 | 75.565 |  | 57.6283 | 10.1009 | 112.23 | 11.38 | 140.6955 | 14.5785 | 166.9713 | 17.8696 | 194.6905 | 21.1999 | 236.7179 | 24.5938 | 293.2012 | 28.0517 | 352.4161 | 31.5742 | 411.335 | 35.1656 | 488.8896 | 38.8127 | 600.9078 | 42.5088 | 721.4687 | 46.1594 | 841.1908 | 49.2245 | 959.3923 | 52.2482 | 1067.8697 | 55.2564 | 1313.4209 | 58.2658 | 2013.8132 | 84.3784 | 2703.9572 | 110.563 | 3398.2818 | 136.7223 | 4089.8576 | 162.9936 | 4767.8552 | 189.21 | 5414.763 | 215.5554 | 6079.0482 | 241.8912 | 6720.4324 | 268.2226 | 7360.4411 | 294.5995 | 8000.4633 | 320.9996 | 8640.9215 | 347.422 | 9277.316 | 373.8654 | 9910.7154 | 400.3285 | 10540.9597 | 426.8109 | 10953.9522 | 453.3111 | 10994.8219 | 456.3417 |  | 57.6283 | 10.1009 | 112.23 | 11.38 | 140.6955 | 14.5785 | 166.9713 | 17.8696 | 194.6905 | 21.1999 | 237.0257 | 24.5953 | 294.7394 | 28.0566 | 354.8766 | 31.5847 | 413.7955 | 35.1838 | 491.3501 | 38.8411 | 756.0633 | 42.5499 | 1487.0928 | 69.2384 | 2216.7005 | 95.4176 | 2944.4299 | 121.6002 | 3661.2042 | 147.8297 | 4362.3973 | 174.1576 | 5063.546 | 200.4847 | 5758.1806 | 226.9244 | 6454.4717 | 253.2741 | 7151.2517 | 279.8004 | 7849.6435 | 306.2066 | 8500.0154 | 332.7998 | 9151.7556 | 359.355 | 9801.0874 | 385.8873 | 10450.3024 | 412.471 | 10792.2527 | 439.0739 | 10831.8638 | 442.2383 | 10871.906 | 445.3767 | 10910.1186 | 448.49 | 10950.9441 | 451.5799 | 10992.6291 | 454.6469 | 11033.6252 | 457.6923
Newtongate T11 & T12 |  | 37.0059 | 16.0853 | 55.8733 | 18.0589 | 63.3499 | 23.1075 | 71.1528 | 28.1698 | 79.9229 | 33.2541 | 96.4284 | 38.4119 | 128.3449 | 43.6313 | 162.0881 | 48.917 | 195.1307 | 54.2736 | 238.8702 | 59.7131 | 318.854 | 65.1065 | 453.0797 | 70.492 | 586.7268 | 74.9588 | 719.5495 | 79.2274 | 846.2954 | 83.5986 | 964.496 | 87.9142 | 1084.1638 | 126.7948 | 1205.9908 | 165.7093 | 1365.855 | 204.1081 | 1541.6682 | 242.7128 | 1704.3487 | 280.6596 | 1798.5154 | 318.3419 | 1869.9437 | 356.3901 | 1916.7192 | 393.7268 | 1963.7538 | 430.995 | 2007.4385 | 468.0547 | 2035.7036 | 504.9074 | 2063.2494 | 541.5545 | 2090.0734 | 577.9968 | 2117.0206 | 614.2362 | 2145.1502 | 650.2732 | 2171.7651 | 652.5256 |  | 37.0059 | 16.0853 | 38.1711 | 18.0589 | 39.5901 | 20.605 | 40.8499 | 23.213 | 42.3154 | 25.9116 | 51.3521 | 28.3663 | 83.2897 | 30.1554 | 116.8783 | 33.114 | 149.5966 | 36.1556 | 192.9252 | 39.242 | 255.807 | 42.3234 | 323.5678 | 45.8694 | 390.8881 | 48.2384 | 457.4195 | 50.4875 | 517.9955 | 52.8093 | 586.7736 | 55.1021 | 711.3234 | 57.2742 | 844.7287 | 59.5219 | 984.1012 | 61.6286 | 1129.3472 | 63.8298 | 1272.1045 | 65.8835 | 1405.186 | 67.9085 | 1540.6992 | 70.0293 | 1672.6896 | 72.0236 | 1805.0387 | 74.0218 | 1856.0237 | 75.9974 | 1909.2344 | 77.9505 | 1962.9938 | 79.8819 | 2017.1207 | 81.7922 | 2072.2215 | 83.6824 | 2123.4517 | 85.5525 | 2155.8412 | 87.4036 |  | 37.0059 | 16.0853 | 55.8733 | 18.0589 | 63.3499 | 20.9246 | 71.1528 | 23.8612 | 79.9229 | 26.8944 | 96.4284 | 29.7601 | 128.3449 | 32.12 | 162.0881 | 35.4345 | 195.1307 | 38.8399 | 238.8702 | 42.2977 | 318.854 | 45.7529 | 453.0797 | 49.6251 | 586.7268 | 52.8635 | 719.5495 | 55.9727 | 846.2954 | 59.1639 | 964.496 | 62.3252 | 1084.1638 | 65.3526 | 1205.9908 | 68.4682 | 1365.855 | 71.4233 | 1541.6682 | 74.4905 | 1704.3487 | 77.3871 | 1798.5154 | 80.2511 | 1869.9437 | 83.2299 | 1916.7192 | 86.0602 | 1963.7538 | 88.8968 | 2007.4385 | 91.7069 | 2035.7036 | 94.4915 | 2063.2494 | 97.2513 | 2090.0734 | 99.9865 | 2117.0206 | 102.6978 | 2145.1502 | 105.3858 | 2171.7651 | 108.0508 |  | 37.0059 | 16.0853 | 65.6469 | 18.0589 | 80.0961 | 23.1075 | 94.3758 | 28.1698 | 109.559 | 33.2541 | 132.9129 | 38.4119 | 165.7818 | 43.6313 | 216.8298 | 48.917 | 316.5505 | 54.2736 | 427.1273 | 59.7131 | 557.6819 | 65.1065 | 693.2954 | 70.492 | 828.6527 | 74.9588 | 963.3894 | 79.2274 | 1092.4166 | 83.5986 | 1272.3995 | 87.9142 | 1632.6814 | 126.7948 | 1998.0084 | 165.7093 | 2357.9398 | 204.1081 | 2712.6803 | 242.7128 | 3057.2951 | 280.6596 | 3381.528 | 318.3419 | 3660.1291 | 356.3901 | 3922.0094 | 393.7268 | 4184.2646 | 430.995 | 4448.1442 | 468.0547 | 4713.0068 | 504.9074 | 4976.5155 | 541.5545 | 5239.1099 | 577.9968 | 5500.6398 | 614.2362 | 5785.8985 | 650.2732 | 5813.932 | 652.5256 |  | 37.0059 | 16.0853 | 65.6469 | 18.0589 | 80.0961 | 23.1075 | 94.3758 | 28.1698 | 109.559 | 33.2541 | 149.4214 | 38.4125 | 248.2537 | 43.6332 | 348.6936 | 48.9212 | 448.4142 | 54.2809 | 558.991 | 59.7244 | 749.2611 | 65.1228 | 1123.6278 | 105.6418 | 1497.4102 | 145.1464 | 1870.3397 | 184.1671 | 2237.081 | 223.3547 | 2595.0923 | 262.3943 | 2954.0908 | 300.7971 | 3312.7686 | 339.5484 | 3670.0411 | 377.4507 | 4025.7799 | 415.8997 | 4330.1946 | 453.3581 | 4594.8994 | 490.5525 | 4860.7161 | 528.4161 | 5125.8922 | 565.3131 | 5391.9208 | 602.2089 | 5800.8582 | 638.8954 | 5822.1492 | 641.3567 | 5844.5484 | 643.7743 | 5860.4921 | 646.1495 | 5885.21 | 648.4842 | 5912.308 | 650.7792 | 5937.7109 | 653.0359
Newtongate T13 |  | 25.3603 | 8.821 | 41.1486 | 9.9032 | 47.2147 | 12.6718 | 53.6408 | 15.4479 | 60.829 | 18.2361 | 74.6369 | 21.0646 | 101.9415 | 23.9268 | 130.7776 | 26.8254 | 158.9979 | 29.7629 | 196.3899 | 32.7459 | 253.1292 | 35.7036 | 321.4514 | 38.6569 | 389.2501 | 41.1065 | 456.3566 | 43.4473 | 518.363 | 45.8444 | 573.0239 | 48.211 | 628.9484 | 69.5326 | 686.7843 | 90.8729 | 737.9804 | 111.9302 | 785.7823 | 133.1006 | 827.0965 | 153.9101 | 858.7064 | 174.5746 | 891.9157 | 195.4397 | 924.8187 | 215.9147 | 957.7813 | 236.3521 | 988.6901 | 256.6752 | 1011.5179 | 276.8847 | 1034.0365 | 296.9815 | 1056.2302 | 316.966 | 1078.5663 | 336.8392 | 1101.6043 | 356.6015 | 1123.8862 | 357.8366 |  | 25.3603 | 8.821 | 26.2011 | 9.9032 | 27.2125 | 11.2995 | 28.1276 | 12.7297 | 29.1799 | 14.2096 | 36.7807 | 15.5557 | 64.2932 | 16.5368 | 93.1762 | 18.1593 | 121.2785 | 19.8272 | 158.4796 | 21.5198 | 212.447 | 23.2096 | 270.5396 | 25.1542 | 328.234 | 26.4533 | 385.159 | 27.6867 | 436.9981 | 28.9599 | 483.7792 | 30.2173 | 538.7706 | 31.4085 | 595.3725 | 32.6411 | 648.4349 | 33.7963 | 700.1533 | 35.0034 | 744.3565 | 36.1297 | 769.0005 | 37.2401 | 794.0729 | 38.4032 | 818.6098 | 39.4968 | 843.7438 | 40.5926 | 872.501 | 41.676 | 901.7559 | 42.747 | 930.763 | 43.8062 | 959.5253 | 44.8538 | 988.5088 | 45.8903 | 1015.3314 | 46.9159 | 1032.4796 | 47.931 |  | 25.3603 | 8.821 | 41.1486 | 9.9032 | 47.2147 | 11.4748 | 53.6408 | 13.0852 | 60.829 | 14.7485 | 74.6369 | 16.32 | 101.9415 | 17.6142 | 130.7776 | 19.4318 | 158.9979 | 21.2993 | 196.3899 | 23.1955 | 253.1292 | 25.0903 | 321.4514 | 27.2137 | 389.2501 | 28.9896 | 456.3566 | 30.6947 | 518.363 | 32.4447 | 573.0239 | 34.1784 | 628.9484 | 35.8385 | 686.7843 | 37.5471 | 737.9804 | 39.1676 | 785.7823 | 40.8496 | 827.0965 | 42.4381 | 858.7064 | 44.0087 | 891.9157 | 45.6422 | 924.8187 | 47.1943 | 957.7813 | 48.7499 | 988.6901 | 50.2909 | 1011.5179 | 51.8179 | 1034.0365 | 53.3313 | 1056.2302 | 54.8313 | 1078.5663 | 56.3181 | 1101.6043 | 57.7922 | 1123.8862 | 59.2537 |  | 25.3603 | 8.821 | 49.3635 | 9.9032 | 61.1929 | 12.6718 | 73.054 | 15.4479 | 85.5688 | 18.2361 | 105.0598 | 21.0646 | 132.8999 | 23.9268 | 164.5613 | 26.8254 | 203.0958 | 29.7629 | 250.8497 | 32.7459 | 315.6304 | 35.7036 | 384.6605 | 38.6569 | 453.2985 | 41.1065 | 521.2562 | 43.4473 | 584.5061 | 45.8444 | 691.8855 | 48.211 | 953.6279 | 69.5326 | 1211.7918 | 90.8729 | 1466.7285 | 111.9302 | 1718.9787 | 133.1006 | 1965.8417 | 153.9101 | 2200.8819 | 174.5746 | 2434.8978 | 195.4397 | 2659.7501 | 215.9147 | 2884.441 | 236.3521 | 3109.541 | 256.6752 | 3335.0809 | 276.8847 | 3559.446 | 296.9815 | 3783.0235 | 316.966 | 4005.6442 | 336.8392 | 4191.0053 | 356.6015 | 4214.2971 | 357.8366 |  | 25.3603 | 8.821 | 49.3635 | 9.9032 | 61.1929 | 12.6718 | 73.054 | 15.4479 | 85.5688 | 18.2361 | 107.5493 | 21.0649 | 145.3411 | 23.9279 | 184.4597 | 26.8277 | 222.9941 | 29.7669 | 270.7481 | 32.7521 | 387.1408 | 35.7125 | 662.5011 | 57.9326 | 937.2489 | 79.5964 | 1211.1952 | 100.9949 | 1479.9517 | 122.4848 | 1741.2419 | 143.8937 | 2002.8414 | 164.9532 | 2260.4496 | 186.204 | 2516.4172 | 206.9891 | 2770.243 | 228.074 | 3017.4158 | 248.6157 | 3244.7724 | 269.0126 | 3472.9364 | 289.7766 | 3700.5203 | 310.0104 | 3928.3656 | 330.2436 | 4131.3733 | 350.362 | 4152.7202 | 351.7117 | 4174.6027 | 353.0375 | 4194.0812 | 354.34 | 4216.9662 | 355.6204 | 4240.9237 | 356.8789 | 4264.054 | 358.1164
Norbreck |  | 13.7964 | 1.8507 | 18.4185 | 2.0733 | 20.4322 | 2.6421 | 23.4751 | 3.2123 | 27.0037 | 3.7828 | 31.0549 | 4.3559 | 38.2447 | 4.9364 | 45.8567 | 5.526 | 53.3142 | 6.1177 | 63.1391 | 6.7165 | 80.7493 | 7.3271 | 109.8344 | 7.9228 | 138.8195 | 8.414 | 167.6291 | 8.9054 | 195.0683 | 9.3851 | 220.6853 | 9.8648 | 246.6378 | 14.2482 | 273.0623 | 18.5993 | 307.051 | 22.9433 | 344.2859 | 27.2718 | 380.1594 | 31.6069 | 401.2456 | 35.906 | 421.9066 | 40.1832 | 439.1771 | 44.4647 | 456.5926 | 48.7255 | 471.9962 | 52.9725 | 479.5978 | 57.2059 | 486.9323 | 61.4261 | 493.9778 | 65.633 | 501.2062 | 69.8271 | 509.1814 | 74.0083 | 516.4521 | 74.3504 |  | 13.7964 | 1.8507 | 14.2981 | 2.0733 | 14.8944 | 2.356 | 16.0959 | 2.6482 | 17.5573 | 2.9498 | 20.6736 | 3.2202 | 28.4542 | 3.4162 | 36.3183 | 3.7464 | 43.7309 | 4.0821 | 53.3859 | 4.4216 | 67.3022 | 4.7718 | 82.4015 | 5.165 | 97.326 | 5.425 | 112.13 | 5.6859 | 125.5317 | 5.9402 | 140.788 | 6.1953 | 168.0844 | 6.449 | 197.002 | 6.6944 | 226.9815 | 6.9417 | 257.924 | 7.1868 | 288.0031 | 7.4349 | 316.0595 | 7.6753 | 344.9214 | 7.9123 | 373.3059 | 8.1508 | 403.5303 | 8.3858 | 427.366 | 8.619 | 451.7906 | 8.8501 | 476.1561 | 9.0794 | 500.5531 | 9.307 | 525.5184 | 9.5328 | 548.8478 | 9.7569 | 563.2615 | 9.9794 |  | 13.7964 | 1.8507 | 18.4185 | 2.0733 | 20.4322 | 2.3925 | 23.4751 | 2.721 | 27.0037 | 3.0593 | 31.0549 | 3.3748 | 38.2447 | 3.634 | 45.8567 | 4.0029 | 53.3142 | 4.378 | 63.1391 | 4.7576 | 80.7493 | 5.1491 | 109.8344 | 5.5775 | 138.8195 | 5.9338 | 167.6291 | 6.2915 | 195.0683 | 6.642 | 220.6853 | 6.9935 | 246.6378 | 7.3438 | 273.0623 | 7.6849 | 307.051 | 8.0285 | 344.2859 | 8.3699 | 380.1594 | 8.7151 | 401.2456 | 9.0516 | 421.9066 | 9.3842 | 439.1771 | 9.719 | 456.5926 | 10.0501 | 471.9962 | 10.379 | 479.5978 | 10.7059 | 486.9323 | 11.0308 | 493.9778 | 11.3537 | 501.2062 | 11.6748 | 509.1814 | 11.9941 | 516.4521 | 12.3116 |  | 13.7964 | 1.8507 | 20.7178 | 2.0733 | 24.4425 | 2.6421 | 29.5242 | 3.2123 | 35.4013 | 3.7828 | 43.4531 | 4.3559 | 51.7489 | 4.9364 | 63.2704 | 5.526 | 85.0291 | 6.1177 | 109.2492 | 6.7165 | 137.9192 | 7.3271 | 167.8138 | 7.9228 | 197.7809 | 8.414 | 227.761 | 8.9054 | 256.6411 | 9.3851 | 341.2551 | 9.8648 | 599.003 | 14.2482 | 865.5044 | 18.5993 | 1132.3442 | 22.9433 | 1397.9445 | 27.2718 | 1657.8548 | 31.6069 | 1906.3168 | 35.906 | 2152.0861 | 40.1832 | 2387.0332 | 44.4647 | 2621.9931 | 48.7255 | 2857.605 | 52.9725 | 3094.0169 | 57.2059 | 3329.4939 | 61.4261 | 3564.3122 | 65.633 | 3798.6677 | 69.8271 | 4021.2133 | 74.0083 | 4034.51 | 74.3504 |  | 13.7964 | 1.8507 | 20.7178 | 2.0733 | 24.4425 | 2.6421 | 29.5242 | 3.2123 | 35.4013 | 3.7828 | 46.9255 | 4.3559 | 69.1052 | 4.9363 | 91.0339 | 5.5258 | 112.7926 | 6.1174 | 137.0127 | 6.7159 | 223.3068 | 7.3263 | 483.5477 | 11.8679 | 743.6058 | 16.2836 | 1003.4109 | 20.6881 | 1261.7699 | 25.0574 | 1518.2699 | 29.4212 | 1776.0902 | 33.7742 | 2043.0042 | 38.0787 | 2309.3235 | 42.3906 | 2576.7046 | 46.6881 | 2835.3941 | 51.0065 | 3072.7165 | 55.275 | 3311.2097 | 59.5186 | 3549.2394 | 63.776 | 3787.7618 | 68.0097 | 4042.9002 | 72.2297 | 4054.0932 | 72.5864 | 4066.2874 | 72.9399 | 4074.6562 | 73.2902 | 4088.6011 | 73.6377 | 4104.504 | 73.9823 | 4118.7943 | 74.3241
Norbury |  | 19.926 | 5.2926 | 31.7539 | 5.972 | 36.3413 | 7.6655 | 42.1357 | 9.3657 | 48.761 | 11.0788 | 58.6831 | 12.826 | 76.8051 | 14.5992 | 95.9405 | 16.4044 | 114.7068 | 18.238 | 139.5202 | 20.1092 | 180.2815 | 22.0172 | 238.3363 | 23.8872 | 296.072 | 25.446 | 353.3651 | 26.9958 | 407.2873 | 28.5302 | 456.4182 | 30.061 | 506.3977 | 43.524 | 557.6356 | 56.9788 | 612.5158 | 70.4604 | 670.7348 | 83.9361 | 726.492 | 97.421 | 761.8844 | 110.9512 | 795.4827 | 124.4833 | 823.4267 | 138.0206 | 851.6452 | 151.5826 | 877.5387 | 165.163 | 894.1387 | 178.7626 | 910.3715 | 192.3824 | 926.1999 | 206.023 | 942.1792 | 219.6854 | 958.987 | 233.3698 | 974.8699 | 234.9831 |  | 19.926 | 5.2926 | 20.6118 | 5.972 | 21.4242 | 6.8353 | 22.8606 | 7.7259 | 24.6181 | 8.6496 | 30.7108 | 9.4974 | 49.4686 | 10.1236 | 68.8642 | 11.1471 | 87.594 | 12.2003 | 112.2294 | 13.2741 | 147.8696 | 14.3791 | 186.2892 | 15.6176 | 224.3312 | 16.4551 | 261.9501 | 17.2884 | 296.1632 | 18.1134 | 330.4636 | 18.9377 | 379.9755 | 19.7619 | 430.9477 | 20.5734 | 484.4456 | 21.3869 | 539.0012 | 22.1909 | 589.0949 | 22.9909 | 627.7406 | 23.7945 | 667.3982 | 24.5916 | 706.2101 | 25.3834 | 747.4722 | 26.1737 | 771.6401 | 26.9614 | 796.0071 | 27.7467 | 819.9588 | 28.5296 | 843.5356 | 29.3104 | 867.2659 | 30.0894 | 889.0362 | 30.8666 | 901.9258 | 31.6423 |  | 19.926 | 5.2926 | 31.7539 | 5.972 | 36.3413 | 6.9414 | 42.1357 | 7.9332 | 48.761 | 8.9601 | 58.6831 | 9.9371 | 76.8051 | 10.7475 | 95.9405 | 11.8831 | 114.7068 | 13.0517 | 139.5202 | 14.2443 | 180.2815 | 15.4724 | 238.3363 | 16.8161 | 296.072 | 17.9454 | 353.3651 | 19.072 | 407.2873 | 20.1912 | 456.4182 | 21.3112 | 506.3977 | 22.4332 | 557.6356 | 23.5426 | 612.5158 | 24.6561 | 670.7348 | 25.7607 | 726.492 | 26.8622 | 761.8844 | 27.9698 | 795.4827 | 29.0713 | 823.4267 | 30.1683 | 851.6452 | 31.2653 | 877.5387 | 32.3607 | 894.1387 | 33.4548 | 910.3715 | 34.5477 | 926.1999 | 35.6395 | 942.1792 | 36.7305 | 958.987 | 37.8208 | 974.8699 | 38.9105 |  | 19.926 | 5.2926 | 37.8447 | 5.972 | 46.7555 | 7.6655 | 57.0053 | 9.3657 | 68.3107 | 11.0788 | 84.5946 | 12.826 | 103.9517 | 14.5992 | 128.4739 | 16.4044 | 167.1621 | 18.238 | 212.0012 | 20.1092 | 268.0899 | 22.0172 | 327.0149 | 23.8872 | 385.8715 | 25.446 | 444.465 | 26.9958 | 500.0164 | 28.5302 | 628.6509 | 30.061 | 991.1842 | 43.524 | 1358.7698 | 56.9788 | 1726.8186 | 70.4604 | 2092.9031 | 83.9361 | 2450.7767 | 97.421 | 2791.9408 | 110.9512 | 3128.2259 | 124.4833 | 3449.3587 | 138.0206 | 3769.8542 | 151.5826 | 4090.5247 | 165.163 | 4411.5993 | 178.7626 | 4730.6122 | 192.3824 | 5048.0365 | 206.023 | 5364.1149 | 219.6854 | 5592.0987 | 233.3698 | 5607.1235 | 234.9831 |  | 19.926 | 5.2926 | 37.8447 | 5.972 | 46.7555 | 7.6655 | 57.0053 | 9.3657 | 68.3107 | 11.0788 | 89.4573 | 12.8254 | 128.2558 | 14.5974 | 167.3499 | 16.4007 | 206.038 | 18.2314 | 250.8772 | 20.0989 | 385.0949 | 22.0023 | 756.388 | 35.7562 | 1127.174 | 49.2038 | 1497.3179 | 62.6531 | 1863.8863 | 76.0913 | 2225.4526 | 89.55 | 2588.0913 | 103.0404 | 2956.2739 | 116.4984 | 3323.6634 | 130.0018 | 3692.184 | 143.4849 | 4047.8451 | 156.9777 | 4373.2861 | 170.5351 | 4699.7369 | 184.0866 | 5024.9997 | 197.6389 | 5350.2679 | 211.2204 | 5558.9984 | 224.8214 | 5572.8543 | 226.4327 | 5587.1506 | 228.043 | 5599.638 | 229.6523 | 5614.7248 | 231.2608 | 5630.6844 | 232.8685 | 5645.9387 | 234.4756
Northenden |  | 48.2821 | 7.1606 | 71.8576 | 8.1037 | 81.7968 | 10.4194 | 91.3134 | 12.7887 | 101.9845 | 15.1931 | 122.1549 | 17.6634 | 162.3825 | 20.1993 | 204.866 | 22.7979 | 246.4304 | 25.4623 | 301.5083 | 28.1892 | 385.9892 | 30.9845 | 490.2408 | 33.7537 | 593.7225 | 36.1113 | 696.104 | 38.4533 | 790.6495 | 40.7861 | 874.1963 | 43.0999 | 959.3659 | 62.5798 | 1047.0108 | 82.1527 | 1130.6501 | 101.8188 | 1209.9644 | 121.6128 | 1278.4012 | 141.4942 | 1329.051 | 161.4806 | 1383.0077 | 181.5129 | 1435.6484 | 201.7296 | 1488.2333 | 222.0162 | 1536.8757 | 242.4034 | 1570.8055 | 262.891 | 1604.2531 | 283.4787 | 1637.189 | 304.1659 | 1670.4681 | 324.9524 | 1705.0991 | 345.8376 | 1738.4247 | 348.8659 |  | 48.2821 | 7.1606 | 50.1949 | 8.1037 | 52.5812 | 9.291 | 54.0862 | 10.5373 | 55.8278 | 11.8363 | 67.1794 | 13.0407 | 107.8009 | 13.9562 | 150.4132 | 15.4273 | 191.8115 | 16.9556 | 246.6025 | 18.5175 | 326.105 | 20.1331 | 411.7095 | 21.9538 | 496.6459 | 23.2281 | 580.426 | 24.4928 | 656.3708 | 25.7524 | 725.8404 | 27.0008 | 811.5202 | 28.2541 | 900.2303 | 29.4944 | 983.5838 | 30.7281 | 1065.0551 | 31.9665 | 1136.1699 | 33.1986 | 1180.4811 | 34.4298 | 1225.4982 | 35.6488 | 1269.4831 | 36.8835 | 1315.3179 | 38.1114 | 1367.4348 | 39.3391 | 1419.5439 | 40.5664 | 1470.3291 | 41.7937 | 1519.8476 | 43.0211 | 1569.0121 | 44.249 | 1613.581 | 45.4773 | 1640.3888 | 46.7065 |  | 48.2821 | 7.1606 | 71.8576 | 8.1037 | 81.7968 | 9.4351 | 91.3134 | 10.8327 | 101.9845 | 12.2875 | 122.1549 | 13.685 | 162.3825 | 14.8701 | 204.866 | 16.5144 | 246.4304 | 18.2216 | 301.5083 | 19.9678 | 385.9892 | 21.774 | 490.2408 | 23.7619 | 593.7225 | 25.4669 | 696.104 | 27.1665 | 790.6495 | 28.8649 | 874.1963 | 30.5549 | 959.3659 | 32.2549 | 1047.0108 | 33.9441 | 1130.6501 | 35.6293 | 1209.9644 | 37.3239 | 1278.4012 | 39.0146 | 1329.051 | 40.7078 | 1383.0077 | 42.3898 | 1435.6484 | 44.0938 | 1488.2333 | 45.7929 | 1536.8757 | 47.4946 | 1570.8055 | 49.1991 | 1604.2531 | 50.9065 | 1637.189 | 52.617 | 1670.4681 | 54.3307 | 1705.0991 | 56.0478 | 1738.4247 | 57.7682 |  | 48.2821 | 7.1606 | 84.1942 | 8.1037 | 103.7336 | 10.4194 | 121.2096 | 12.7887 | 139.7516 | 15.1931 | 168.6237 | 17.6634 | 209.7758 | 20.1993 | 257.3369 | 22.7979 | 317.7605 | 25.4623 | 391.8216 | 28.1892 | 490.9069 | 30.9845 | 596.2157 | 33.7537 | 700.991 | 36.1113 | 804.8541 | 38.4533 | 901.2755 | 40.7861 | 1069.5095 | 43.0999 | 1485.8729 | 62.5798 | 1898.9585 | 82.1527 | 2308.5459 | 101.8188 | 2713.4313 | 121.6128 | 3109.4159 | 141.4942 | 3486.3488 | 161.4806 | 3860.1925 | 181.5129 | 4218.3521 | 201.7296 | 4576.014 | 222.0162 | 4934.1481 | 242.4034 | 5292.8112 | 262.891 | 5649.4001 | 283.4787 | 6004.3938 | 304.1659 | 6357.9602 | 324.9524 | 6622.0512 | 345.8376 | 6654.8234 | 348.8659 |  | 48.2821 | 7.1606 | 84.1942 | 8.1037 | 103.7336 | 10.4194 | 121.2096 | 12.7887 | 139.7516 | 15.1931 | 173.2086 | 17.6638 | 232.6927 | 20.2005 | 293.9953 | 22.8005 | 354.4189 | 25.4669 | 428.4799 | 28.1964 | 610.6225 | 30.995 | 1047.9667 | 50.59 | 1484.3868 | 69.9332 | 1919.5333 | 89.3994 | 2346.6662 | 108.9884 | 2762.5452 | 128.6617 | 3178.5044 | 148.4876 | 3590.2232 | 168.3702 | 4001.2964 | 188.3305 | 4408.6115 | 208.4356 | 4803.8357 | 228.6127 | 5166.1879 | 248.8944 | 5529.7564 | 269.1931 | 5892.2558 | 289.7157 | 6254.9331 | 310.2914 | 6525.7956 | 330.9664 | 6556.1941 | 334.0236 | 6587.2441 | 337.0752 | 6615.4526 | 340.1214 | 6647.7144 | 343.163 | 6681.2572 | 346.2003 | 6713.8244 | 349.2336
NWGB Partington |  | 26.6344 | 2.6809 | 36.6451 | 3.0312 | 41.4556 | 3.8971 | 45.5086 | 4.7648 | 50.078 | 5.6399 | 57.8285 | 6.5335 | 72.6553 | 7.4442 | 88.3159 | 8.3665 | 103.6347 | 9.3068 | 123.9269 | 10.2677 | 155.1341 | 11.2441 | 193.9054 | 12.2056 | 232.4068 | 13.0083 | 270.451 | 13.8071 | 305.3685 | 14.6034 | 336.119 | 15.3946 | 367.2863 | 22.2917 | 399.1028 | 29.2066 | 430.0102 | 36.1356 | 460.1916 | 43.0655 | 487.5234 | 50.0064 | 507.0115 | 56.9811 | 529.6801 | 63.9395 | 553.629 | 70.9347 | 577.5087 | 77.9388 | 599.0523 | 84.9588 | 612.184 | 91.9949 | 625.0884 | 99.0478 | 637.7459 | 106.1178 | 650.6528 | 113.2054 | 664.3889 | 120.3109 | 677.4191 | 121.1968 |  | 26.6344 | 2.6809 | 27.8824 | 3.0312 | 29.4825 | 3.475 | 30.2729 | 3.9313 | 31.209 | 4.4048 | 35.6626 | 4.8404 | 50.7626 | 5.1652 | 66.5395 | 5.6891 | 81.8211 | 6.2306 | 102.0117 | 6.7833 | 131.3114 | 7.3497 | 162.8958 | 7.9872 | 194.1153 | 8.4197 | 224.9429 | 8.8505 | 252.619 | 9.2803 | 278.0619 | 9.7075 | 309.4179 | 10.1312 | 341.0019 | 10.556 | 373.0881 | 10.9791 | 404.7235 | 11.3969 | 432.0762 | 11.8131 | 448.7734 | 12.2324 | 465.6889 | 12.644 | 482.0994 | 13.0588 | 498.9953 | 13.4713 | 526.2961 | 13.8829 | 553.164 | 14.2935 | 578.9223 | 14.7033 | 603.6177 | 15.1124 | 627.8193 | 15.521 | 649.2045 | 15.929 | 660.6025 | 16.3365 |  | 26.6344 | 2.6809 | 36.6451 | 3.0312 | 41.4556 | 3.5289 | 45.5086 | 4.036 | 50.078 | 4.5613 | 57.8285 | 5.0619 | 72.6553 | 5.4802 | 88.3159 | 6.0605 | 103.6347 | 6.6603 | 123.9269 | 7.2731 | 155.1341 | 7.9016 | 193.9054 | 8.5925 | 232.4068 | 9.1739 | 270.451 | 9.7545 | 305.3685 | 10.3351 | 336.119 | 10.9137 | 367.2863 | 11.4896 | 399.1028 | 12.0677 | 430.0102 | 12.6449 | 460.1916 | 13.2171 | 487.5234 | 13.7884 | 507.0115 | 14.3644 | 529.6801 | 14.9322 | 553.629 | 15.5048 | 577.5087 | 16.0756 | 599.0523 | 16.6461 | 612.184 | 17.2165 | 625.0884 | 17.7868 | 637.7459 | 18.3571 | 650.6528 | 18.9275 | 664.3889 | 19.498 | 677.4191 | 20.0688 |  | 26.6344 | 2.6809 | 41.9022 | 3.0312 | 51.4465 | 3.8971 | 58.7692 | 4.7648 | 66.6493 | 5.6399 | 78.4483 | 6.5335 | 93.8596 | 7.4442 | 111.5524 | 8.3665 | 134.2725 | 9.3068 | 162.0249 | 10.2677 | 199.0102 | 11.2441 | 238.2964 | 12.2056 | 277.4158 | 13.0083 | 316.185 | 13.8071 | 352.0574 | 14.6034 | 437.2275 | 15.3946 | 682.2636 | 22.2917 | 928.0805 | 29.2066 | 1176.3932 | 36.1356 | 1423.2949 | 43.0655 | 1665.0029 | 50.0064 | 1895.4088 | 56.9811 | 2127.0798 | 63.9395 | 2349.4343 | 70.9347 | 2571.3788 | 77.9388 | 2793.4625 | 84.9588 | 3015.8051 | 91.9949 | 3236.8087 | 99.0478 | 3456.7475 | 106.1178 | 3675.7718 | 113.2054 | 3823.1946 | 120.3109 | 3835.363 | 121.1968 |  | 26.6344 | 2.6809 | 41.9022 | 3.0312 | 51.4465 | 3.8971 | 58.7692 | 4.7648 | 66.6493 | 5.6399 | 80.2383 | 6.5331 | 102.8064 | 7.443 | 125.864 | 8.3641 | 148.584 | 9.3026 | 176.3365 | 10.2611 | 266.9505 | 11.2345 | 520.6211 | 18.2662 | 773.9072 | 25.1469 | 1026.6192 | 32.0346 | 1276.0926 | 38.9351 | 1521.2231 | 45.8429 | 1766.2776 | 52.7536 | 2012.7013 | 59.691 | 2261.2023 | 66.6424 | 2509.7616 | 73.5851 | 2754.1109 | 80.539 | 2979.4526 | 87.539 | 3205.3835 | 94.507 | 3430.5204 | 101.5232 | 3655.6854 | 108.5462 | 3790.2997 | 115.5854 | 3801.6903 | 116.4643 | 3813.3751 | 117.3438 | 3823.8577 | 118.2237 | 3836.07 | 119.1043 | 3848.8641 | 119.9854 | 3861.1885 | 120.8671
Offerton |  | 31.2422 | 4.03 | 44.5192 | 4.5475 | 50.128 | 5.8373 | 56.4638 | 7.1314 | 63.6678 | 8.4352 | 75.0148 | 9.7648 | 96.6135 | 11.1141 | 119.4461 | 12.4878 | 141.7983 | 13.8829 | 171.3489 | 15.3067 | 214.9948 | 16.7584 | 264.6052 | 18.1812 | 313.8557 | 19.3671 | 362.5553 | 20.5461 | 407.1138 | 21.7131 | 445.957 | 22.8777 | 485.7493 | 33.1232 | 526.9355 | 43.362 | 560.4232 | 53.6215 | 590.2556 | 63.8758 | 616.8128 | 74.1371 | 638.7486 | 84.4334 | 669.0315 | 94.7307 | 706.5422 | 105.0321 | 744.2626 | 115.3525 | 778.3936 | 125.6869 | 798.6902 | 136.0362 | 818.51 | 146.4011 | 837.8144 | 156.7819 | 857.4335 | 167.1796 | 878.3562 | 177.5943 | 898.0131 | 178.8232 |  | 31.2422 | 4.03 | 32.42 | 4.5475 | 33.8525 | 5.2051 | 35.4537 | 5.883 | 37.3681 | 6.5862 | 44.3698 | 7.2316 | 66.5824 | 7.7081 | 89.6512 | 8.4871 | 111.8727 | 9.2888 | 141.1421 | 10.1061 | 183.5155 | 10.947 | 229.2625 | 11.8896 | 274.5859 | 12.5269 | 319.3907 | 13.161 | 360.0088 | 13.7886 | 395.8931 | 14.4159 | 435.0667 | 15.0431 | 474.4871 | 15.6606 | 511.3684 | 16.2798 | 546.5515 | 16.8916 | 575.0745 | 17.5004 | 587.4609 | 18.1121 | 600.1604 | 18.7187 | 612.7065 | 19.3213 | 624.9343 | 19.9228 | 669.62 | 20.5225 | 715.0524 | 21.1202 | 760.0731 | 21.7162 | 804.7704 | 22.3106 | 850.0654 | 22.9036 | 891.9878 | 23.4953 | 917.7021 | 24.0859 |  | 31.2422 | 4.03 | 44.5192 | 4.5475 | 50.128 | 5.2859 | 56.4638 | 6.0406 | 63.6678 | 6.822 | 75.0148 | 7.5654 | 96.6135 | 8.1819 | 119.4461 | 9.0459 | 141.7983 | 9.935 | 171.3489 | 10.8425 | 214.9948 | 11.7768 | 264.6052 | 12.7992 | 313.8557 | 13.6583 | 362.5553 | 14.5154 | 407.1138 | 15.3667 | 445.957 | 16.2187 | 485.7493 | 17.0724 | 526.9355 | 17.9164 | 560.4232 | 18.7637 | 590.2556 | 19.604 | 616.8128 | 20.442 | 638.7486 | 21.2849 | 669.0315 | 22.123 | 706.5422 | 22.9578 | 744.2626 | 23.7925 | 778.3936 | 24.6261 | 798.6902 | 25.4587 | 818.51 | 26.2904 | 837.8144 | 27.1214 | 857.4335 | 27.9517 | 878.3562 | 28.7816 | 898.0131 | 29.6111 |  | 31.2422 | 4.03 | 51.3196 | 4.5475 | 62.0678 | 5.8373 | 73.277 | 7.1314 | 85.5778 | 8.4352 | 103.7057 | 9.7648 | 126.6391 | 11.1141 | 151.0219 | 12.4878 | 177.6734 | 13.8829 | 211.6785 | 15.3067 | 259.0803 | 16.7584 | 309.9561 | 18.1812 | 360.8128 | 19.3671 | 411.3734 | 20.5461 | 458.3081 | 21.7131 | 602.5584 | 22.8777 | 1055.7985 | 33.1232 | 1516.0206 | 43.362 | 1977.6712 | 53.6215 | 2437.4792 | 63.8758 | 2888.4376 | 74.1371 | 3319.5517 | 84.4334 | 3761.017 | 94.7307 | 4186.8512 | 105.0321 | 4612.4048 | 115.3525 | 5038.8237 | 125.6869 | 5466.3347 | 136.0362 | 5891.7484 | 146.4011 | 6315.6799 | 156.7819 | 6738.3714 | 167.1796 | 7101.0558 | 177.5943 | 7126.914 | 178.8232 |  | 31.2422 | 4.03 | 51.3196 | 4.5475 | 62.0678 | 5.8373 | 73.277 | 7.1314 | 85.5778 | 8.4352 | 104.6082 | 9.7643 | 131.1497 | 11.1127 | 158.2372 | 12.4847 | 184.8887 | 13.8776 | 218.8938 | 15.2984 | 369.5051 | 16.7463 | 833.0062 | 27.2135 | 1295.9874 | 37.4468 | 1758.2402 | 47.6808 | 2216.1891 | 57.905 | 2668.2745 | 68.1451 | 3121.9078 | 78.4096 | 3584.6497 | 88.6485 | 4047.2584 | 98.9227 | 4510.4664 | 109.1805 | 4973.3845 | 119.4456 | 5404.3081 | 129.7609 | 5836.7024 | 140.0709 | 6267.9704 | 150.382 | 6699.8139 | 160.7154 | 7091.6018 | 171.0638 | 7114.4456 | 172.2897 | 7138.6268 | 173.5151 | 7157.6277 | 174.74 | 7184.1621 | 175.9645 | 7213.3134 | 177.1886 | 7240.3259 | 178.4123
Openshaw |  | 57.5134 | 10.7409 | 91.082 | 12.1339 | 104.6774 | 15.5805 | 117.7527 | 19.0943 | 132.35 | 22.6506 | 160.6218 | 26.2936 | 216.3958 | 30.0158 | 275.2829 | 33.825 | 332.904 | 37.7089 | 409.2821 | 41.6837 | 523.6303 | 45.7416 | 656.8333 | 49.7488 | 788.9466 | 53.139 | 919.5667 | 56.5058 | 1039.476 | 59.8573 | 1144.1383 | 63.1895 | 1251.1232 | 91.6456 | 1361.6697 | 120.2047 | 1453.3471 | 148.8377 | 1536.2208 | 177.6229 | 1607.1459 | 206.4693 | 1665.0309 | 235.4508 | 1728.7287 | 264.472 | 1794.4723 | 293.6627 | 1860.2852 | 322.9328 | 1922.008 | 352.3047 | 1968.3595 | 381.7783 | 2014.2052 | 411.3533 | 2059.5017 | 441.0294 | 2105.1534 | 470.8067 | 2152.2311 | 500.6844 | 2197.8993 | 504.6877 |  | 57.5134 | 10.7409 | 59.7512 | 12.1339 | 62.5428 | 13.8932 | 64.2005 | 15.7344 | 66.1009 | 17.6491 | 81.4201 | 19.4169 | 137.6025 | 20.7447 | 196.6255 | 22.8969 | 254.1183 | 25.1198 | 330.2526 | 27.3926 | 440.7417 | 29.7339 | 559.6261 | 32.3705 | 677.5715 | 34.1952 | 793.9142 | 36.0066 | 899.5452 | 37.8101 | 993.047 | 39.6035 | 1097.2913 | 41.395 | 1203.036 | 43.1747 | 1302.8121 | 44.9379 | 1399.1625 | 46.7096 | 1478.9003 | 48.4651 | 1515.9378 | 50.2234 | 1553.4723 | 51.9648 | 1590.0743 | 53.716 | 1627.7378 | 55.4593 | 1681.2363 | 57.1999 | 1734.4188 | 58.9376 | 1786.0228 | 60.673 | 1836.0568 | 62.4062 | 1885.4594 | 64.1379 | 1929.9815 | 65.868 | 1956.5382 | 67.597 |  | 57.5134 | 10.7409 | 91.082 | 12.1339 | 104.6774 | 14.1087 | 117.7527 | 16.1739 | 132.35 | 18.3188 | 160.6218 | 20.3713 | 216.3958 | 22.0968 | 275.2829 | 24.5021 | 332.904 | 26.9857 | 409.2821 | 29.5266 | 523.6303 | 32.1444 | 656.8333 | 35.0223 | 788.9466 | 37.4754 | 919.5667 | 39.9203 | 1039.476 | 42.3619 | 1144.1383 | 44.7971 | 1251.1232 | 47.236 | 1361.6697 | 49.6665 | 1453.3471 | 52.0826 | 1536.2208 | 54.5139 | 1607.1459 | 56.9304 | 1665.0309 | 59.355 | 1728.7287 | 61.7637 | 1794.4723 | 64.1883 | 1860.2852 | 66.608 | 1922.008 | 69.0278 | 1968.3595 | 71.4484 | 2014.2052 | 73.87 | 2059.5017 | 76.2928 | 2105.1534 | 78.7169 | 2152.2311 | 81.1428 | 2197.8993 | 83.5705 |  | 57.5134 | 10.7409 | 108.6826 | 12.1339 | 135.5552 | 15.5805 | 159.8284 | 19.0943 | 185.3285 | 22.6506 | 225.068 | 26.2936 | 281.7153 | 30.0158 | 344.575 | 33.825 | 416.6894 | 37.7089 | 507.6752 | 41.6837 | 633.3177 | 45.7416 | 767.5193 | 49.7488 | 900.9387 | 53.139 | 1033.0096 | 56.5058 | 1154.8783 | 59.8573 | 1389.9484 | 63.1895 | 2009.6849 | 91.6456 | 2622.3536 | 120.2047 | 3233.2678 | 148.8377 | 3839.1924 | 177.6229 | 4432.5659 | 206.4693 | 4997.3739 | 235.4508 | 5567.1892 | 264.472 | 6115.1629 | 293.6627 | 6661.8554 | 322.9328 | 7208.634 | 352.3047 | 7755.7291 | 381.7783 | 8299.1706 | 411.3533 | 8839.7925 | 441.0294 | 9377.8873 | 470.8067 | 9724.6616 | 500.6844 | 9764.7495 | 504.6877 |  | 57.5134 | 10.7409 | 108.6826 | 12.1339 | 135.5552 | 15.5805 | 159.8284 | 19.0943 | 185.3285 | 22.6506 | 228.5604 | 26.2941 | 299.1712 | 30.0172 | 372.4979 | 33.8279 | 444.6123 | 37.7141 | 535.5981 | 41.6918 | 790.1338 | 45.7534 | 1439.6831 | 74.5561 | 2087.8569 | 102.8969 | 2734.2041 | 131.3517 | 3369.5204 | 159.9264 | 3989.157 | 188.6029 | 4608.9022 | 217.4165 | 5222.4199 | 246.312 | 5835.7223 | 275.2471 | 6445.751 | 304.3723 | 7047.5967 | 333.5247 | 7603.2109 | 362.83 | 8159.9191 | 392.1408 | 8714.5549 | 421.653 | 9268.968 | 451.232 | 9556.5636 | 480.911 | 9595.434 | 484.9674 | 9634.5866 | 489.0129 | 9672.3811 | 493.0481 | 9712.0765 | 497.074 | 9752.3425 | 501.091 | 9792.1786 | 505.0997
Ormskirk |  | 32.7658 | 13.7504 | 50.7275 | 15.451 | 57.8714 | 19.7504 | 65.5802 | 24.1648 | 74.2726 | 28.6209 | 89.5545 | 33.1652 | 118.703 | 37.7868 | 149.5067 | 42.4895 | 179.6659 | 47.2767 | 219.5811 | 52.1587 | 289.5046 | 57.131 | 399.8735 | 62.0185 | 509.6969 | 66.1178 | 618.7573 | 70.1928 | 722.2714 | 74.1856 | 817.9636 | 78.139 | 914.9462 | 113.0868 | 1013.8555 | 148.019 | 1135.5389 | 182.9395 | 1267.6775 | 217.8587 | 1390.7058 | 252.7649 | 1464.0885 | 287.4119 | 1522.4941 | 322.2105 | 1562.5443 | 357.0064 | 1602.794 | 391.7221 | 1640.1508 | 426.4022 | 1665.4224 | 461.0459 | 1690.2092 | 495.6524 | 1714.4909 | 530.2205 | 1738.9631 | 564.7501 | 1764.4749 | 599.24 | 1788.8407 | 602.6718 |  | 32.7658 | 13.7504 | 33.8944 | 15.451 | 35.278 | 17.6115 | 36.6843 | 19.9 | 38.3495 | 22.2749 | 46.9687 | 24.4518 | 76.4866 | 26.0641 | 107.373 | 28.6976 | 137.3743 | 31.4161 | 177.0271 | 34.1868 | 234.5253 | 37.0366 | 296.4807 | 40.242 | 357.9457 | 42.4266 | 418.6813 | 44.5995 | 473.9183 | 46.7242 | 533.5146 | 48.8285 | 633.0564 | 50.9277 | 738.3477 | 53.0055 | 848.2958 | 55.0675 | 962.0503 | 57.117 | 1071.5778 | 59.1519 | 1168.2469 | 61.1205 | 1266.8452 | 63.1166 | 1363.0283 | 65.1036 | 1460.9725 | 67.068 | 1499.7696 | 69.0197 | 1539.6112 | 70.9587 | 1579.379 | 72.8855 | 1619.0366 | 74.8006 | 1659.2242 | 76.7046 | 1696.4124 | 78.5977 | 1719.4595 | 80.4805 |  | 32.7658 | 13.7504 | 50.7275 | 15.451 | 57.8714 | 17.8846 | 65.5802 | 20.4688 | 74.2726 | 23.1473 | 89.5545 | 25.6951 | 118.703 | 27.8176 | 149.5067 | 30.7786 | 179.6659 | 33.8327 | 219.5811 | 36.9466 | 289.5046 | 40.1482 | 399.8735 | 43.6599 | 509.6969 | 46.6285 | 618.7573 | 49.5899 | 722.2714 | 52.5022 | 817.9636 | 55.3953 | 914.9462 | 58.2873 | 1013.8555 | 61.1589 | 1135.5389 | 64.0158 | 1267.6775 | 66.8626 | 1390.7058 | 69.6956 | 1464.0885 | 72.4539 | 1522.4941 | 75.2477 | 1562.5443 | 78.0339 | 1602.794 | 80.7964 | 1640.1508 | 83.5459 | 1665.4224 | 86.283 | 1690.2092 | 89.0083 | 1714.4909 | 91.7217 | 1738.9631 | 94.4239 | 1764.4749 | 97.1151 | 1788.8407 | 99.7956 |  | 32.7658 | 13.7504 | 60.0479 | 15.451 | 73.9526 | 19.7504 | 87.9489 | 24.1648 | 102.9554 | 28.6209 | 125.5792 | 33.1652 | 155.8107 | 37.7868 | 199.2866 | 42.4895 | 278.1516 | 47.2767 | 366.8832 | 52.1587 | 473.7499 | 57.131 | 585.1825 | 62.0185 | 696.3352 | 66.1178 | 806.8968 | 70.1928 | 912.3037 | 74.1856 | 1083.5478 | 78.139 | 1476.7273 | 113.0868 | 1874.1527 | 148.019 | 2268.9452 | 182.9395 | 2659.7658 | 217.8587 | 3040.6911 | 252.7649 | 3401.4419 | 287.4119 | 3733.3818 | 322.2105 | 4048.0516 | 357.0064 | 4362.6374 | 391.7221 | 4678.1481 | 426.4022 | 4994.4768 | 461.0459 | 5309.1741 | 495.6524 | 5622.7181 | 530.2205 | 5935.1512 | 564.7501 | 6215.6667 | 599.24 | 6242.5189 | 602.6718 |  | 32.7658 | 13.7504 | 60.0479 | 15.451 | 73.9526 | 19.7504 | 87.9489 | 24.1648 | 102.9554 | 28.6209 | 137.6259 | 33.1669 | 215.9997 | 37.7923 | 295.5324 | 42.5011 | 374.3974 | 47.2969 | 463.1289 | 52.1903 | 643.8573 | 57.1768 | 1050.5891 | 93.0076 | 1456.6818 | 128.1322 | 1861.8982 | 163.3182 | 2261.4334 | 198.4106 | 2652.9757 | 233.4808 | 3045.4428 | 268.6002 | 3439.2789 | 303.6859 | 3832.296 | 338.7559 | 4224.9095 | 373.8298 | 4581.4079 | 408.8862 | 4899.5773 | 443.5463 | 5218.9999 | 478.4633 | 5537.6184 | 513.3845 | 5856.7587 | 548.1984 | 6187.1933 | 582.9722 | 6210.3406 | 586.5921 | 6234.4389 | 590.1745 | 6254.0553 | 593.7206 | 6279.9606 | 597.2326 | 6307.8022 | 600.7113 | 6334.1506 | 604.1582
Padiham |  | 30.5573 | 9.6512 | 48.6042 | 10.8473 | 55.7899 | 13.8539 | 62.9288 | 16.8733 | 70.9291 | 19.8907 | 85.5929 | 22.9253 | 113.1593 | 26.0066 | 142.2667 | 29.092 | 170.7827 | 32.2415 | 208.518 | 35.3979 | 268.412 | 38.5955 | 347.9758 | 41.7419 | 427.0224 | 44.3038 | 505.3462 | 46.8261 | 578.414 | 49.3244 | 644.0618 | 51.7787 | 710.8991 | 74.6936 | 779.5231 | 97.5273 | 847.8847 | 120.1622 | 918.6144 | 142.6508 | 984.5505 | 165.0231 | 1028.243 | 187.4065 | 1068.6005 | 209.685 | 1105.5658 | 231.6392 | 1142.78 | 253.5773 | 1177.3625 | 275.3999 | 1201.4046 | 297.1087 | 1225.0632 | 318.7055 | 1248.3031 | 340.1916 | 1271.7518 | 361.5686 | 1296.17 | 382.8377 | 1319.5717 | 384.2252 |  | 30.5573 | 9.6512 | 31.6845 | 10.8473 | 33.0758 | 12.3536 | 34.0467 | 13.9123 | 35.1973 | 15.5155 | 42.9504 | 16.9549 | 70.6898 | 18.0068 | 99.8254 | 19.7344 | 128.2295 | 21.5272 | 165.7988 | 23.319 | 220.2771 | 25.1528 | 278.942 | 27.2319 | 337.0643 | 28.5863 | 394.4983 | 29.9202 | 446.6804 | 31.2434 | 496.5621 | 32.5433 | 561.9323 | 33.8341 | 628.3958 | 35.1303 | 698.4483 | 36.3851 | 769.3702 | 37.6224 | 832.7336 | 38.8497 | 875.9956 | 40.0927 | 919.9505 | 41.3214 | 962.6347 | 42.4959 | 1004.4711 | 43.677 | 1035.8419 | 44.8457 | 1067.5179 | 46.0019 | 1098.7221 | 47.1463 | 1129.4174 | 48.2791 | 1160.2265 | 49.4009 | 1188.3519 | 50.5118 | 1204.8981 | 51.6124 |  | 30.5573 | 9.6512 | 48.6042 | 10.8473 | 55.7899 | 12.5452 | 62.9288 | 14.2925 | 70.9291 | 16.0867 | 85.5929 | 17.7616 | 113.1593 | 19.1453 | 142.2667 | 21.0737 | 170.7827 | 23.0731 | 208.518 | 25.0741 | 268.412 | 27.1225 | 347.9758 | 29.3855 | 427.0224 | 31.2445 | 505.3462 | 33.0818 | 578.414 | 34.9076 | 644.0618 | 36.7076 | 710.8991 | 38.4986 | 779.5231 | 40.2966 | 847.8847 | 42.0482 | 918.6144 | 43.7807 | 984.5505 | 45.5023 | 1028.243 | 47.2435 | 1068.6005 | 48.969 | 1105.5658 | 50.6313 | 1142.78 | 52.3027 | 1177.3625 | 53.9597 | 1201.4046 | 55.6028 | 1225.0632 | 57.2325 | 1248.3031 | 58.849 | 1271.7518 | 60.4528 | 1296.17 | 62.0441 | 1319.5717 | 63.6233 |  | 30.5573 | 9.6512 | 57.982 | 10.8473 | 72.0735 | 13.8539 | 85.2486 | 16.8733 | 99.1895 | 19.8907 | 120.2551 | 22.9253 | 148.5329 | 26.0066 | 183.3336 | 29.092 | 233.0745 | 32.2415 | 292.1486 | 35.3979 | 368.2943 | 38.5955 | 448.7032 | 41.7419 | 528.9218 | 44.3038 | 608.5973 | 46.8261 | 683.3922 | 49.3244 | 840.2322 | 51.7787 | 1265.3165 | 74.6936 | 1691.0391 | 97.5273 | 2119.0614 | 120.1622 | 2545.1552 | 142.6508 | 2962.0773 | 165.0231 | 3358.0654 | 187.4065 | 3747.6076 | 209.685 | 4121.5492 | 231.6392 | 4494.7717 | 253.5773 | 4868.294 | 275.3999 | 5242.264 | 297.1087 | 5613.7897 | 318.7055 | 5983.4852 | 340.1916 | 6351.5938 | 361.5686 | 6614.2738 | 382.8377 | 6636.0585 | 384.2252 |  | 30.5573 | 9.6512 | 57.982 | 10.8473 | 72.0735 | 13.8539 | 85.2486 | 16.8733 | 99.1895 | 19.8907 | 125.4403 | 22.9249 | 174.4345 | 26.0054 | 224.7442 | 29.0895 | 274.4852 | 32.2372 | 333.5592 | 35.3912 | 499.4722 | 38.5857 | 938.8287 | 62.516 | 1377.4868 | 85.7229 | 1815.2087 | 108.7554 | 2247.4558 | 131.6569 | 2672.0239 | 154.3815 | 3097.218 | 176.9996 | 3523.6484 | 199.6037 | 3951.2204 | 221.9372 | 4380.0856 | 244.1235 | 4794.0019 | 266.2108 | 5173.4345 | 288.3884 | 5553.5121 | 310.4586 | 5932.1818 | 332.1073 | 6310.8709 | 353.79 | 6552.9267 | 375.359 | 6573.2373 | 376.829 | 6594.0092 | 378.281 | 6612.7443 | 379.7154 | 6634.3662 | 381.1329 | 6656.9171 | 382.5339 | 6678.7285 | 383.9187
Peel St & Ribblesdale T13 |  | 48.1313 | 14.546 | 88.837 | 16.3857 | 103.7624 | 20.9972 | 119.8155 | 25.699 | 137.6962 | 30.4545 | 171.9401 | 35.3119 | 237.6118 | 40.1942 | 306.951 | 45.1563 | 374.8127 | 50.2026 | 464.7727 | 55.3442 | 600.1525 | 60.5767 | 759.675 | 65.7148 | 917.9005 | 69.8985 | 1074.4874 | 74.1611 | 1218.9573 | 78.4011 | 1345.7009 | 82.4685 | 1475.5314 | 119.3904 | 1610.0759 | 156.0672 | 1716.1878 | 192.955 | 1815.3773 | 229.4971 | 1904.785 | 265.9379 | 1974.7981 | 302.2793 | 2044.4555 | 339.0206 | 2112.5762 | 375.2265 | 2180.9947 | 411.5002 | 2246.566 | 447.7045 | 2300.2036 | 483.8397 | 2353.3524 | 519.906 | 2405.9802 | 555.9034 | 2458.7818 | 591.8324 | 2512.607 | 627.6928 | 2565.246 | 631.0086 |  | 48.1313 | 14.546 | 49.6272 | 16.3857 | 51.4233 | 18.7232 | 53.2231 | 21.1725 | 55.2807 | 23.7207 | 73.2224 | 26.0628 | 139.3552 | 27.7614 | 208.8152 | 30.545 | 276.5453 | 33.4157 | 366.2484 | 36.3386 | 496.4378 | 39.3424 | 636.5135 | 42.7204 | 775.5731 | 44.9385 | 912.8327 | 47.2126 | 1038.0255 | 49.4766 | 1149.3974 | 51.6368 | 1271.8368 | 53.8747 | 1394.3842 | 56.001 | 1515.9796 | 58.2008 | 1635.2229 | 60.2916 | 1733.5434 | 62.3626 | 1777.3243 | 64.4146 | 1821.9331 | 66.5465 | 1865.4973 | 68.5674 | 1908.7395 | 70.5996 | 1948.5721 | 72.6171 | 1989.1777 | 74.6198 | 2029.5133 | 76.6087 | 2069.5201 | 78.584 | 2109.81 | 80.5465 | 2147.0237 | 82.4965 | 2170.6704 | 84.4346 |  | 48.1313 | 14.546 | 88.837 | 16.3857 | 103.7624 | 19.0137 | 119.8155 | 21.7683 | 137.6962 | 24.6302 | 171.9401 | 27.3584 | 237.6118 | 29.5898 | 306.951 | 32.7104 | 374.8127 | 35.9266 | 464.7727 | 39.203 | 600.1525 | 42.5696 | 759.675 | 46.262 | 917.9005 | 49.2948 | 1074.4874 | 52.3934 | 1218.9573 | 55.4855 | 1345.7009 | 58.4646 | 1475.5314 | 61.5363 | 1610.0759 | 64.4843 | 1716.1878 | 67.5205 | 1815.3773 | 70.4345 | 1904.785 | 73.3278 | 1974.7981 | 76.2019 | 2044.4555 | 79.1735 | 2112.5762 | 82.0164 | 2180.9947 | 84.8758 | 2246.566 | 87.7197 | 2300.2036 | 90.5488 | 2353.3524 | 93.3637 | 2405.9802 | 96.1646 | 2458.7818 | 98.9519 | 2512.607 | 101.7263 | 2565.246 | 104.4878 |  | 48.1313 | 14.546 | 110.0791 | 16.3857 | 139.4685 | 20.9972 | 169.3586 | 25.699 | 200.6061 | 30.4545 | 248.6362 | 35.3119 | 315.2305 | 40.1942 | 389.8424 | 45.1563 | 477.18 | 50.2026 | 586.7161 | 55.3442 | 737.1041 | 60.5767 | 897.6047 | 65.7148 | 1057.098 | 69.8985 | 1215.044 | 74.1611 | 1361.3682 | 78.4011 | 1589.8697 | 82.4685 | 2116.9179 | 119.3904 | 2623.0989 | 156.0672 | 3125.262 | 192.955 | 3623.3595 | 229.4971 | 4110.6494 | 265.9379 | 4574.5371 | 302.2793 | 5035.7504 | 339.0206 | 5480.0379 | 375.2265 | 5923.6162 | 411.5002 | 6367.6681 | 447.7045 | 6812.2169 | 483.8397 | 7254.0605 | 519.906 | 7693.92 | 555.9034 | 8131.8327 | 591.8324 | 8460.1133 | 627.6928 | 8510.3476 | 631.0086 |  | 48.1313 | 14.546 | 110.0791 | 16.3857 | 139.4685 | 20.9972 | 169.3586 | 25.699 | 200.6061 | 30.4545 | 253.3761 | 35.3129 | 338.9099 | 40.1974 | 427.7037 | 45.163 | 515.0413 | 50.2143 | 624.5775 | 55.3624 | 875.2115 | 60.603 | 1436.5356 | 98.5054 | 1996.3652 | 135.3853 | 2554.3166 | 172.4444 | 3099.9126 | 209.541 | 3627.4834 | 246.2337 | 4154.4984 | 283.3463 | 4660.6726 | 319.9283 | 5164.0529 | 356.9862 | 5665.3014 | 393.4381 | 6152.623 | 429.7861 | 6601.9209 | 466.0332 | 7052.7492 | 502.92 | 7502.3055 | 539.0323 | 7951.9777 | 575.276 | 8272.4834 | 611.448 | 8320.2994 | 614.9324 | 8368.6343 | 618.3823 | 8414.2877 | 621.7986 | 8463.641 | 625.1834 | 8514.0733 | 628.5373 | 8563.6861 | 631.8616
Pendleton |  | 47.9887 | 10.3949 | 69.734 | 11.7752 | 78.5599 | 15.1668 | 87.2841 | 18.5978 | 97.0301 | 22.0732 | 117.0407 | 25.6275 | 157.8845 | 29.2615 | 201.054 | 32.9678 | 243.3031 | 36.7602 | 299.3485 | 40.6484 | 390.5423 | 44.614 | 517.4113 | 48.5348 | 643.5203 | 51.8574 | 768.5739 | 55.1785 | 885.8397 | 58.4822 | 992.0781 | 61.7759 | 1100.2268 | 89.6663 | 1211.1815 | 117.7113 | 1339.0465 | 145.8665 | 1469.0925 | 174.175 | 1582.5238 | 202.6304 | 1656.1174 | 231.2352 | 1728.6508 | 259.95 | 1790.8066 | 288.8599 | 1852.9935 | 317.9034 | 1910.1352 | 347.097 | 1946.1931 | 376.4415 | 1981.3522 | 405.9376 | 2015.5888 | 435.5856 | 2050.0642 | 465.3862 | 2086.2093 | 495.3395 | 2120.3152 | 499.7262 |  | 47.9887 | 10.3949 | 49.5695 | 11.7752 | 51.4803 | 13.5242 | 52.7757 | 15.3368 | 54.212 | 17.2234 | 65.35 | 18.9617 | 106.0708 | 20.2713 | 148.9878 | 22.3772 | 190.8111 | 24.5608 | 246.2834 | 26.797 | 326.8173 | 29.097 | 413.4916 | 31.6879 | 499.6737 | 33.4865 | 584.6635 | 35.2854 | 661.9554 | 37.0745 | 738.0731 | 38.8588 | 850.1328 | 40.6504 | 970.0578 | 42.4366 | 1083.8666 | 44.206 | 1198.2011 | 45.9759 | 1305.769 | 47.7445 | 1394.1705 | 49.5121 | 1483.9291 | 51.2714 | 1571.3565 | 53.0396 | 1663.6757 | 54.8046 | 1737.1229 | 56.5701 | 1812.6081 | 58.3361 | 1887.9746 | 60.1029 | 1963.0459 | 61.871 | 2038.8151 | 63.6406 | 2108.8921 | 65.412 | 2153.2532 | 67.1855 |  | 47.9887 | 10.3949 | 69.734 | 11.7752 | 78.5599 | 13.734 | 87.2841 | 15.7533 | 97.0301 | 17.8518 | 117.0407 | 19.8552 | 157.8845 | 21.5415 | 201.054 | 23.8812 | 243.3031 | 26.3068 | 299.3485 | 28.7933 | 390.5423 | 31.352 | 517.4113 | 34.1676 | 643.5203 | 36.5716 | 768.5739 | 38.9826 | 885.8397 | 41.3887 | 992.0781 | 43.795 | 1100.2268 | 46.2159 | 1211.1815 | 48.6363 | 1339.0465 | 51.0429 | 1469.0925 | 53.4557 | 1582.5238 | 55.8719 | 1656.1174 | 58.2923 | 1728.6508 | 60.7077 | 1790.8066 | 63.1386 | 1852.9935 | 65.5706 | 1910.1352 | 68.0074 | 1946.1931 | 70.4496 | 1981.3522 | 72.8975 | 2015.5888 | 75.351 | 2050.0642 | 77.8107 | 2086.2093 | 80.2766 | 2120.3152 | 82.749 |  | 47.9887 | 10.3949 | 80.9926 | 11.7752 | 97.975 | 15.1668 | 114.0621 | 18.5978 | 130.9857 | 22.0732 | 158.1511 | 25.6275 | 199.6983 | 29.2615 | 253.4435 | 32.9678 | 335.8852 | 36.7602 | 432.3392 | 40.6484 | 554.471 | 44.614 | 683.0866 | 48.5348 | 811.3701 | 51.8574 | 938.8779 | 55.1785 | 1059.073 | 58.4822 | 1244.5749 | 61.7759 | 1660.5221 | 89.6663 | 2080.3094 | 117.7113 | 2491.73 | 145.8665 | 2896.9813 | 174.175 | 3292.6144 | 202.6304 | 3666.9394 | 231.2352 | 4021.9565 | 259.95 | 4358.2967 | 288.8599 | 4695.0511 | 317.9034 | 5033.6951 | 347.097 | 5373.6063 | 376.4415 | 5711.8872 | 405.9376 | 6049.093 | 435.5856 | 6385.1244 | 465.3862 | 6752.8276 | 495.3395 | 6790.0064 | 499.7262 |  | 47.9887 | 10.3949 | 80.9926 | 11.7752 | 97.975 | 15.1668 | 114.0621 | 18.5978 | 130.9857 | 22.0732 | 167.9999 | 25.6268 | 248.9257 | 29.2594 | 332.1887 | 32.9632 | 414.6305 | 36.7523 | 511.0844 | 40.636 | 709.6438 | 44.596 | 1143.8423 | 72.6759 | 1577.2889 | 100.3156 | 2009.6587 | 128.1212 | 2434.1572 | 156.0562 | 2847.4663 | 184.1316 | 3262.1127 | 212.409 | 3676.7951 | 240.8278 | 4088.7123 | 269.312 | 4495.5263 | 297.956 | 4875.2059 | 326.746 | 5215.0432 | 355.6858 | 5556.1028 | 384.7164 | 5896.3972 | 413.9651 | 6237.7223 | 443.3398 | 6776.5602 | 472.8649 | 6802.3369 | 477.2288 | 6830.3976 | 481.595 | 6850.5843 | 485.9636 | 6882.9095 | 490.3353 | 6918.9969 | 494.7099 | 6952.9935 | 499.0877
Petteril Bank |  | 79.478 | 8.3713 | 128.8773 | 9.4157 | 148.52 | 12.0361 | 168.0833 | 14.6764 | 189.9381 | 17.3313 | 230.2991 | 20.0273 | 307.2614 | 22.7378 | 388.4801 | 25.5044 | 468.0118 | 28.2858 | 573.3722 | 31.1374 | 730.5421 | 34.0025 | 912.1657 | 36.8032 | 1092.3033 | 39.1232 | 1270.4006 | 41.4177 | 1433.7809 | 43.6507 | 1576.2255 | 45.8918 | 1721.9215 | 66.2365 | 1872.5871 | 86.4648 | 1989.4636 | 106.6794 | 2097.1005 | 126.7121 | 2194.2633 | 146.6375 | 2272.0368 | 166.4577 | 2358.5717 | 186.3158 | 2451.9558 | 205.9496 | 2545.3972 | 225.5272 | 2632.6986 | 245.0122 | 2696.9312 | 264.4054 | 2760.4247 | 283.7079 | 2823.1183 | 302.9204 | 2886.3638 | 322.044 | 2951.7719 | 341.0791 | 3015.1091 | 342.4041 |  | 79.478 | 8.3713 | 82.505 | 9.4157 | 86.257 | 10.7326 | 88.8865 | 12.0967 | 91.9661 | 13.5104 | 113.549 | 14.7986 | 191.198 | 15.7265 | 272.668 | 17.2794 | 352.0165 | 18.8604 | 457.0096 | 20.4826 | 609.3396 | 22.1262 | 773.3024 | 23.9728 | 935.8184 | 25.2037 | 1096.269 | 26.4218 | 1241.9932 | 27.6043 | 1370.5208 | 28.7955 | 1508.4519 | 29.9531 | 1644.9747 | 31.0928 | 1781.8066 | 32.2475 | 1915.0995 | 33.3615 | 2023.01 | 34.462 | 2066.1544 | 35.5496 | 2109.8499 | 36.6526 | 2152.215 | 37.7174 | 2193.2993 | 38.7782 | 2266.541 | 39.8282 | 2339.5085 | 40.8675 | 2410.4343 | 41.8965 | 2479.3518 | 42.9154 | 2547.6984 | 43.9249 | 2609.3407 | 44.9249 | 2644.9937 | 45.916 |  | 79.478 | 8.3713 | 128.8773 | 9.4157 | 148.52 | 10.8991 | 168.0833 | 12.4316 | 189.9381 | 14.0168 | 230.2991 | 15.5164 | 307.2614 | 16.7389 | 388.4801 | 18.4749 | 468.0118 | 20.2422 | 573.3722 | 22.0561 | 730.5421 | 23.8949 | 912.1657 | 25.9087 | 1092.3033 | 27.591 | 1270.4006 | 29.2608 | 1433.7809 | 30.8922 | 1576.2255 | 32.5342 | 1721.9215 | 34.1396 | 1872.5871 | 35.7257 | 1989.4636 | 37.3302 | 2097.1005 | 38.889 | 2194.2633 | 40.4328 | 2272.0368 | 41.9625 | 2358.5717 | 43.5115 | 2451.9558 | 45.0161 | 2545.3972 | 46.5171 | 2632.6986 | 48.0057 | 2696.9312 | 49.4825 | 2760.4247 | 50.9477 | 2823.1183 | 52.4016 | 2886.3638 | 53.8444 | 2951.7719 | 55.2766 | 3015.1091 | 56.6982 |  | 79.478 | 8.3713 | 154.6555 | 9.4157 | 193.3792 | 12.0361 | 229.5025 | 14.6764 | 267.6211 | 17.3313 | 325.5853 | 20.0273 | 404.1951 | 22.7378 | 490.6532 | 25.5044 | 588.2812 | 28.2858 | 711.9577 | 31.1374 | 883.4811 | 34.0025 | 1066.8482 | 36.8032 | 1249.1516 | 39.1232 | 1429.7533 | 41.4177 | 1596.3037 | 43.6507 | 1882.8683 | 45.8918 | 2589.7069 | 66.2365 | 3273.6413 | 86.4648 | 3957.933 | 106.6794 | 4637.4008 | 126.7121 | 5302.3293 | 146.6375 | 5936.1894 | 166.4577 | 6574.0713 | 186.3158 | 7188.9702 | 205.9496 | 7802.7141 | 225.5272 | 8416.8416 | 245.0122 | 9031.596 | 264.4054 | 9642.5332 | 283.7079 | 10250.4702 | 302.9204 | 10855.7514 | 322.044 | 11280.2065 | 341.0791 | 11339.4884 | 342.4041 |  | 79.478 | 8.3713 | 154.6555 | 9.4157 | 193.3792 | 12.0361 | 229.5025 | 14.6764 | 267.6211 | 17.3313 | 329.8808 | 20.0274 | 425.6549 | 22.738 | 524.9658 | 25.5049 | 622.5939 | 28.2865 | 746.2704 | 31.1385 | 1059.2701 | 34.0041 | 1808.221 | 55.1404 | 2555.3655 | 75.7332 | 3300.1242 | 96.2437 | 4029.8032 | 116.5792 | 4738.0642 | 136.9146 | 5445.0615 | 157.0638 | 6130.2811 | 177.088 | 6816.041 | 197.1812 | 7500.0589 | 217.0151 | 8172.1938 | 236.7416 | 8794.4986 | 256.3638 | 9418.8496 | 276.0928 | 10041.2601 | 295.532 | 10663.6625 | 314.9333 | 11061.272 | 334.2423 | 11117.8985 | 335.6567 | 11175.2283 | 337.0522 | 11229.2679 | 338.4292 | 11287.9307 | 339.7886 | 11348.0297 | 341.1308 | 11407.0152 | 342.4562
Phillips Lane |  | 12.4238 | 6.1747 | 17.8486 | 6.9399 | 20.2712 | 8.873 | 22.5155 | 10.7973 | 25.0491 | 12.727 | 29.3202 | 14.6808 | 37.3458 | 16.6362 | 45.8262 | 18.6298 | 54.13 | 20.6249 | 65.122 | 22.6443 | 82.2293 | 24.6864 | 104.0856 | 26.6464 | 125.8012 | 28.2804 | 147.2924 | 29.8912 | 167.1683 | 31.4819 | 184.8431 | 33.0467 | 202.805 | 47.6142 | 221.1981 | 62.1869 | 239.1618 | 76.6102 | 257.2558 | 90.9441 | 274.0673 | 105.1861 | 285.7719 | 119.3385 | 298.6964 | 133.5311 | 311.9498 | 147.4707 | 325.3105 | 161.3908 | 337.4779 | 175.2294 | 344.9939 | 188.9878 | 352.3481 | 202.6672 | 359.5216 | 216.2683 | 366.7935 | 229.7926 | 374.4987 | 243.2406 | 381.7508 | 244.0525 |  | 12.4238 | 6.1747 | 12.9679 | 6.9399 | 13.655 | 7.912 | 14.0813 | 8.9029 | 14.5906 | 9.9283 | 17.0138 | 10.8585 | 25.1811 | 11.5202 | 33.7144 | 12.6392 | 42.0003 | 13.773 | 52.9395 | 14.9197 | 68.7961 | 16.0909 | 85.8821 | 17.3868 | 102.7764 | 18.2506 | 119.4721 | 19.1028 | 134.5356 | 19.9451 | 148.6259 | 20.7739 | 166.393 | 21.5719 | 184.2954 | 22.4045 | 202.934 | 23.2019 | 221.5462 | 23.9899 | 237.8337 | 24.7677 | 248.259 | 25.5355 | 258.8513 | 26.3193 | 269.1249 | 27.0598 | 279.6944 | 27.8039 | 293.2994 | 28.5397 | 306.8154 | 29.2671 | 319.9047 | 29.9865 | 332.5518 | 30.6982 | 345.0287 | 31.4025 | 356.1301 | 32.0995 | 362.1359 | 32.7896 |  | 12.4238 | 6.1747 | 17.8486 | 6.9399 | 20.2712 | 8.0348 | 22.5155 | 9.1459 | 25.0491 | 10.293 | 29.3202 | 11.3741 | 37.3458 | 12.2471 | 45.8262 | 13.4951 | 54.13 | 14.7598 | 65.122 | 16.0401 | 82.2293 | 17.3481 | 104.0856 | 18.7586 | 125.8012 | 19.9442 | 147.2924 | 21.1175 | 167.1683 | 22.2802 | 184.8431 | 23.4279 | 202.805 | 24.5413 | 221.1981 | 25.6945 | 239.1618 | 26.8081 | 257.2558 | 27.9115 | 274.0673 | 29.0033 | 285.7719 | 30.0841 | 298.6964 | 31.1843 | 311.9498 | 32.2339 | 325.3105 | 33.2884 | 337.4779 | 34.3331 | 344.9939 | 35.3684 | 352.3481 | 36.3946 | 359.5216 | 37.4118 | 366.7935 | 38.4204 | 374.4987 | 39.4205 | 381.7508 | 40.4123 |  | 12.4238 | 6.1747 | 20.6736 | 6.9399 | 25.4448 | 8.873 | 29.5075 | 10.7973 | 33.88 | 12.727 | 40.3789 | 14.6808 | 48.7381 | 16.6362 | 58.5631 | 18.6298 | 71.7706 | 20.6249 | 87.7002 | 22.6443 | 108.6012 | 24.6864 | 130.7501 | 26.6464 | 152.8863 | 28.2804 | 174.8373 | 29.8912 | 195.3622 | 31.4819 | 262.9658 | 33.0467 | 478.474 | 47.6142 | 697.9173 | 62.1869 | 919.5863 | 76.6102 | 1140.5931 | 90.9441 | 1357.1133 | 105.1861 | 1563.1492 | 119.3385 | 1771.1935 | 133.5311 | 1970.9095 | 147.4707 | 2170.0611 | 161.3908 | 2369.154 | 175.2294 | 2568.3021 | 188.9878 | 2765.9785 | 202.6672 | 2962.5299 | 216.2683 | 3158.0715 | 229.7926 | 3274.2815 | 243.2406 | 3278.809 | 244.0525 |  | 12.4238 | 6.1747 | 20.6736 | 6.9399 | 25.4448 | 8.873 | 29.5075 | 10.7973 | 33.88 | 12.727 | 41.5631 | 14.6805 | 54.6562 | 16.6353 | 68.0289 | 18.628 | 81.2364 | 20.6217 | 97.166 | 22.6394 | 167.5366 | 24.6793 | 387.4953 | 39.9062 | 607.1951 | 54.7166 | 826.5288 | 69.4194 | 1044.1128 | 84.0261 | 1259.3257 | 98.5242 | 1475.0583 | 112.8218 | 1695.7841 | 127.2644 | 1917.5584 | 141.4857 | 2140.2059 | 155.6224 | 2360.3582 | 169.6682 | 2563.4645 | 183.6257 | 2766.7069 | 197.6867 | 2968.9953 | 211.4121 | 3171.1271 | 225.1494 | 3254.0345 | 238.8065 | 3258.4629 | 239.6724 | 3262.9101 | 240.5266 | 3267.2581 | 241.3693 | 3271.7434 | 242.2009 | 3276.2679 | 243.0215 | 3280.7644 | 243.8316
Piccadilly |  | 2.6011 | 10.0663 | 2.741 | 11.3924 | 2.8687 | 14.6478 | 2.9706 | 17.98 | 3.094 | 21.362 | 3.3412 | 24.8371 | 3.905 | 28.4049 | 4.5087 | 32.0618 | 5.1046 | 35.8115 | 5.8855 | 39.6495 | 6.9994 | 43.5843 | 8.2102 | 47.4827 | 9.423 | 50.803 | 10.6266 | 54.1011 | 11.7176 | 57.3864 | 12.6848 | 60.6445 | 13.691 | 88.0587 | 14.7372 | 115.6048 | 16.4692 | 143.2834 | 18.0173 | 171.1454 | 19.0209 | 199.1317 | 19.7486 | 227.2662 | 21.9582 | 255.4677 | 25.5785 | 283.9307 | 29.2089 | 312.4932 | 32.2977 | 341.1989 | 33.235 | 370.0472 | 34.0655 | 399.0378 | 34.7836 | 428.1697 | 35.5094 | 457.4427 | 36.3875 | 486.8559 | 37.0369 | 491.1315 |  | 2.6011 | 10.0663 | 2.6865 | 11.3924 | 2.786 | 13.0615 | 2.8544 | 14.8144 | 2.9337 | 16.6413 | 3.1282 | 18.3356 | 3.6577 | 19.624 | 4.2264 | 21.6941 | 4.7857 | 23.8448 | 5.5214 | 26.0429 | 6.5738 | 28.317 | 7.712 | 30.8797 | 8.842 | 32.6745 | 9.9652 | 34.4556 | 10.9753 | 36.2294 | 11.9049 | 37.9874 | 13.2359 | 39.7526 | 14.8117 | 41.4992 | 15.8397 | 43.2364 | 16.7481 | 44.9807 | 17.6621 | 46.7161 | 18.6797 | 48.45 | 19.6612 | 50.167 | 20.5648 | 51.9063 | 21.3075 | 53.6359 | 28.1839 | 55.3653 | 35.2595 | 57.0943 | 42.3281 | 58.8233 | 49.3428 | 60.5525 | 56.3999 | 62.2825 | 62.8513 | 64.0131 | 66.6826 | 65.745 |  | 2.6011 | 10.0663 | 2.741 | 11.3924 | 2.8687 | 13.2641 | 2.9706 | 15.23 | 3.094 | 17.2766 | 3.3412 | 19.2428 | 3.905 | 20.9108 | 4.5087 | 23.2249 | 5.1046 | 25.6278 | 5.8855 | 28.0857 | 6.9994 | 30.6284 | 8.2102 | 33.427 | 9.423 | 35.828 | 10.6266 | 38.2214 | 11.7176 | 40.6131 | 12.6848 | 42.9929 | 13.691 | 45.3873 | 14.7372 | 47.7659 | 16.4692 | 50.139 | 18.0173 | 52.5259 | 19.0209 | 54.9072 | 19.7486 | 57.2917 | 21.9582 | 59.6609 | 25.5785 | 62.0611 | 29.2089 | 64.4547 | 32.2977 | 66.8518 | 33.235 | 69.253 | 34.0655 | 71.6584 | 34.7836 | 74.0682 | 35.5094 | 76.4825 | 36.3875 | 78.9017 | 37.0369 | 81.3258 |  | 2.6011 | 10.0663 | 2.7885 | 11.3924 | 2.9729 | 14.6478 | 3.1288 | 17.98 | 3.3216 | 21.362 | 3.6516 | 24.8371 | 4.2823 | 28.4049 | 4.9711 | 32.0618 | 5.678 | 35.8115 | 6.5971 | 39.6495 | 7.8427 | 43.5843 | 9.1838 | 47.4827 | 10.6337 | 50.803 | 12.1044 | 54.1011 | 13.5005 | 57.3864 | 20.7555 | 60.6445 | 46.0679 | 88.0587 | 72.7246 | 115.6048 | 99.27 | 143.2834 | 125.602 | 171.1454 | 151.4004 | 199.1317 | 175.8764 | 227.2662 | 201.0251 | 255.4677 | 225.2001 | 283.9307 | 249.3325 | 312.4932 | 273.5607 | 341.1989 | 297.8329 | 370.0472 | 321.8392 | 399.0378 | 345.6896 | 428.1697 | 369.3908 | 457.4427 | 389.2878 | 486.8559 | 389.5023 | 491.1315 |  | 2.6011 | 10.0663 | 2.7885 | 11.3924 | 2.9729 | 14.6478 | 3.1288 | 17.98 | 3.3216 | 21.362 | 3.6544 | 24.8376 | 4.2959 | 28.4067 | 4.9928 | 32.0657 | 5.6997 | 35.8184 | 6.6188 | 39.6603 | 13.8872 | 43.6 | 39.3306 | 71.1692 | 64.7897 | 98.3886 | 90.2202 | 125.7837 | 115.5122 | 153.3539 | 140.6482 | 181.0445 | 165.961 | 208.9536 | 192.6695 | 236.9419 | 219.3244 | 265.0407 | 245.8419 | 293.3476 | 272.4823 | 321.7569 | 297.1524 | 350.3128 | 321.8041 | 378.8954 | 346.3105 | 407.7954 | 370.8203 | 436.771 | 398.2429 | 465.8877 | 397.6273 | 470.2052 | 397.1521 | 474.5145 | 396.3727 | 478.8161 | 396.1544 | 483.1112 | 396.1151 | 487.3999 | 396.0351 | 491.683
Pimbo |  | 49.4408 | 5.1369 | 71.762 | 5.7723 | 81.7602 | 7.3784 | 90.5079 | 9.0276 | 100.313 | 10.6923 | 118.0061 | 12.39 | 152.0555 | 14.1166 | 188.0113 | 15.8734 | 223.1841 | 17.6619 | 269.7958 | 19.4857 | 339.5082 | 21.3433 | 420.5681 | 23.1692 | 500.9873 | 24.7006 | 580.4151 | 26.223 | 652.9343 | 27.7146 | 715.9802 | 29.1916 | 780.1708 | 42.2475 | 846.1373 | 55.2977 | 901.3941 | 68.3434 | 952.2287 | 81.3887 | 997.2433 | 94.4292 | 1032.8656 | 107.3728 | 1075.7953 | 120.373 | 1123.533 | 133.3722 | 1171.1402 | 146.3415 | 1214.7388 | 159.2974 | 1243.85 | 172.2398 | 1272.567 | 185.1683 | 1300.8588 | 198.0824 | 1329.5784 | 210.9821 | 1359.7225 | 223.867 | 1388.657 | 225.1491 |  | 49.4408 | 5.1369 | 51.6528 | 5.7723 | 54.4756 | 6.5794 | 55.8485 | 7.4344 | 57.4516 | 8.3216 | 67.1859 | 9.1348 | 101.6454 | 9.7372 | 137.7644 | 10.721 | 172.8544 | 11.7366 | 219.2794 | 12.7717 | 286.6688 | 13.8363 | 359.2564 | 15.0338 | 431.1111 | 15.8499 | 502.04 | 16.6617 | 566.0307 | 17.4555 | 622.6773 | 18.2416 | 685.3865 | 19.0258 | 747.7558 | 19.8021 | 809.7273 | 20.5724 | 869.8289 | 21.338 | 919.1526 | 22.0983 | 941.3978 | 22.8337 | 963.8359 | 23.5794 | 985.5582 | 24.3217 | 1007.3993 | 25.0556 | 1055.7933 | 25.7847 | 1103.582 | 26.5091 | 1149.5803 | 27.2289 | 1193.8601 | 27.9444 | 1237.4052 | 28.6557 | 1276.1439 | 29.3629 | 1297.4688 | 30.0663 |  | 49.4408 | 5.1369 | 71.762 | 5.7723 | 81.7602 | 6.6814 | 90.5079 | 7.6468 | 100.313 | 8.6475 | 118.0061 | 9.5993 | 152.0555 | 10.3922 | 188.0113 | 11.4984 | 223.1841 | 12.6394 | 269.7958 | 13.8027 | 339.5082 | 14.9988 | 420.5681 | 16.3107 | 500.9873 | 17.4197 | 580.4151 | 18.526 | 652.9343 | 19.614 | 715.9802 | 20.6948 | 780.1708 | 21.7752 | 846.1373 | 22.848 | 901.3941 | 23.9153 | 952.2287 | 24.9789 | 997.2433 | 26.0372 | 1032.8656 | 27.0677 | 1075.7953 | 28.1114 | 1123.533 | 29.1523 | 1171.1402 | 30.1843 | 1214.7388 | 31.2115 | 1243.85 | 32.234 | 1272.567 | 33.2521 | 1300.8588 | 34.2659 | 1329.5784 | 35.2753 | 1359.7225 | 36.2807 | 1388.657 | 37.2821 |  | 49.4408 | 5.1369 | 83.4788 | 5.7723 | 103.311 | 7.3784 | 119.3414 | 9.0276 | 136.358 | 10.6923 | 162.2188 | 12.39 | 197.1709 | 14.1166 | 235.6289 | 15.8734 | 279.5842 | 17.6619 | 335.0795 | 19.4857 | 411.7817 | 21.3433 | 493.7476 | 23.1692 | 575.2535 | 24.7006 | 655.9408 | 26.223 | 730.1391 | 27.7146 | 884.5746 | 29.1916 | 1306.7995 | 42.2475 | 1724.0412 | 55.2977 | 2144.5106 | 68.3434 | 2562.4088 | 81.3887 | 2971.7252 | 94.4292 | 3362.0943 | 107.3728 | 3757.4688 | 120.373 | 4138.0656 | 133.3722 | 4518.0881 | 146.3415 | 4898.4751 | 159.2974 | 5279.4082 | 172.2398 | 5658.1908 | 185.1683 | 6035.297 | 198.0824 | 6410.9256 | 210.9821 | 6678.233 | 223.867 | 6706.8714 | 225.1491 |  | 49.4408 | 5.1369 | 83.4788 | 5.7723 | 103.311 | 7.3784 | 119.3414 | 9.0276 | 136.358 | 10.6923 | 164.3069 | 12.3907 | 207.6077 | 14.1186 | 252.3234 | 15.8778 | 296.2787 | 17.6694 | 351.774 | 19.4975 | 518.4464 | 21.3604 | 960.0781 | 34.7462 | 1400.89 | 47.8683 | 1840.5283 | 61.0132 | 2273.0863 | 74.1232 | 2695.8947 | 87.2249 | 3118.1812 | 100.345 | 3536.5432 | 113.4525 | 3957.9024 | 126.5541 | 4378.6331 | 139.6572 | 4794.8223 | 152.7537 | 5180.1312 | 165.7022 | 5566.5969 | 178.7467 | 5951.8817 | 191.7927 | 6337.3273 | 204.7987 | 6595.4546 | 217.7896 | 6622.3666 | 219.142 | 6649.9099 | 220.4803 | 6674.8606 | 221.8051 | 6703.5393 | 223.1171 | 6733.4648 | 224.4167 | 6762.3888 | 225.7044
Portwood |  | 15.8274 | 19.8559 | 18.62 | 22.4058 | 20.2344 | 28.7606 | 21.4412 | 35.1365 | 22.8301 | 41.5605 | 25.5236 | 48.1115 | 31.4067 | 54.7596 | 37.6352 | 61.5277 | 43.7301 | 68.4015 | 51.7678 | 75.4168 | 66.7831 | 82.5693 | 92.9576 | 89.5793 | 119.0386 | 95.4225 | 144.9329 | 101.2314 | 169.5665 | 106.9812 | 192.6307 | 112.7193 | 215.8981 | 163.1995 | 239.446 | 213.6463 | 275.0358 | 264.1951 | 313.1809 | 314.7187 | 346.7418 | 365.2764 | 366.4557 | 416.0066 | 385.648 | 466.7419 | 401.2374 | 517.4974 | 416.8104 | 568.3461 | 430.3744 | 619.2644 | 436.4483 | 670.2557 | 442.2486 | 721.3236 | 447.7584 | 772.4707 | 453.4114 | 823.7002 | 459.7195 | 875.0142 | 465.3278 | 881.0688 |  | 15.8274 | 19.8559 | 16.4677 | 22.4058 | 17.2507 | 25.6459 | 17.6023 | 28.9858 | 18.0133 | 32.4506 | 19.7264 | 35.6302 | 25.5904 | 37.9782 | 31.7745 | 41.8164 | 37.702 | 45.7662 | 45.5396 | 49.793 | 56.8948 | 53.9364 | 69.2021 | 58.5805 | 81.4152 | 61.7207 | 93.4657 | 64.8449 | 104.2525 | 67.9371 | 117.1572 | 71.0276 | 143.4259 | 74.1179 | 172.5113 | 77.1603 | 200.4314 | 80.211 | 229.1149 | 83.2253 | 258.3576 | 86.225 | 288.4164 | 89.2389 | 318.8998 | 92.2277 | 348.649 | 95.1969 | 380.0362 | 98.1606 | 405.659 | 101.115 | 431.4216 | 104.0599 | 456.616 | 106.9964 | 481.2833 | 109.9251 | 505.8796 | 112.847 | 528.2017 | 115.7624 | 541.3545 | 118.6722 |  | 15.8274 | 19.8559 | 18.62 | 22.4058 | 20.2344 | 26.0437 | 21.4412 | 29.7624 | 22.8301 | 33.6122 | 25.5236 | 37.2749 | 31.4067 | 40.3124 | 37.6352 | 44.5694 | 43.7301 | 48.9503 | 51.7678 | 53.4214 | 66.7831 | 58.0247 | 92.9576 | 63.0622 | 119.0386 | 67.2951 | 144.9329 | 71.518 | 169.5665 | 75.7121 | 192.6307 | 79.9103 | 215.8981 | 84.1164 | 239.446 | 88.2749 | 275.0358 | 92.4495 | 313.1809 | 96.5897 | 346.7418 | 100.7187 | 366.4557 | 104.8715 | 385.648 | 109.001 | 401.2374 | 113.1138 | 416.8104 | 117.2268 | 430.3744 | 121.3337 | 436.4483 | 125.4358 | 442.2486 | 129.5339 | 447.7584 | 133.6281 | 453.4114 | 137.7193 | 459.7195 | 141.8082 | 465.3278 | 145.895 |  | 15.8274 | 19.8559 | 20.019 | 22.4058 | 23.0121 | 28.7606 | 25.1345 | 35.1365 | 27.4967 | 41.5605 | 31.3552 | 48.1115 | 37.5445 | 54.7596 | 47.4874 | 61.5277 | 67.6677 | 68.4015 | 89.8746 | 75.4168 | 115.7209 | 82.5693 | 142.5249 | 89.5793 | 169.3988 | 95.4225 | 196.2183 | 101.2314 | 221.9644 | 106.9812 | 283.6838 | 112.7193 | 458.6566 | 163.1995 | 641.7677 | 213.6463 | 824.2218 | 264.1951 | 1004.8717 | 314.7187 | 1181.439 | 365.2764 | 1348.5892 | 416.0066 | 1509.9022 | 466.7419 | 1662.8968 | 517.4974 | 1815.6537 | 568.3461 | 1968.6423 | 619.2644 | 2121.8768 | 670.2557 | 2274.1298 | 721.3236 | 2425.6277 | 772.4707 | 2576.4834 | 823.7002 | 2690.7136 | 875.0142 | 2696.204 | 881.0688 |  | 15.8274 | 19.8559 | 20.019 | 22.4058 | 23.0121 | 28.7606 | 25.1345 | 35.1365 | 27.4967 | 41.5605 | 34.7955 | 48.1092 | 54.7402 | 54.7525 | 74.9941 | 61.5127 | 95.1744 | 68.3753 | 117.3813 | 75.3758 | 180.7817 | 82.5098 | 357.7187 | 134.0819 | 534.5077 | 184.502 | 711.0452 | 234.9251 | 886.2631 | 285.3001 | 1059.8206 | 335.7537 | 1234.2477 | 386.327 | 1416.0932 | 436.7748 | 1598.2423 | 487.396 | 1779.6169 | 537.9363 | 1951.9139 | 588.5129 | 2107.1471 | 639.3367 | 2262.5372 | 690.1349 | 2417.2911 | 740.9379 | 2572.1164 | 791.8511 | 2698.7691 | 842.8381 | 2702.73 | 848.8782 | 2707.0896 | 854.9158 | 2710.0421 | 860.9505 | 2715.1258 | 866.9837 | 2720.9095 | 873.0149 | 2726.2269 | 879.0445
Poulton |  | 41.3375 | 12.2283 | 68.6414 | 13.7896 | 78.9308 | 17.6765 | 90.8554 | 21.5973 | 104.2789 | 25.5584 | 127.7917 | 29.5712 | 172.8271 | 33.6473 | 220.3986 | 37.8178 | 266.9652 | 42.0371 | 328.6211 | 46.297 | 422.4495 | 50.6689 | 536.3236 | 54.9213 | 649.3511 | 58.5147 | 761.2625 | 62.0372 | 864.8411 | 65.5314 | 956.4106 | 68.9984 | 1050.1205 | 99.7483 | 1147.0486 | 130.5132 | 1230.7796 | 161.1267 | 1310.6441 | 191.8515 | 1382.9339 | 222.367 | 1436.7462 | 252.8201 | 1491.9396 | 283.1686 | 1547.8777 | 313.6358 | 1604.0572 | 343.9781 | 1656.6288 | 374.274 | 1694.8506 | 404.5251 | 1732.5165 | 434.7328 | 1769.5898 | 464.8983 | 1806.9139 | 495.0231 | 1845.5048 | 525.1081 | 1882.7302 | 527.9806 |  | 41.3375 | 12.2283 | 42.6478 | 13.7896 | 44.203 | 15.7622 | 46.3485 | 17.8058 | 48.883 | 19.9334 | 62.2101 | 21.8653 | 108.0084 | 23.291 | 155.8505 | 25.6457 | 202.2558 | 28.0582 | 263.5699 | 30.488 | 352.458 | 33.009 | 448.219 | 35.8164 | 543.2623 | 37.741 | 637.1253 | 39.6239 | 722.6609 | 41.4927 | 800.2951 | 43.3483 | 891.0729 | 45.1646 | 983.3182 | 46.9925 | 1073.0981 | 48.7687 | 1161.2701 | 50.5771 | 1236.1811 | 52.3275 | 1277.0969 | 54.0639 | 1318.9686 | 55.7786 | 1360.0598 | 57.5142 | 1400.4227 | 59.2227 | 1447.3493 | 60.9202 | 1495.2773 | 62.6067 | 1542.9473 | 64.2828 | 1590.4152 | 65.949 | 1638.5256 | 67.606 | 1683.2203 | 69.2537 | 1711.491 | 70.893 |  | 41.3375 | 12.2283 | 68.6414 | 13.7896 | 78.9308 | 16.0067 | 90.8554 | 18.294 | 104.2789 | 20.6705 | 127.7917 | 22.9107 | 172.8271 | 24.7702 | 220.3986 | 27.3945 | 266.9652 | 30.0831 | 328.6211 | 32.7944 | 422.4495 | 35.6071 | 536.3236 | 38.6636 | 649.3511 | 41.2665 | 761.2625 | 43.8281 | 864.8411 | 46.3775 | 956.4106 | 48.9152 | 1050.1205 | 51.4123 | 1147.0486 | 53.9258 | 1230.7796 | 56.3829 | 1310.6441 | 58.8808 | 1382.9339 | 61.3139 | 1436.7462 | 63.7336 | 1491.9396 | 66.1301 | 1547.8777 | 68.554 | 1604.0572 | 70.9487 | 1656.6288 | 73.3323 | 1694.8506 | 75.7053 | 1732.5165 | 78.0684 | 1769.5898 | 80.4218 | 1806.9139 | 82.7658 | 1845.5048 | 85.101 | 1882.7302 | 87.4276 |  | 41.3375 | 12.2283 | 82.7847 | 13.7896 | 102.7779 | 17.6765 | 124.4461 | 21.5973 | 147.6363 | 25.5584 | 182.6102 | 29.5712 | 229.1943 | 33.6473 | 281.9362 | 37.8178 | 346.8948 | 42.0371 | 427.0769 | 46.297 | 535.2666 | 50.6689 | 650.4965 | 54.9213 | 765.1699 | 58.5147 | 878.8837 | 62.0372 | 984.8638 | 65.5314 | 1180.1722 | 68.9984 | 1679.2088 | 99.7483 | 2172.8676 | 130.5132 | 2662.8788 | 161.1267 | 3149.0649 | 191.8515 | 3624.8213 | 222.367 | 4078.9489 | 252.8201 | 4531.9193 | 283.1686 | 4968.2116 | 313.6358 | 5404.1631 | 343.9781 | 5840.9093 | 374.274 | 6278.5838 | 404.5251 | 6714.0281 | 434.7328 | 7147.8988 | 464.8983 | 7580.2039 | 495.0231 | 7945.8885 | 525.1081 | 7986.6671 | 527.9806 |  | 41.3375 | 12.2283 | 82.7847 | 13.7896 | 102.7779 | 17.6765 | 124.4461 | 21.5973 | 147.6363 | 25.5584 | 187.0286 | 29.5709 | 251.2663 | 33.6462 | 317.2255 | 37.8155 | 382.1841 | 42.033 | 462.3662 | 46.2907 | 672.1531 | 50.6598 | 1193.5366 | 82.2623 | 1713.893 | 113.232 | 2232.9262 | 144.102 | 2743.4331 | 174.9411 | 3241.7247 | 205.7547 | 3740.7921 | 236.41 | 4234.7171 | 267.1607 | 4725.66 | 297.6522 | 5215.0652 | 328.385 | 5691.9402 | 358.7873 | 6132.801 | 389.1287 | 6575.5627 | 419.3458 | 7017.2643 | 449.7642 | 7459.462 | 480.0215 | 7853.7355 | 510.2335 | 7891.1859 | 513.1826 | 7929.7656 | 516.1146 | 7963.5579 | 519.0298 | 8004.1924 | 521.9294 | 8047.0775 | 524.8136 | 8088.1655 | 527.683
Poynton |  | 36.0804 | 7.0049 | 65.8121 | 7.8912 | 76.7291 | 10.1125 | 89.221 | 12.3985 | 103.2017 | 14.7064 | 128.0573 | 17.0659 | 174.8521 | 19.4714 | 224.2669 | 21.9191 | 272.6294 | 24.4091 | 336.7324 | 26.9515 | 432.5216 | 29.5517 | 543.6189 | 32.0964 | 653.8177 | 34.2265 | 762.8703 | 36.3447 | 863.3194 | 38.4638 | 951.1983 | 40.5574 | 1041.2947 | 58.7448 | 1134.7664 | 76.9532 | 1204.4719 | 95.1841 | 1269.0348 | 113.4426 | 1328.8908 | 131.7223 | 1376.4524 | 150.0227 | 1427.5812 | 168.3586 | 1480.013 | 186.6881 | 1532.6805 | 205.0444 | 1582.6807 | 223.4168 | 1621.6298 | 241.8045 | 1660.1755 | 260.2069 | 1698.2973 | 278.623 | 1736.6499 | 297.0525 | 1776.0304 | 315.4945 | 1814.4105 | 317.6024 |  | 36.0804 | 7.0049 | 37.2146 | 7.8912 | 38.5741 | 9.0173 | 40.4717 | 10.2087 | 42.6891 | 11.4424 | 56.2134 | 12.5774 | 103.7177 | 13.4245 | 153.3934 | 14.7964 | 201.7 | 16.2108 | 265.58 | 17.6541 | 358.2486 | 19.1453 | 458.0054 | 20.8127 | 556.986 | 21.9478 | 654.7449 | 23.0772 | 743.9127 | 24.2089 | 822.696 | 25.3263 | 906.6578 | 26.4366 | 989.6689 | 27.5374 | 1073.1116 | 28.6314 | 1154.7118 | 29.7205 | 1220.5827 | 30.8034 | 1246.2408 | 31.8806 | 1272.611 | 32.9554 | 1298.5002 | 34.0199 | 1325.0934 | 35.0811 | 1361.2831 | 36.1375 | 1398.6536 | 37.189 | 1436.2519 | 38.236 | 1474.1001 | 39.2786 | 1512.8892 | 40.3172 | 1549.3795 | 41.3518 | 1572.9907 | 42.3827 |  | 36.0804 | 7.0049 | 65.8121 | 7.8912 | 76.7291 | 9.1572 | 89.221 | 10.5021 | 103.2017 | 11.8939 | 128.0573 | 13.2221 | 174.8521 | 14.3343 | 224.2669 | 15.8778 | 272.6294 | 17.4679 | 336.7324 | 19.0911 | 432.5216 | 20.7671 | 543.6189 | 22.5953 | 653.8177 | 24.1376 | 762.8703 | 25.6768 | 863.3194 | 27.2214 | 951.1983 | 28.7525 | 1041.2947 | 30.2783 | 1134.7664 | 31.7957 | 1204.4719 | 33.3077 | 1269.0348 | 34.8165 | 1328.8908 | 36.3202 | 1376.4524 | 37.8194 | 1427.5812 | 39.3178 | 1480.013 | 40.806 | 1532.6805 | 42.2924 | 1582.6807 | 43.7745 | 1621.6298 | 45.2528 | 1660.1755 | 46.7274 | 1698.2973 | 48.1984 | 1736.6499 | 49.666 | 1776.0304 | 51.1303 | 1814.4105 | 52.5914 |  | 36.0804 | 7.0049 | 81.2605 | 7.8912 | 102.6493 | 10.1125 | 125.5544 | 12.3985 | 149.806 | 14.7064 | 186.2494 | 17.0659 | 234.2976 | 19.4714 | 287.0157 | 21.9191 | 346.8789 | 24.4091 | 422.6024 | 26.9515 | 527.4889 | 29.5517 | 639.6844 | 32.0964 | 751.2298 | 34.2265 | 861.8445 | 36.3447 | 964.2875 | 38.4638 | 1128.0187 | 40.5574 | 1511.9941 | 58.7448 | 1880.1981 | 76.9532 | 2246.2025 | 95.1841 | 2609.9716 | 113.4426 | 2966.2246 | 131.7223 | 3307.2498 | 150.0227 | 3650.4554 | 168.3586 | 3981.7114 | 186.6881 | 4313.2811 | 205.0444 | 4646.1061 | 223.4168 | 4980.2107 | 241.8045 | 5313.2556 | 260.2069 | 5645.6508 | 278.623 | 5977.4685 | 297.0525 | 6323.0425 | 315.4945 | 6370.5725 | 317.6024 |  | 36.0804 | 7.0049 | 81.2605 | 7.8912 | 102.6493 | 10.1125 | 125.5544 | 12.3985 | 149.806 | 14.7064 | 188.9889 | 17.067 | 247.9886 | 19.4747 | 308.913 | 21.9261 | 368.7763 | 24.4212 | 444.4998 | 26.9704 | 623.3098 | 29.5792 | 1031.0303 | 48.1419 | 1437.7905 | 66.3414 | 1843.3465 | 84.5819 | 2240.2385 | 102.8968 | 2624.529 | 121.2179 | 3008.5952 | 139.5677 | 3377.3376 | 157.929 | 3743.8828 | 176.3104 | 4110.002 | 194.7219 | 4469.0768 | 213.1519 | 4802.2364 | 231.6005 | 5137.6068 | 250.09 | 5472.8358 | 268.5582 | 5808.9949 | 287.0553 | 6234.3504 | 305.5656 | 6277.7165 | 307.7646 | 6322.6309 | 309.9458 | 6361.1301 | 312.11 | 6408.8289 | 314.2582 | 6459.6044 | 316.3909 | 6507.8896 | 318.5088
Preesall |  | 40.1862 | 10.049 | 59.2063 | 11.3327 | 66.9501 | 14.5253 | 74.1234 | 17.7428 | 82.2717 | 20.9921 | 97.844 | 24.2834 | 126.5872 | 27.6256 | 156.9129 | 31.0499 | 186.7197 | 34.5084 | 226.0159 | 38.0003 | 298.1711 | 41.5867 | 420.459 | 45.0714 | 542.239 | 48.0183 | 663.2519 | 50.903 | 778.7317 | 53.7696 | 886.6368 | 56.6081 | 995.7981 | 81.8212 | 1106.7733 | 107.0568 | 1252.1986 | 132.1584 | 1414.9802 | 157.3434 | 1567.9803 | 182.3571 | 1655.4358 | 207.3166 | 1721.5742 | 232.1872 | 1769.4934 | 257.1487 | 1817.6199 | 282.0062 | 1861.367 | 306.8225 | 1887.3446 | 331.5991 | 1912.5609 | 356.3372 | 1936.9785 | 381.0378 | 1961.6021 | 405.7023 | 1987.6667 | 430.3314 | 2011.9824 | 432.6584 |  | 40.1862 | 10.049 | 41.5334 | 11.3327 | 43.1618 | 12.9522 | 43.9974 | 14.6286 | 45.0631 | 16.3734 | 52.8716 | 17.9574 | 81.2339 | 19.1254 | 111.2438 | 21.0595 | 140.6234 | 23.037 | 179.4936 | 25.0291 | 235.8024 | 27.0975 | 296.502 | 29.3987 | 356.6221 | 30.9772 | 416.1156 | 32.519 | 470.1431 | 34.0526 | 532.2318 | 35.5717 | 644.2094 | 37.0555 | 762.4052 | 38.5552 | 892.2573 | 40.0096 | 1028.5208 | 41.489 | 1161.6086 | 42.9218 | 1283.3968 | 44.3432 | 1406.992 | 45.7465 | 1526.8772 | 47.1662 | 1642.9348 | 48.5638 | 1691.1673 | 49.9524 | 1740.1022 | 51.3317 | 1788.4063 | 52.7025 | 1835.984 | 54.0649 | 1883.7074 | 55.4196 | 1927.2298 | 56.7667 | 1952.6187 | 58.1068 |  | 40.1862 | 10.049 | 59.2063 | 11.3327 | 66.9501 | 13.1532 | 74.1234 | 15.029 | 82.2717 | 16.9775 | 97.844 | 18.8138 | 126.5872 | 20.3372 | 156.9129 | 22.492 | 186.7197 | 24.6953 | 226.0159 | 26.9175 | 298.1711 | 29.2246 | 420.459 | 31.7294 | 542.239 | 33.8641 | 663.2519 | 35.962 | 778.7317 | 38.0535 | 886.6368 | 40.1313 | 995.7981 | 42.1723 | 1106.7733 | 44.234 | 1252.1986 | 46.246 | 1414.9802 | 48.2899 | 1567.9803 | 50.2818 | 1655.4358 | 52.2626 | 1721.5742 | 54.2241 | 1769.4934 | 56.2072 | 1817.6199 | 58.1664 | 1861.367 | 60.1164 | 1887.3446 | 62.0575 | 1912.5609 | 63.9903 | 1936.9785 | 65.9149 | 1961.6021 | 67.8318 | 1987.6667 | 69.7412 | 2011.9824 | 71.6433 |  | 40.1862 | 10.049 | 69.0362 | 11.3327 | 84.1249 | 14.5253 | 97.4461 | 17.7428 | 111.6648 | 20.9921 | 133.2012 | 24.2834 | 162.8142 | 27.6256 | 209.5631 | 31.0499 | 301.5825 | 34.5084 | 403.3295 | 38.0003 | 522.8585 | 41.5867 | 646.7784 | 45.0714 | 770.7239 | 48.0183 | 894.2702 | 50.903 | 1012.6768 | 53.7696 | 1179.3423 | 56.6081 | 1513.9673 | 81.8212 | 1849.7075 | 107.0568 | 2185.1993 | 132.1584 | 2516.9059 | 157.3434 | 2838.8934 | 182.3571 | 3140.6551 | 207.3166 | 3397.7464 | 232.1872 | 3640.5457 | 257.1487 | 3883.0228 | 282.0062 | 4126.097 | 306.8225 | 4369.6368 | 331.5991 | 4611.2427 | 356.3372 | 4851.3802 | 381.0378 | 5090.1445 | 405.7023 | 5286.6369 | 430.3314 | 5307.2468 | 432.6584 |  | 40.1862 | 10.049 | 69.0362 | 11.3327 | 84.1249 | 14.5253 | 97.4461 | 17.7428 | 111.6648 | 20.9921 | 148.5154 | 24.283 | 239.302 | 27.6245 | 331.8349 | 31.0476 | 423.8543 | 34.5044 | 525.6013 | 37.9941 | 701.3004 | 41.5776 | 1049.854 | 67.5056 | 1397.7813 | 92.9149 | 1744.811 | 118.2314 | 2086.0979 | 143.5316 | 2419.5213 | 168.7931 | 2753.1141 | 193.905 | 3083.4674 | 219.1254 | 3415.3605 | 244.1153 | 3748.0163 | 269.2919 | 4031.1394 | 294.2013 | 4277.8364 | 319.0579 | 4524.8649 | 343.8096 | 4770.8257 | 368.7185 | 5016.8955 | 393.4948 | 5260.6617 | 418.2309 | 5277.4021 | 420.6188 | 5294.6066 | 422.9929 | 5308.6703 | 425.3536 | 5326.9606 | 427.7018 | 5346.3186 | 430.0375 | 5365.0151 | 432.3613
Preston East |  | 32.5193 | 6.192 | 50.2525 | 6.9491 | 57.4437 | 8.8658 | 64.4381 | 10.7615 | 72.2776 | 12.6574 | 87.0222 | 14.571 | 115.4594 | 16.5181 | 145.4862 | 18.4743 | 174.884 | 20.4649 | 213.8136 | 22.4696 | 271.863 | 24.499 | 339.0217 | 26.4789 | 405.6506 | 28.124 | 471.5318 | 29.7156 | 531.9644 | 31.3077 | 584.7037 | 32.8506 | 638.6542 | 47.3736 | 694.4387 | 61.7834 | 739.758 | 76.1508 | 781.2902 | 90.3748 | 817.7681 | 104.5031 | 847.0162 | 118.6163 | 881.7029 | 132.6561 | 920.1467 | 146.5492 | 958.6123 | 160.396 | 994.1039 | 174.1683 | 1018.4419 | 187.868 | 1042.395 | 201.497 | 1065.936 | 215.0566 | 1089.717 | 228.5486 | 1114.5112 | 241.9744 | 1138.2918 | 242.8371 |  | 32.5193 | 6.192 | 33.7545 | 6.9491 | 35.2741 | 7.9056 | 36.2354 | 8.8798 | 37.3577 | 9.8874 | 45.2699 | 10.7976 | 73.875 | 11.4647 | 103.9288 | 12.5667 | 133.1798 | 13.7058 | 171.8903 | 14.8504 | 228.0424 | 16.0205 | 288.5167 | 17.3348 | 348.4761 | 18.2114 | 407.6723 | 19.0564 | 461.4081 | 19.9047 | 508.9236 | 20.7245 | 560.8753 | 21.5407 | 612.9209 | 22.3405 | 663.7309 | 23.1479 | 713.031 | 23.9283 | 753.4504 | 24.6988 | 771.1501 | 25.4763 | 789.0004 | 26.2453 | 806.3196 | 26.9922 | 823.6654 | 27.737 | 859.8843 | 28.4741 | 896.2334 | 29.2037 | 931.815 | 29.926 | 966.655 | 30.6414 | 1001.4555 | 31.3501 | 1033.1546 | 32.0524 | 1052.0374 | 32.7485 |  | 32.5193 | 6.192 | 50.2525 | 6.9491 | 57.4437 | 8.0282 | 64.4381 | 9.1155 | 72.2776 | 10.2367 | 87.0222 | 11.2891 | 115.4594 | 12.1601 | 145.4862 | 13.3824 | 174.884 | 14.6453 | 213.8136 | 15.9163 | 271.863 | 17.2164 | 339.0217 | 18.6406 | 405.6506 | 19.834 | 471.5318 | 20.9935 | 531.9644 | 22.1569 | 584.7037 | 23.2889 | 638.6542 | 24.4173 | 694.4387 | 25.5278 | 739.758 | 26.6474 | 781.2902 | 27.7368 | 817.7681 | 28.8149 | 847.0162 | 29.9021 | 881.7029 | 30.98 | 920.1467 | 32.0325 | 958.6123 | 33.0832 | 994.1039 | 34.1252 | 1018.4419 | 35.1588 | 1042.395 | 36.1844 | 1065.936 | 37.2022 | 1089.717 | 38.2124 | 1114.5112 | 39.2153 | 1138.2918 | 40.2111 |  | 32.5193 | 6.192 | 59.4702 | 6.9491 | 73.5458 | 8.8658 | 86.456 | 10.7615 | 100.0953 | 12.6574 | 121.0297 | 14.571 | 150.0866 | 16.5181 | 182.1538 | 18.4743 | 218.4699 | 20.4649 | 264.36 | 22.4696 | 328.0182 | 24.499 | 396.1052 | 26.4789 | 463.814 | 28.124 | 530.7389 | 29.7156 | 592.8558 | 31.3077 | 719.5835 | 32.8506 | 1062.5671 | 47.3736 | 1402.1342 | 61.7834 | 1742.2643 | 76.1508 | 2080.3849 | 90.3748 | 2411.6843 | 104.5031 | 2727.2495 | 118.6163 | 3046.8509 | 132.6561 | 3354.6342 | 146.5492 | 3662.0616 | 160.396 | 3969.7839 | 174.1683 | 4278.0043 | 187.868 | 4584.5252 | 201.497 | 4889.91 | 215.0566 | 5193.8179 | 228.5486 | 5426.4279 | 241.9744 | 5450.7427 | 242.8371 |  | 32.5193 | 6.192 | 59.4702 | 6.9491 | 73.5458 | 8.8658 | 86.456 | 10.7615 | 100.0953 | 12.6574 | 122.6401 | 14.5702 | 158.1352 | 16.5153 | 195.0273 | 18.4685 | 231.3434 | 20.4547 | 277.2335 | 22.4538 | 413.3896 | 24.4761 | 771.2984 | 39.6227 | 1128.5226 | 54.361 | 1484.8237 | 68.9348 | 1835.5564 | 83.458 | 2178.4078 | 97.8076 | 2521.4711 | 112.0896 | 2861.9642 | 126.2449 | 3202.9122 | 140.4107 | 3543.3175 | 154.3882 | 3880.2845 | 168.2724 | 4192.0533 | 182.1858 | 4504.6034 | 196.0282 | 4816.1815 | 209.6934 | 5127.9976 | 223.3296 | 5364.4661 | 236.8943 | 5386.8921 | 237.7776 | 5409.925 | 238.6554 | 5430.4294 | 239.5275 | 5454.5719 | 240.3944 | 5479.9103 | 241.2558 | 5504.3175 | 242.112
Preston Old Rd |  | 25.1111 | 7.0222 | 33.6405 | 7.8667 | 37.3938 | 10.0252 | 42.4178 | 12.1888 | 48.2204 | 14.3533 | 55.5947 | 16.5281 | 69.006 | 18.7306 | 83.2025 | 20.9678 | 97.1118 | 23.2131 | 115.4501 | 25.4851 | 148.3669 | 27.802 | 202.7657 | 30.0622 | 256.9687 | 31.9261 | 310.8335 | 33.7905 | 362.1082 | 35.6108 | 409.9287 | 37.4311 | 458.354 | 54.0633 | 507.6365 | 70.573 | 571.6672 | 87.056 | 641.7739 | 103.4799 | 708.4771 | 119.929 | 747.886 | 136.2416 | 785.7679 | 152.4707 | 816.6225 | 168.7164 | 847.7677 | 184.8836 | 875.413 | 200.9984 | 889.4251 | 217.0618 | 902.9342 | 233.0746 | 915.8943 | 249.0375 | 929.1239 | 264.9514 | 943.6023 | 280.8167 | 956.7777 | 282.1146 |  | 25.1111 | 7.0222 | 26.0496 | 7.8667 | 27.1712 | 8.9395 | 28.9565 | 10.0483 | 31.1245 | 11.1928 | 36.3894 | 12.2187 | 50.6099 | 12.9624 | 65.137 | 14.2152 | 78.9364 | 15.4892 | 96.9822 | 16.7774 | 123.027 | 18.106 | 151.2495 | 19.5981 | 179.1615 | 20.5846 | 206.8194 | 21.5747 | 231.8361 | 22.5396 | 260.2454 | 23.5075 | 311.1986 | 24.4701 | 365.2995 | 25.401 | 421.4806 | 26.3396 | 479.5499 | 27.2697 | 536.1519 | 28.211 | 588.9098 | 29.1233 | 642.9903 | 30.0222 | 696.0275 | 30.9272 | 752.4954 | 31.8192 | 793.4204 | 32.7038 | 835.0438 | 33.5809 | 876.236 | 34.451 | 917.0891 | 35.3142 | 958.4573 | 36.171 | 996.5796 | 37.0214 | 1019.3422 | 37.8658 |  | 25.1111 | 7.0222 | 33.6405 | 7.8667 | 37.3938 | 9.0781 | 42.4178 | 10.3246 | 48.2204 | 11.6083 | 55.5947 | 12.8053 | 69.006 | 13.7889 | 83.2025 | 15.1887 | 97.1118 | 16.612 | 115.4501 | 18.0523 | 148.3669 | 19.5376 | 202.7657 | 21.1632 | 256.9687 | 22.5153 | 310.8335 | 23.8724 | 362.1082 | 25.2022 | 409.9287 | 26.5361 | 458.354 | 27.8653 | 507.6365 | 29.1595 | 571.6672 | 30.4634 | 641.7739 | 31.7588 | 708.4771 | 33.0684 | 747.886 | 34.3453 | 785.7679 | 35.6074 | 816.6225 | 36.8778 | 847.7677 | 38.134 | 875.413 | 39.382 | 889.4251 | 40.6223 | 902.9342 | 41.8551 | 915.8943 | 43.0805 | 929.1239 | 44.2988 | 943.6023 | 45.5102 | 956.7777 | 46.715 |  | 25.1111 | 7.0222 | 37.9161 | 7.8667 | 44.9334 | 10.0252 | 53.4609 | 12.1888 | 63.1879 | 14.3533 | 76.8065 | 16.5281 | 91.8412 | 18.7306 | 113.2273 | 20.9678 | 153.8217 | 23.2131 | 198.9871 | 25.4851 | 252.425 | 27.802 | 308.0814 | 30.0622 | 363.881 | 31.9261 | 419.5762 | 33.7905 | 473.1858 | 35.6108 | 636.242 | 37.4311 | 1139.1032 | 54.0633 | 1659.0955 | 70.573 | 2180.5566 | 87.056 | 2699.5897 | 103.4799 | 3207.4057 | 119.929 | 3691.4419 | 136.2416 | 4170.0525 | 152.4707 | 4627.0514 | 168.7164 | 5083.3953 | 184.8836 | 5540.2983 | 200.9984 | 5998.0262 | 217.0618 | 6453.109 | 233.0746 | 6906.2338 | 249.0375 | 7357.7005 | 264.9514 | 7708.1375 | 280.8167 | 7723.9813 | 282.1146 |  | 25.1111 | 7.0222 | 37.9161 | 7.8667 | 44.9334 | 10.0252 | 53.4609 | 12.1888 | 63.1879 | 14.3533 | 83.3108 | 16.528 | 124.3516 | 18.7302 | 165.2317 | 20.967 | 205.8262 | 23.2117 | 250.9916 | 25.4829 | 417.6212 | 27.7989 | 925.808 | 45.0316 | 1433.5783 | 61.7864 | 1940.7586 | 78.4987 | 2445.1067 | 95.0777 | 2945.7691 | 111.6357 | 3448.8021 | 128.1525 | 3969.8415 | 144.4857 | 4490.4918 | 160.8465 | 5013.0478 | 177.1529 | 5519.2391 | 193.5388 | 5982.5 | 209.7349 | 6447.079 | 225.8371 | 6910.0583 | 241.9914 | 7373.3187 | 258.0556 | 7718.7293 | 274.068 | 7732.3277 | 275.4212 | 7746.9284 | 276.7625 | 7757.6444 | 278.092 | 7774.0088 | 279.4104 | 7792.3365 | 280.7178 | 7809.0583 | 282.0148
Prestwich |  | 63.7697 | 13.5947 | 86.1394 | 15.3225 | 96.1411 | 19.6351 | 106.1641 | 24.0373 | 117.5433 | 28.4897 | 137.3999 | 33.0216 | 177.1032 | 37.6352 | 219.0727 | 42.3133 | 260.15 | 47.0766 | 314.4519 | 51.9356 | 396.3512 | 56.8578 | 494.2893 | 61.7229 | 591.5564 | 65.7732 | 687.7598 | 69.8308 | 776.1922 | 73.835 | 854.0519 | 77.8421 | 933.571 | 112.7091 | 1015.5208 | 147.6655 | 1095.1964 | 182.6762 | 1168.5143 | 217.7547 | 1230.0007 | 252.8899 | 1277.0723 | 288.0826 | 1337.5808 | 323.2813 | 1408.47 | 358.5911 | 1479.416 | 393.9328 | 1543.1643 | 429.3256 | 1579.8403 | 464.769 | 1615.5898 | 500.2628 | 1650.3568 | 535.8061 | 1685.7355 | 571.3989 | 1723.6085 | 607.0403 | 1759.0641 | 611.2696 |  | 63.7697 | 13.5947 | 66.2161 | 15.3225 | 69.2104 | 17.5087 | 71.5501 | 19.802 | 74.3144 | 22.1873 | 86.3437 | 24.3677 | 126.6361 | 25.9879 | 168.7671 | 28.6143 | 209.4232 | 31.326 | 263.097 | 34.0901 | 340.853 | 36.9154 | 424.8016 | 40.1123 | 508.0712 | 42.2723 | 590.2991 | 44.4409 | 664.7112 | 46.5793 | 732.2269 | 48.7233 | 814.4042 | 50.8422 | 900.1942 | 52.9678 | 977.0745 | 55.0812 | 1050.8995 | 57.1867 | 1115.0371 | 59.282 | 1155.0369 | 61.3678 | 1195.5555 | 63.4348 | 1235.2666 | 65.5046 | 1274.5881 | 67.562 | 1368.0819 | 69.6118 | 1462.8678 | 71.6538 | 1556.5015 | 73.6887 | 1649.1577 | 75.7169 | 1742.6282 | 77.739 | 1828.8463 | 79.755 | 1881.9869 | 81.7656 |  | 63.7697 | 13.5947 | 86.1394 | 15.3225 | 96.1411 | 17.7803 | 106.1641 | 20.3608 | 117.5433 | 23.0412 | 137.3999 | 25.5839 | 177.1032 | 27.7059 | 219.0727 | 30.6509 | 260.15 | 33.6895 | 314.4519 | 36.7886 | 396.3512 | 39.9562 | 494.2893 | 43.4518 | 591.5564 | 46.3854 | 687.7598 | 49.3341 | 776.1922 | 52.2541 | 854.0519 | 55.1848 | 933.571 | 58.0926 | 1015.5208 | 61.0128 | 1095.1964 | 63.9236 | 1168.5143 | 66.8307 | 1230.0007 | 69.73 | 1277.0723 | 72.623 | 1337.5808 | 75.4978 | 1408.47 | 78.3803 | 1479.416 | 81.2524 | 1543.1643 | 84.1186 | 1579.8403 | 86.9798 | 1615.5898 | 89.8362 | 1650.3568 | 92.688 | 1685.7355 | 95.5355 | 1723.6085 | 98.3793 | 1759.0641 | 101.2193 |  | 63.7697 | 13.5947 | 97.6276 | 15.3225 | 116.7714 | 19.6351 | 134.6829 | 24.0373 | 154.1965 | 28.4897 | 184.1009 | 33.0216 | 225.6757 | 37.6352 | 272.167 | 42.3133 | 327.9895 | 47.0766 | 397.3393 | 51.9356 | 491.3171 | 56.8578 | 591.6435 | 61.7229 | 691.9043 | 65.7732 | 791.5886 | 69.8308 | 884.339 | 73.835 | 1111.5471 | 77.8421 | 1773.9102 | 112.7091 | 2447.2554 | 147.6655 | 3118.5725 | 182.6762 | 3784.8332 | 217.7547 | 4437.9332 | 252.8899 | 5061.2373 | 288.0826 | 5692.9909 | 323.2813 | 6301.5303 | 358.5911 | 6910.0618 | 393.9328 | 7520.3483 | 429.3256 | 8132.5777 | 464.769 | 8742.0988 | 500.2628 | 9349.7751 | 535.8061 | 9955.8992 | 571.3989 | 10517.8208 | 607.0403 | 10565.4589 | 611.2696 |  | 63.7697 | 13.5947 | 97.6276 | 15.3225 | 116.7714 | 19.6351 | 134.6829 | 24.0373 | 154.1965 | 28.4897 | 187.4646 | 33.0227 | 242.4858 | 37.6386 | 299.053 | 42.3204 | 354.8755 | 47.0891 | 424.2253 | 51.9552 | 663.4379 | 56.8862 | 1344.3795 | 92.5291 | 2024.478 | 127.407 | 2703.3153 | 162.3926 | 3374.1908 | 197.3607 | 4034.3054 | 232.45 | 4696.5982 | 267.5263 | 5370.6878 | 302.749 | 6044.2392 | 338.0205 | 6714.9841 | 373.3664 | 7379.0309 | 408.7654 | 7994.3237 | 444.2199 | 8611.8968 | 479.6535 | 9228.1353 | 515.2245 | 9845.5583 | 550.8145 | 10509.0946 | 586.4525 | 10550.0696 | 590.8021 | 10593.5531 | 595.1275 | 10627.2705 | 599.4298 | 10675.2351 | 603.7105 | 10728.062 | 607.9704 | 10777.0553 | 612.2104
Pringle St |  | 38.9684 | 10.3949 | 55.0351 | 11.6703 | 62.3512 | 14.9046 | 68.7556 | 18.278 | 75.959 | 21.6807 | 88.8496 | 25.1516 | 113.8646 | 28.6801 | 140.2876 | 32.2455 | 166.1406 | 35.8656 | 200.3757 | 39.5732 | 250.0006 | 43.3124 | 303.3718 | 46.9735 | 356.2883 | 50.0256 | 408.4825 | 53.0837 | 455.5976 | 56.0815 | 495.8038 | 59.0821 | 536.8699 | 85.517 | 579.2478 | 111.9378 | 610.0348 | 138.342 | 635.1465 | 164.7326 | 656.0081 | 191.0961 | 676.3647 | 217.5772 | 705.9977 | 243.8532 | 744.3707 | 270.1541 | 782.773 | 296.4166 | 817.7093 | 322.6358 | 839.9512 | 348.8082 | 861.8089 | 374.9307 | 883.2427 | 401.0002 | 905.0068 | 427.0143 | 927.9877 | 452.9702 | 949.8282 | 455.4259 |  | 38.9684 | 10.3949 | 40.6897 | 11.6703 | 42.8683 | 13.2904 | 43.97 | 15.028 | 45.2659 | 16.8234 | 52.5025 | 18.4681 | 77.8378 | 19.685 | 104.384 | 21.6566 | 130.1369 | 23.6874 | 164.1878 | 25.7695 | 213.5868 | 27.8893 | 266.8261 | 30.2703 | 319.5236 | 31.8762 | 371.5444 | 33.4896 | 418.4434 | 35.0686 | 458.4914 | 36.653 | 498.4294 | 38.2313 | 537.6925 | 39.7912 | 574.6846 | 41.3367 | 609.3006 | 42.8702 | 635.5795 | 44.39 | 641.3431 | 45.9278 | 646.9901 | 47.4148 | 652.3839 | 48.902 | 656.7597 | 50.3771 | 697.8829 | 51.8404 | 738.4699 | 53.2918 | 777.5152 | 54.7319 | 815.0712 | 56.1607 | 851.9612 | 57.5788 | 884.733 | 58.9862 | 902.7346 | 60.3834 |  | 38.9684 | 10.3949 | 55.0351 | 11.6703 | 62.3512 | 13.4966 | 68.7556 | 15.4824 | 75.959 | 17.5344 | 88.8496 | 19.4865 | 113.8646 | 21.1135 | 140.2876 | 23.358 | 166.1406 | 25.6665 | 200.3757 | 28.0316 | 250.0006 | 30.4373 | 303.3718 | 33.0684 | 356.2883 | 35.2797 | 408.4825 | 37.5026 | 455.5976 | 39.6897 | 495.8038 | 41.8852 | 536.8699 | 44.0772 | 579.2478 | 46.2507 | 610.0348 | 48.4098 | 635.1465 | 50.5578 | 656.0081 | 52.6915 | 676.3647 | 54.8492 | 705.9977 | 56.9485 | 744.3707 | 59.0499 | 782.773 | 61.1387 | 817.7093 | 63.2147 | 839.9512 | 65.2781 | 861.8089 | 67.3293 | 883.2427 | 69.3682 | 905.0068 | 71.395 | 927.9877 | 73.4101 | 949.8282 | 75.4134 |  | 38.9684 | 10.3949 | 63.4377 | 11.6703 | 77.8715 | 14.9046 | 89.5533 | 18.278 | 102.0306 | 21.6807 | 121.0226 | 25.1516 | 146.8131 | 28.6801 | 173.624 | 32.2455 | 199.914 | 35.8656 | 234.6777 | 39.5732 | 284.9857 | 43.3124 | 339.1746 | 46.9735 | 393.1256 | 50.0256 | 446.4608 | 53.0837 | 495.1757 | 56.0815 | 643.4995 | 59.0821 | 1110.7707 | 85.517 | 1581.2914 | 111.9378 | 2055.9163 | 138.342 | 2528.5646 | 164.7326 | 2992.0367 | 191.0961 | 3433.9093 | 217.5772 | 3888.2098 | 243.8532 | 4326.4194 | 270.1541 | 4763.5273 | 296.4166 | 5200.5795 | 322.6358 | 5637.8563 | 348.8082 | 6072.1552 | 374.9307 | 6504.1427 | 401.0002 | 6934.0369 | 427.0143 | 7198.6489 | 452.9702 | 7216.0429 | 455.4259 |  | 38.9684 | 10.3949 | 63.4377 | 11.6703 | 77.8715 | 14.9046 | 89.5533 | 18.278 | 102.0306 | 21.6807 | 121.0226 | 25.1551 | 146.8131 | 28.6914 | 173.624 | 32.2693 | 199.914 | 35.9068 | 234.6777 | 39.6374 | 391.8557 | 43.4051 | 873.32 | 70.5635 | 1354.0731 | 97.1393 | 1833.8214 | 123.7889 | 2308.2342 | 150.3646 | 2775.3819 | 177.0151 | 3243.0612 | 203.7029 | 3716.5817 | 230.3584 | 4192.5958 | 256.9891 | 4668.7878 | 283.6047 | 5147.0294 | 310.1839 | 5592.0647 | 336.9535 | 6037.6598 | 363.4087 | 6481.3648 | 389.9118 | 6924.8465 | 416.367 | 7131.0121 | 442.7688 | 7147.881 | 445.4852 | 7164.9596 | 448.1507 | 7181.2074 | 450.7672 | 7198.6592 | 453.3373 | 7216.522 | 455.8623 | 7234.0537 | 458.3443
Queens Park |  | 69.8234 | 7.5584 | 102.4929 | 8.5541 | 116.1919 | 10.9984 | 129.0192 | 13.5005 | 143.3761 | 16.0398 | 172.6301 | 18.6491 | 233.0362 | 21.3281 | 296.8277 | 24.0739 | 359.2446 | 26.8894 | 441.9442 | 29.7712 | 569.1974 | 32.7257 | 727.3744 | 35.6528 | 884.3817 | 38.1459 | 1039.7519 | 40.6223 | 1183.4622 | 43.0891 | 1310.7378 | 45.5355 | 1440.5547 | 66.1197 | 1574.2216 | 86.8029 | 1707.7234 | 107.5856 | 1832.9633 | 128.5061 | 1937.0296 | 149.5199 | 2014.6992 | 170.6449 | 2095.519 | 191.8202 | 2173.008 | 213.1919 | 2250.4332 | 234.6384 | 2322.2248 | 256.1923 | 2372.9087 | 277.8533 | 2422.8574 | 299.6212 | 2472.0266 | 321.4951 | 2521.6364 | 343.475 | 2573.1279 | 365.5602 | 2622.6928 | 368.7706 |  | 69.8234 | 7.5584 | 72.4546 | 8.5541 | 75.7059 | 9.8073 | 77.5023 | 11.1235 | 79.5433 | 12.4953 | 96 | 13.7675 | 156.6376 | 14.7349 | 220.4423 | 16.2892 | 282.5274 | 17.9041 | 364.7702 | 19.5545 | 484.0974 | 21.2621 | 612.5191 | 23.1863 | 740.0748 | 24.5339 | 865.802 | 25.8713 | 979.8958 | 27.2032 | 1084.7404 | 28.5232 | 1217.9615 | 29.8486 | 1358.5169 | 31.16 | 1484.7145 | 32.4644 | 1607.3666 | 33.7742 | 1716.4015 | 35.0772 | 1789.5545 | 36.3791 | 1863.727 | 37.6683 | 1936.2112 | 38.9743 | 2011.1776 | 40.273 | 2089.8129 | 41.5715 | 2168.5878 | 42.8698 | 2245.5807 | 44.168 | 2320.8364 | 45.4664 | 2395.6227 | 46.7654 | 2463.8026 | 48.0648 | 2506.3641 | 49.3652 |  | 69.8234 | 7.5584 | 102.4929 | 8.5541 | 116.1919 | 9.9595 | 129.0192 | 11.4356 | 143.3761 | 12.9723 | 172.6301 | 14.4487 | 233.0362 | 15.7011 | 296.8277 | 17.4386 | 359.2446 | 19.2429 | 441.9442 | 21.0884 | 569.1974 | 22.9976 | 727.3744 | 25.0989 | 884.3817 | 26.9018 | 1039.7519 | 28.6989 | 1183.4622 | 30.4947 | 1310.7378 | 32.2816 | 1440.5547 | 34.0794 | 1574.2216 | 35.8654 | 1707.7234 | 37.6473 | 1832.9633 | 39.4395 | 1937.0296 | 41.2275 | 2014.6992 | 43.018 | 2095.519 | 44.7969 | 2173.008 | 46.5992 | 2250.4332 | 48.3964 | 2322.2248 | 50.1963 | 2372.9087 | 51.9992 | 2422.8574 | 53.8054 | 2472.0266 | 55.6148 | 2521.6364 | 57.4276 | 2573.1279 | 59.2441 | 2622.6928 | 61.0642 |  | 69.8234 | 7.5584 | 119.6079 | 8.5541 | 146.4467 | 10.9984 | 170.2325 | 13.5005 | 195.313 | 16.0398 | 235.6531 | 18.6491 | 296.9968 | 21.3281 | 368.7919 | 24.0739 | 461.1947 | 26.8894 | 574.0436 | 29.7712 | 724.4531 | 32.7257 | 884.181 | 35.6528 | 1043.1141 | 38.1459 | 1200.5915 | 40.6223 | 1347.0834 | 43.0891 | 1604.2395 | 45.5355 | 2243.3455 | 66.1197 | 2883.7773 | 86.8029 | 3514.8611 | 107.5856 | 4137.3752 | 128.5061 | 4746.3102 | 149.5199 | 5324.628 | 170.6449 | 5896.4692 | 191.8202 | 6444.0737 | 213.1919 | 6990.7263 | 234.6384 | 7537.8829 | 256.1923 | 8085.6365 | 277.8533 | 8629.9487 | 299.6212 | 9171.6765 | 321.4951 | 9710.905 | 343.475 | 10094.7131 | 365.5602 | 10140.9468 | 368.7706 |  | 69.8234 | 7.5584 | 119.6079 | 8.5541 | 146.4467 | 10.9984 | 170.2325 | 13.5005 | 195.313 | 16.0398 | 242.9516 | 18.6496 | 333.4744 | 21.3294 | 427.1385 | 24.0768 | 519.5414 | 26.8946 | 632.3903 | 29.7793 | 910.2843 | 32.7375 | 1579.6909 | 53.438 | 2247.6784 | 73.876 | 2913.7287 | 94.4458 | 3567.8339 | 115.1472 | 4205.0938 | 135.9389 | 4843.3196 | 156.8947 | 5480.5459 | 177.91 | 6115.0421 | 199.0082 | 6741.1908 | 220.2627 | 7347.8737 | 241.5941 | 7902.7473 | 263.0356 | 8458.8465 | 284.497 | 9013.0302 | 306.1969 | 9567.3003 | 327.9535 | 9944.3364 | 349.816 | 9987.2482 | 353.0578 | 10030.9104 | 356.2935 | 10071.2589 | 359.5234 | 10116.3494 | 362.7484 | 10162.8813 | 365.9687 | 10208.3906 | 369.1846
Radcliffe |  | 87.5661 | 16.2064 | 130.3026 | 18.2638 | 147.9213 | 23.4005 | 167.0296 | 28.6192 | 188.6449 | 33.888 | 224.738 | 39.2478 | 293.8172 | 44.695 | 366.7928 | 50.2177 | 438.2464 | 55.8365 | 532.7985 | 61.5596 | 675.4992 | 67.3594 | 845.8874 | 73.0813 | 1015.0435 | 77.835 | 1182.4081 | 82.5866 | 1336.5425 | 87.2802 | 1472.169 | 91.9662 | 1610.7917 | 133.1002 | 1753.8863 | 174.2902 | 1878.6984 | 215.524 | 1995.9614 | 256.7873 | 2101.4874 | 298.104 | 2182.1333 | 339.4348 | 2277.9609 | 380.7681 | 2383.1152 | 422.1864 | 2488.7796 | 463.6184 | 2585.4485 | 505.0835 | 2647.5548 | 546.5819 | 2708.4416 | 588.114 | 2767.9997 | 629.6796 | 2828.2869 | 671.2794 | 2891.7602 | 712.913 | 2951.9896 | 717.6452 |  | 87.5661 | 16.2064 | 90.8782 | 18.2638 | 94.9215 | 20.8663 | 98.9919 | 23.5832 | 103.8461 | 26.4051 | 125.1297 | 28.983 | 195.6976 | 30.8897 | 269.2466 | 33.9934 | 340.4143 | 37.1954 | 434.3129 | 40.454 | 570.3546 | 43.7863 | 717.0115 | 47.5524 | 862.3447 | 50.0873 | 1005.9102 | 52.626 | 1136.1474 | 55.1327 | 1253.6349 | 57.6394 | 1389.7426 | 60.1199 | 1527.601 | 62.6015 | 1660.7043 | 65.0727 | 1790.2747 | 67.5282 | 1899.3619 | 69.9755 | 1957.4078 | 72.4048 | 2016.6957 | 74.8162 | 2074.7753 | 77.2262 | 2134.3015 | 79.6211 | 2242.886 | 82.006 | 2352.3043 | 84.3806 | 2459.796 | 86.7457 | 2565.5004 | 89.1018 | 2671.5781 | 91.4496 | 2768.6357 | 93.7894 | 2826.7388 | 96.1218 |  | 87.5661 | 16.2064 | 130.3026 | 18.2638 | 147.9213 | 21.19 | 167.0296 | 24.2419 | 188.6449 | 27.4071 | 224.738 | 30.4077 | 293.8172 | 32.9031 | 366.7928 | 36.3767 | 438.2464 | 39.9584 | 532.7985 | 43.6057 | 675.4992 | 47.3361 | 845.8874 | 51.4479 | 1015.0435 | 54.8918 | 1182.4081 | 58.3458 | 1336.5425 | 61.7695 | 1472.169 | 65.1978 | 1610.7917 | 68.6025 | 1753.8863 | 72.0137 | 1878.6984 | 75.4181 | 1995.9614 | 78.8101 | 2101.4874 | 82.1971 | 2182.1333 | 85.5684 | 2277.9609 | 88.9231 | 2383.1152 | 92.2808 | 2488.7796 | 95.6257 | 2585.4485 | 98.962 | 2647.5548 | 102.2908 | 2708.4416 | 105.6123 | 2767.9997 | 108.927 | 2828.2869 | 112.2352 | 2891.7602 | 115.5374 | 2951.9896 | 118.8339 |  | 87.5661 | 16.2064 | 152.3774 | 18.2638 | 186.5468 | 23.4005 | 220.858 | 28.6192 | 258.0317 | 33.888 | 313.5288 | 39.2478 | 385.7829 | 44.695 | 466.0488 | 50.2177 | 562.1533 | 55.8365 | 681.6474 | 61.5596 | 844.103 | 67.3594 | 1017.4466 | 73.0813 | 1190.2773 | 77.835 | 1361.6682 | 82.5866 | 1521.3232 | 87.2802 | 1948.5993 | 91.9662 | 3234.2271 | 133.1002 | 4534.1065 | 174.2902 | 5837.1757 | 215.524 | 7133.9367 | 256.7873 | 8404.5423 | 298.104 | 9616.7802 | 339.4348 | 10846.7636 | 380.7681 | 12029.9515 | 422.1864 | 13211.1797 | 463.6184 | 14393.3621 | 505.0835 | 15577.2053 | 546.5819 | 16753.9805 | 588.114 | 17925.5369 | 629.6796 | 19092.1704 | 671.2794 | 19950.2331 | 712.913 | 20011.0951 | 717.6452 |  | 87.5661 | 16.2064 | 152.3774 | 18.2638 | 186.5468 | 23.4005 | 220.858 | 28.6192 | 258.0317 | 33.888 | 319.298 | 39.2485 | 414.6192 | 44.6971 | 512.1761 | 50.2221 | 608.2806 | 55.8442 | 727.7746 | 61.5716 | 1177.1117 | 67.3768 | 2497.3837 | 109.5232 | 3815.8261 | 150.7174 | 5131.8045 | 191.9781 | 6433.9573 | 233.1944 | 7716.9079 | 274.4924 | 9003.3053 | 315.7607 | 10308.819 | 357.1375 | 11614.0434 | 398.5693 | 12920.0754 | 440.0255 | 14215.0243 | 481.5466 | 15414.3772 | 523.0669 | 16616.6899 | 564.5735 | 17814.8032 | 606.189 | 19013.3267 | 647.8069 | 19827.0792 | 689.4558 | 19882.9887 | 694.3101 | 19940.8517 | 699.139 | 19990.9279 | 703.9436 | 20052.2705 | 708.7256 | 20117.4464 | 713.4856 | 20179.5298 | 718.2246
Randal St |  | 21.0552 | 15.9297 | 37.0627 | 17.8867 | 43.0297 | 22.847 | 49.8462 | 28.0158 | 57.5036 | 33.2299 | 70.7631 | 38.5488 | 95.5145 | 43.9536 | 121.6586 | 49.4161 | 147.2585 | 54.9627 | 181.1702 | 60.6423 | 232.0955 | 66.3724 | 291.9514 | 71.9835 | 351.3441 | 76.6567 | 410.1333 | 81.3423 | 464.3524 | 85.9384 | 511.9449 | 90.5306 | 560.7137 | 131.0374 | 611.2534 | 171.5121 | 650.1204 | 211.9723 | 686.8935 | 252.3965 | 721.4881 | 292.7763 | 748.525 | 333.324 | 777.4563 | 373.5893 | 807.9782 | 413.8663 | 838.8667 | 454.0901 | 868.0194 | 494.247 | 889.6777 | 534.3321 | 911.0223 | 574.3409 | 932.0179 | 614.2686 | 953.1165 | 654.1119 | 974.8777 | 693.8664 | 995.8419 | 697.6242 |  | 21.0552 | 15.9297 | 21.7461 | 17.8867 | 22.5724 | 20.3727 | 23.6877 | 23.0362 | 25.0105 | 25.7893 | 32.3088 | 28.3115 | 57.4891 | 30.1761 | 83.7909 | 33.1987 | 109.3614 | 36.3121 | 143.1475 | 39.5033 | 192.1326 | 42.7535 | 244.8749 | 46.4043 | 297.1711 | 48.864 | 348.8401 | 51.3372 | 395.9257 | 53.7594 | 437.8628 | 56.1848 | 483.3829 | 58.6048 | 528.3233 | 60.9927 | 574.2113 | 63.3628 | 619.3062 | 65.7103 | 656.064 | 68.0366 | 671.628 | 70.3886 | 687.5964 | 72.6698 | 703.2066 | 74.9461 | 718.5918 | 77.205 | 739.3417 | 79.4461 | 760.4468 | 81.669 | 781.3618 | 83.8746 | 802.0515 | 86.0631 | 822.8959 | 88.2352 | 842.0172 | 90.3911 | 853.4959 | 92.5313 |  | 21.0552 | 15.9297 | 37.0627 | 17.8867 | 43.0297 | 20.6887 | 49.8462 | 23.7308 | 57.5036 | 26.8748 | 70.7631 | 29.8662 | 95.5145 | 32.3573 | 121.6586 | 35.7961 | 147.2585 | 39.3331 | 181.1702 | 42.9559 | 232.0955 | 46.6425 | 291.9514 | 50.675 | 351.3441 | 54.0609 | 410.1333 | 57.4667 | 464.3524 | 60.8198 | 511.9449 | 64.1801 | 560.7137 | 67.5393 | 611.2534 | 70.8658 | 650.1204 | 74.1752 | 686.8935 | 77.4625 | 721.4881 | 80.728 | 748.525 | 84.0279 | 777.4563 | 87.2466 | 807.9782 | 90.4623 | 838.8667 | 93.6604 | 868.0194 | 96.8388 | 889.6777 | 99.9983 | 911.0223 | 103.139 | 932.0179 | 106.2611 | 953.1165 | 109.3648 | 974.8777 | 112.4507 | 995.8419 | 115.5186 |  | 21.0552 | 15.9297 | 45.3637 | 17.8867 | 57.0391 | 22.847 | 69.485 | 28.0158 | 82.7455 | 33.2299 | 102.5088 | 38.5488 | 128.0661 | 43.9536 | 156.3006 | 49.4161 | 189.1646 | 54.9627 | 230.4154 | 60.6423 | 287.0388 | 66.3724 | 347.5159 | 71.9835 | 407.7725 | 76.6567 | 467.5095 | 81.3423 | 523.0277 | 85.9384 | 665.4492 | 90.5306 | 1088.4022 | 131.0374 | 1512.1263 | 171.5121 | 1937.7733 | 211.9723 | 2362.1085 | 252.3965 | 2777.8592 | 292.7763 | 3174.1211 | 333.324 | 3575.7835 | 373.5893 | 3962.5478 | 413.8663 | 4348.3486 | 454.0901 | 4734.1861 | 494.247 | 5120.2338 | 534.3321 | 5503.5836 | 574.3409 | 5884.8826 | 614.2686 | 6264.3455 | 654.1119 | 6512.7479 | 693.8664 | 6529.7203 | 697.6242 |  | 21.0552 | 15.9297 | 45.3637 | 17.8867 | 57.0391 | 22.847 | 69.485 | 28.0158 | 82.7455 | 33.2299 | 104.2364 | 38.554 | 136.6968 | 43.9703 | 170.1004 | 49.4512 | 202.9644 | 55.0238 | 244.2152 | 60.7374 | 394.6905 | 66.5097 | 830.446 | 108.1238 | 1265.5166 | 148.8355 | 1699.7284 | 189.6637 | 2129.1226 | 230.3853 | 2551.6099 | 271.198 | 2975.0357 | 312.0847 | 3401.3987 | 352.8995 | 3827.4402 | 393.7 | 4254.9227 | 434.4503 | 4678.633 | 475.1423 | 5071.2662 | 516.109 | 5464.5356 | 556.644 | 5856.1702 | 597.2135 | 6247.62 | 637.7186 | 6447.5175 | 678.142 | 6463.7811 | 682.2901 | 6480.2174 | 686.3618 | 6495.8243 | 690.3602 | 6512.5914 | 694.2888 | 6529.7108 | 698.15 | 6546.5612 | 701.9466
Rawtenstall Rd |  | 34.0203 | 10.9657 | 57.3186 | 12.3634 | 66.2418 | 15.8566 | 75.9138 | 19.3453 | 86.7557 | 22.8941 | 106.1712 | 26.4777 | 143.0404 | 30.1161 | 181.9805 | 33.7668 | 220.0982 | 37.5225 | 270.6053 | 41.2936 | 348.079 | 45.1861 | 443.7238 | 48.9435 | 538.67 | 52.0681 | 632.6879 | 55.1648 | 719.8094 | 58.239 | 796.9948 | 61.2799 | 875.8618 | 88.4818 | 957.2779 | 115.7105 | 1028.6127 | 142.8898 | 1098.3562 | 170.0323 | 1162.5742 | 197.1326 | 1209.3307 | 224.1944 | 1257.41 | 251.1804 | 1303.0396 | 278.1742 | 1348.9912 | 305.1171 | 1392.1233 | 332.0263 | 1423.7811 | 358.9033 | 1454.9971 | 385.7498 | 1485.7311 | 412.567 | 1516.6658 | 439.3566 | 1548.63 | 466.1195 | 1579.4586 | 468.7325 |  | 34.0203 | 10.9657 | 35.2134 | 12.3634 | 36.6623 | 14.1394 | 38.1529 | 15.9524 | 39.9015 | 17.8621 | 50.5282 | 19.588 | 87.9062 | 20.8598 | 127.025 | 22.9151 | 165.0665 | 25.0647 | 215.3685 | 27.2161 | 288.3245 | 29.4631 | 366.8733 | 31.9469 | 444.7774 | 33.6141 | 521.7113 | 35.2676 | 591.7391 | 36.9107 | 655.7561 | 38.5366 | 731.5733 | 40.1027 | 808.0669 | 41.704 | 885.302 | 43.2922 | 961.9174 | 44.8701 | 1027.4251 | 46.4363 | 1064.1605 | 47.9912 | 1101.6815 | 49.528 | 1138.3434 | 51.0633 | 1176.9616 | 52.5857 | 1212.2338 | 54.0988 | 1247.9619 | 55.6028 | 1283.232 | 57.0981 | 1318.0205 | 58.5851 | 1352.9708 | 60.0645 | 1384.9864 | 61.5364 | 1404.3208 | 63.0012 |  | 34.0203 | 10.9657 | 57.3186 | 12.3634 | 66.2418 | 14.3587 | 75.9138 | 16.3865 | 86.7557 | 18.5157 | 106.1712 | 20.5139 | 143.0404 | 22.1706 | 181.9805 | 24.46 | 220.0982 | 26.8523 | 270.6053 | 29.2503 | 348.079 | 31.754 | 443.7238 | 34.4553 | 538.67 | 36.7201 | 632.6879 | 38.9729 | 719.8094 | 41.2166 | 796.9948 | 43.4433 | 875.8618 | 45.6053 | 957.2779 | 47.8095 | 1028.6127 | 50.0012 | 1098.3562 | 52.1843 | 1162.5742 | 54.3559 | 1209.3307 | 56.5174 | 1257.41 | 58.6597 | 1303.0396 | 60.8029 | 1348.9912 | 62.9333 | 1392.1233 | 65.0546 | 1423.7811 | 67.1674 | 1454.9971 | 69.2722 | 1485.7311 | 71.3691 | 1516.6658 | 73.4586 | 1548.63 | 75.5411 | 1579.4586 | 77.6168 |  | 34.0203 | 10.9657 | 69.4247 | 12.3634 | 86.9078 | 15.8566 | 104.641 | 19.3453 | 123.452 | 22.8941 | 151.8547 | 26.4777 | 189.7263 | 30.1161 | 233.3517 | 33.7668 | 288.7811 | 37.5225 | 356.69 | 41.2936 | 447.5272 | 45.1861 | 544.0964 | 48.9435 | 640.2635 | 52.0681 | 735.6018 | 55.1648 | 824.5604 | 58.239 | 1017.184 | 61.2799 | 1550.4954 | 88.4818 | 2083.0132 | 115.7105 | 2616.3409 | 142.8898 | 3147.0573 | 170.0323 | 3666.6889 | 197.1326 | 4161.5118 | 224.1944 | 4657.4548 | 251.1804 | 5133.3371 | 278.1742 | 5608.2651 | 305.1171 | 6083.4598 | 332.0263 | 6559.1149 | 358.9033 | 7031.6986 | 385.7498 | 7502.0002 | 412.567 | 7970.1672 | 439.3566 | 8297.9622 | 466.1195 | 8326.1557 | 468.7325 |  | 34.0203 | 10.9657 | 69.4247 | 12.3634 | 86.9078 | 15.8566 | 104.641 | 19.3453 | 123.452 | 22.8941 | 156.0604 | 26.4771 | 210.7477 | 30.1141 | 266.9776 | 33.7628 | 322.4069 | 37.5154 | 390.3159 | 41.2825 | 595.1172 | 45.17 | 1147.3593 | 73.2922 | 1698.6583 | 100.7303 | 2248.742 | 128.0999 | 2791.6594 | 155.4214 | 3324.323 | 182.6713 | 3857.9104 | 209.6254 | 4392.1419 | 236.761 | 4925.8979 | 263.8475 | 5460.278 | 290.9053 | 5984.4432 | 317.9216 | 6467.0113 | 344.9013 | 6950.6177 | 371.7883 | 7432.4452 | 398.7069 | 7914.2609 | 425.5689 | 8206.7362 | 452.3987 | 8233.3289 | 455.0617 | 8260.399 | 457.7126 | 8285.349 | 460.3519 | 8313.3035 | 462.9803 | 8342.2169 | 465.5979 | 8370.3753 | 468.2052
Reddish Vale |  | 38.9349 | 8.2329 | 56.7363 | 9.2902 | 64.2556 | 11.9251 | 72.4739 | 14.5688 | 81.7982 | 17.2324 | 96.6439 | 19.9487 | 124.6882 | 22.7052 | 154.3285 | 25.5115 | 183.3459 | 28.3616 | 221.7359 | 31.2704 | 281.8399 | 34.236 | 359.742 | 37.1427 | 437.1568 | 39.5654 | 513.8356 | 41.974 | 585.0819 | 44.3581 | 648.805 | 46.7373 | 713.7049 | 67.6681 | 780.3551 | 88.585 | 846.6661 | 109.5443 | 913.2068 | 130.4931 | 974.7721 | 151.4561 | 1017.0451 | 172.4906 | 1063.1476 | 193.5271 | 1108.9333 | 214.5721 | 1154.9881 | 235.6557 | 1196.8855 | 256.7681 | 1222.7033 | 277.9109 | 1247.9474 | 299.0854 | 1272.5656 | 320.2927 | 1297.5166 | 341.5342 | 1323.9453 | 362.8108 | 1348.8529 | 365.3212 |  | 38.9349 | 8.2329 | 40.4596 | 9.2902 | 42.3333 | 10.6337 | 44.266 | 12.0185 | 46.5783 | 13.4551 | 55.5412 | 14.7735 | 84.3517 | 15.7471 | 114.2931 | 17.3385 | 143.1968 | 18.9762 | 181.292 | 20.6459 | 236.4698 | 22.3639 | 295.9961 | 24.2895 | 354.9506 | 25.5915 | 413.2192 | 26.8869 | 466.0066 | 28.169 | 515.9296 | 29.4505 | 580.7766 | 30.7318 | 647.1803 | 31.9933 | 713.7272 | 33.2582 | 780.0227 | 34.5081 | 838.8436 | 35.7518 | 878.87 | 37.0015 | 919.7988 | 38.2407 | 959.8624 | 39.4719 | 1001.8231 | 40.7007 | 1051.6046 | 41.9257 | 1101.8028 | 43.1468 | 1151.1041 | 44.3644 | 1199.5602 | 45.5787 | 1248.159 | 46.7902 | 1292.4795 | 47.999 | 1318.5263 | 49.2055 |  | 38.9349 | 8.2329 | 56.7363 | 9.2902 | 64.2556 | 10.7986 | 72.4739 | 12.3405 | 81.7982 | 13.9368 | 96.6439 | 15.4555 | 124.6882 | 16.7149 | 154.3285 | 18.48 | 183.3459 | 20.2965 | 221.7359 | 22.1503 | 281.8399 | 24.059 | 359.742 | 26.1477 | 437.1568 | 27.9029 | 513.8356 | 29.6538 | 585.0819 | 31.3928 | 648.805 | 33.1336 | 713.7049 | 34.8775 | 780.3551 | 36.6018 | 846.6661 | 38.3327 | 913.2068 | 40.0494 | 974.7721 | 41.7614 | 1017.0451 | 43.4833 | 1063.1476 | 45.1956 | 1108.9333 | 46.9008 | 1154.9881 | 48.6062 | 1196.8855 | 50.3091 | 1222.7033 | 52.01 | 1247.9474 | 53.7092 | 1272.5656 | 55.4068 | 1297.5166 | 57.1031 | 1323.9453 | 58.7985 | 1348.8529 | 60.493 |  | 38.9349 | 8.2329 | 65.916 | 9.2902 | 80.488 | 11.9251 | 95.1131 | 14.5688 | 111.0732 | 17.2324 | 134.5782 | 19.9487 | 164.186 | 22.7052 | 199.0516 | 25.5115 | 246.9054 | 28.3616 | 304.2762 | 31.2704 | 379.0442 | 34.236 | 458.2483 | 37.1427 | 537.3403 | 39.5654 | 615.902 | 41.974 | 689.6394 | 44.3581 | 891.3111 | 46.7373 | 1499.666 | 67.6681 | 2118.0913 | 88.585 | 2738.8763 | 109.5443 | 3356.7817 | 130.4931 | 3961.8617 | 151.4561 | 4538.7659 | 172.4906 | 5118.6361 | 193.5271 | 5674.9257 | 214.5721 | 6230.2154 | 235.6557 | 6785.9481 | 256.7681 | 7342.4115 | 277.9109 | 7895.4285 | 299.0854 | 8445.8715 | 320.2927 | 8994.0239 | 341.5342 | 9389.6767 | 362.8108 | 9414.1442 | 365.3212 |  | 38.9349 | 8.2329 | 65.916 | 9.2902 | 80.488 | 11.9251 | 95.1131 | 14.5688 | 111.0732 | 17.2324 | 139.1127 | 19.9477 | 186.8509 | 22.7023 | 235.3069 | 25.5053 | 283.1607 | 28.3507 | 340.5315 | 31.2534 | 551.1627 | 34.2114 | 1173.5588 | 55.5949 | 1795.1897 | 76.5008 | 2415.7591 | 97.408 | 3030.5875 | 118.2952 | 3637.5419 | 139.215 | 4246.269 | 160.1844 | 4866.9978 | 181.1017 | 5488.1003 | 202.091 | 6110.3929 | 223.0468 | 6722.248 | 244.0175 | 7286.3873 | 265.0908 | 7851.8726 | 286.1535 | 8415.2926 | 307.2182 | 8978.8335 | 328.3285 | 9346.061 | 349.4694 | 9368.3646 | 351.9739 | 9391.5145 | 354.4773 | 9411.2817 | 356.9795 | 9435.9406 | 359.481 | 9462.2611 | 361.9818 | 9487.2424 | 364.4819
Ribblesdale T14 |  | 15.8133 | 5.8288 | 25.3251 | 6.566 | 28.9854 | 8.4138 | 32.6492 | 10.2979 | 36.7533 | 12.2035 | 44.644 | 14.15 | 59.3325 | 16.1064 | 74.849 | 18.0948 | 90.0587 | 20.1169 | 110.1754 | 22.1772 | 146.7687 | 24.2739 | 207.7042 | 26.3328 | 268.3659 | 28.0093 | 328.6449 | 29.7174 | 386.1359 | 31.4164 | 439.6969 | 33.0462 | 493.9296 | 47.8413 | 549.1538 | 62.5382 | 619.5124 | 77.3197 | 697.9032 | 91.9626 | 771.5969 | 106.5649 | 813.9158 | 121.1274 | 844.2784 | 135.8501 | 864.2193 | 150.3583 | 884.2714 | 164.8937 | 903.0333 | 179.4012 | 915.7405 | 193.8811 | 928.1574 | 208.3333 | 940.2828 | 222.7579 | 952.4446 | 237.1552 | 965.0591 | 251.5249 | 977.0675 | 252.8536 |  | 15.8133 | 5.8288 | 16.2931 | 6.566 | 16.8775 | 7.5026 | 17.2892 | 8.4841 | 17.775 | 9.5052 | 21.7539 | 10.4437 | 36.3401 | 11.1244 | 51.7365 | 12.2398 | 66.7916 | 13.3901 | 86.7436 | 14.5614 | 115.7057 | 15.765 | 146.9088 | 17.1186 | 177.8758 | 18.0075 | 208.5024 | 18.9187 | 236.4025 | 19.8259 | 267.8259 | 20.6915 | 323.0784 | 21.5883 | 381.4035 | 22.4403 | 444.9335 | 23.3218 | 511.5141 | 24.1596 | 576.2568 | 24.9895 | 634.6612 | 25.8118 | 694.0491 | 26.6661 | 751.7596 | 27.4759 | 807.8562 | 28.2902 | 825.8495 | 29.0986 | 844.6257 | 29.9012 | 863.5714 | 30.6981 | 882.6022 | 31.4897 | 901.9311 | 32.2761 | 919.7918 | 33.0574 | 930.7253 | 33.8341 |  | 15.8133 | 5.8288 | 25.3251 | 6.566 | 28.9854 | 7.619 | 32.6492 | 8.7229 | 36.7533 | 9.8697 | 44.644 | 10.9629 | 59.3325 | 11.857 | 74.849 | 13.1075 | 90.0587 | 14.3963 | 110.1754 | 15.7092 | 146.7687 | 17.0582 | 207.7042 | 18.5378 | 268.3659 | 19.7531 | 328.6449 | 20.9947 | 386.1359 | 22.2338 | 439.6969 | 23.4275 | 493.9296 | 24.6584 | 549.1538 | 25.8397 | 619.5124 | 27.0564 | 697.9032 | 28.2241 | 771.5969 | 29.3834 | 813.9158 | 30.5351 | 844.2784 | 31.7259 | 864.2193 | 32.8651 | 884.2714 | 34.0109 | 903.0333 | 35.1504 | 915.7405 | 36.2841 | 928.1574 | 37.4121 | 940.2828 | 38.5344 | 952.4446 | 39.6514 | 965.0591 | 40.7631 | 977.0675 | 41.8697 |  | 15.8133 | 5.8288 | 30.2627 | 6.566 | 37.4019 | 8.4138 | 44.2093 | 10.2979 | 51.369 | 12.2035 | 62.262 | 14.15 | 77.2771 | 16.1064 | 100.5572 | 18.0948 | 145.6113 | 20.1169 | 195.6494 | 22.1772 | 254.8593 | 24.2739 | 316.3609 | 26.3328 | 377.7223 | 28.0093 | 438.8078 | 29.7174 | 497.2092 | 31.4164 | 572.562 | 33.0462 | 711.025 | 47.8413 | 848.5257 | 62.5382 | 984.9434 | 77.3197 | 1119.6048 | 91.9626 | 1250.1236 | 106.5649 | 1372.3003 | 121.1274 | 1472.3416 | 135.8501 | 1566.531 | 150.3583 | 1660.7888 | 164.8937 | 1755.5946 | 179.4012 | 1850.6814 | 193.8811 | 1945.1638 | 208.3333 | 2039.1828 | 222.7579 | 2132.7259 | 237.1552 | 2228.8921 | 251.5249 | 2239.9136 | 252.8536 |  | 15.8133 | 5.8288 | 30.2627 | 6.566 | 37.4019 | 8.4138 | 44.2093 | 10.2979 | 51.369 | 12.2035 | 69.654 | 14.1504 | 114.1972 | 16.1076 | 159.5769 | 18.0974 | 204.631 | 20.1215 | 254.6691 | 22.1845 | 334.8736 | 24.2844 | 480.317 | 39.4724 | 625.4743 | 54.2507 | 770.2347 | 69.1008 | 912.1465 | 83.9659 | 1050.0281 | 98.6691 | 1187.9557 | 113.5407 | 1322.6536 | 128.1996 | 1457.4075 | 143.0492 | 1592.3267 | 157.6559 | 1703.2046 | 172.2211 | 1798.5729 | 186.7458 | 1894.2432 | 201.5268 | 1989.606 | 215.9975 | 2085.2015 | 230.5208 | 2224.0474 | 245.0154 | 2232.5931 | 246.4117 | 2241.4178 | 247.7941 | 2248.1678 | 249.1631 | 2257.6453 | 250.5194 | 2267.7708 | 251.8634 | 2277.4656 | 253.1954
Ribbleton |  | 43.9683 | 6.4341 | 65.8908 | 7.2184 | 75.2419 | 9.2058 | 84.0758 | 11.166 | 93.9857 | 13.1242 | 111.9502 | 15.0987 | 146.7978 | 17.1098 | 183.5975 | 19.1283 | 219.602 | 21.1823 | 267.3082 | 23.2485 | 337.77 | 25.3392 | 417.2288 | 27.3774 | 496.0283 | 29.0745 | 573.8622 | 30.7079 | 644.832 | 32.3428 | 706.2268 | 33.9287 | 768.955 | 48.9104 | 833.7288 | 63.7734 | 884.1073 | 78.5804 | 928.2398 | 93.2387 | 966.3478 | 107.7928 | 999.0515 | 122.3335 | 1039.419 | 136.7759 | 1085.6956 | 151.0731 | 1131.9308 | 165.3154 | 1174.5895 | 179.4761 | 1204.1792 | 193.5575 | 1233.3715 | 207.5615 | 1262.1325 | 221.4898 | 1291.2313 | 235.3444 | 1321.5702 | 249.1267 | 1350.7598 | 249.9729 |  | 43.9683 | 6.4341 | 45.8073 | 7.2184 | 48.1218 | 8.2089 | 49.5396 | 9.2149 | 51.1974 | 10.2548 | 61.1918 | 11.1927 | 96.493 | 11.8807 | 133.4702 | 13.0182 | 169.3819 | 14.1943 | 216.8833 | 15.3745 | 285.8077 | 16.5804 | 360.0389 | 17.9348 | 433.5978 | 18.8395 | 506.1956 | 19.7063 | 571.9033 | 20.5771 | 629.1995 | 21.4199 | 689.9466 | 22.2554 | 750.4922 | 23.077 | 808.3249 | 23.9041 | 863.6141 | 24.705 | 907.7455 | 25.4954 | 923.8992 | 26.2945 | 940.2198 | 27.0809 | 956.1056 | 27.8466 | 971.7924 | 28.6095 | 1015.4401 | 29.3643 | 1058.6773 | 30.1112 | 1100.4284 | 30.8504 | 1140.7544 | 31.5822 | 1180.5003 | 32.3071 | 1216.0559 | 33.0251 | 1236.2429 | 33.7366 |  | 43.9683 | 6.4341 | 65.8908 | 7.2184 | 75.2419 | 8.3362 | 84.0758 | 9.4582 | 93.9857 | 10.6143 | 111.9502 | 11.6979 | 146.7978 | 12.5957 | 183.5975 | 13.8561 | 219.602 | 15.1587 | 267.3082 | 16.4681 | 337.77 | 17.8068 | 417.2288 | 19.2732 | 496.0283 | 20.5043 | 573.8622 | 21.6945 | 644.832 | 22.8894 | 706.2268 | 24.0532 | 768.955 | 25.2094 | 833.7288 | 26.3501 | 884.1073 | 27.4976 | 928.2398 | 28.6157 | 966.3478 | 29.722 | 999.0515 | 30.8392 | 1039.419 | 31.9421 | 1085.6956 | 33.0213 | 1131.9308 | 34.0979 | 1174.5895 | 35.1651 | 1204.1792 | 36.2236 | 1233.3715 | 37.2735 | 1262.1325 | 38.3151 | 1291.2313 | 39.3486 | 1321.5702 | 40.3744 | 1350.7598 | 41.3927 |  | 43.9683 | 6.4341 | 77.364 | 7.2184 | 95.8244 | 9.2058 | 112.0002 | 11.166 | 129.1918 | 13.1242 | 155.4242 | 15.0987 | 191.1951 | 17.1098 | 229.6693 | 19.1283 | 271.1381 | 21.1823 | 324.3937 | 23.2485 | 399.3399 | 25.3392 | 479.6726 | 27.3774 | 559.5205 | 29.0745 | 638.5002 | 30.7079 | 711.0754 | 32.3428 | 865.5243 | 33.9287 | 1293.3651 | 48.9104 | 1716.8277 | 63.7734 | 2141.4284 | 78.5804 | 2563.1892 | 93.2387 | 2976.3559 | 107.7928 | 3370.5518 | 122.3335 | 3772.2804 | 136.7759 | 4159.4469 | 151.0731 | 4545.838 | 165.3154 | 4932.3627 | 179.4761 | 5319.2321 | 193.5575 | 5703.7033 | 207.5615 | 6086.3297 | 221.4898 | 6467.2141 | 235.3444 | 6721.8905 | 249.1267 | 6748.7019 | 249.9729 |  | 43.9683 | 6.4341 | 77.364 | 7.2184 | 95.8244 | 9.2058 | 112.0002 | 11.166 | 129.1918 | 13.1242 | 156.6804 | 15.0976 | 197.4739 | 17.1066 | 239.7131 | 19.1214 | 281.1819 | 21.1703 | 334.4375 | 23.2299 | 501.136 | 25.3122 | 948.2667 | 40.9606 | 1394.5295 | 56.1873 | 1839.5976 | 71.221 | 2277.5947 | 86.196 | 2705.7156 | 100.9904 | 3133.7162 | 115.6921 | 3558.633 | 130.2711 | 3984.659 | 144.8435 | 4409.4093 | 159.2266 | 4831.9587 | 173.5082 | 5224.2491 | 187.8269 | 5617.5681 | 202.0402 | 6009.5121 | 216.0834 | 6401.431 | 230.0888 | 6626.3657 | 244.0161 | 6651.9754 | 244.879 | 6677.9818 | 245.7369 | 6702.3516 | 246.5899 | 6729.0778 | 247.4381 | 6756.5803 | 248.2813 | 6783.4737 | 249.1197
Ringley |  | 21.1492 | 3.4073 | 29.7485 | 3.8414 | 33.5535 | 4.923 | 37.4739 | 6.0035 | 41.9211 | 7.0882 | 48.9613 | 8.1905 | 62.2088 | 9.3053 | 76.2116 | 10.4364 | 89.9173 | 11.5851 | 108.0472 | 12.7501 | 135.8544 | 13.934 | 170.356 | 15.0946 | 204.6349 | 16.0553 | 238.5556 | 17.0073 | 269.8543 | 17.9525 | 297.5849 | 18.8875 | 325.8285 | 27.3059 | 354.8327 | 35.7055 | 382.354 | 44.1038 | 409.3224 | 52.4781 | 434.1649 | 60.8596 | 451.7887 | 69.2117 | 473.056 | 77.5664 | 496.376 | 85.9126 | 519.7676 | 94.2504 | 540.8634 | 102.5818 | 553.2173 | 110.9074 | 565.2914 | 119.2278 | 577.0652 | 127.5436 | 589.0603 | 135.8554 | 601.8961 | 144.1637 | 613.965 | 145.0058 |  | 21.1492 | 3.4073 | 22.0192 | 3.8414 | 23.1035 | 4.3898 | 24.0445 | 4.9524 | 25.1676 | 5.5341 | 29.4184 | 6.0651 | 43.0137 | 6.4528 | 57.1498 | 7.0919 | 70.7947 | 7.7501 | 88.7772 | 8.4166 | 114.8257 | 9.1004 | 142.9352 | 9.8693 | 170.75 | 10.3828 | 198.2509 | 10.8921 | 223.1042 | 11.3983 | 246.0596 | 11.8992 | 274.2244 | 12.3986 | 302.7351 | 12.8927 | 331.2904 | 13.3874 | 359.4544 | 13.8746 | 383.8137 | 14.3632 | 398.8067 | 14.8437 | 414.1051 | 15.3238 | 429.048 | 15.8008 | 444.4082 | 16.2748 | 472.5682 | 16.7463 | 501.0861 | 17.2152 | 529.2424 | 17.6817 | 557.0806 | 18.146 | 585.1968 | 18.6083 | 611.0704 | 19.0685 | 626.5831 | 19.5269 |  | 21.1492 | 3.4073 | 29.7485 | 3.8414 | 33.5535 | 4.4579 | 37.4739 | 5.0853 | 41.9211 | 5.7326 | 48.9613 | 6.3457 | 62.2088 | 6.8503 | 76.2116 | 7.5599 | 89.9173 | 8.2907 | 108.0472 | 9.0315 | 135.8544 | 9.792 | 170.356 | 10.6263 | 204.6349 | 11.3227 | 238.5556 | 12.0154 | 269.8543 | 12.7053 | 297.5849 | 13.39 | 325.8285 | 14.074 | 354.8327 | 14.7529 | 382.354 | 15.4332 | 409.3224 | 16.106 | 434.1649 | 16.781 | 451.7887 | 17.4476 | 473.056 | 18.1146 | 496.376 | 18.7786 | 519.7676 | 19.44 | 540.8634 | 20.0991 | 553.2173 | 20.7559 | 565.2914 | 21.4107 | 577.0652 | 22.0635 | 589.0603 | 22.7145 | 601.8961 | 23.3637 | 613.965 | 24.0113 |  | 21.1492 | 3.4073 | 34.181 | 3.8414 | 41.553 | 4.923 | 48.5167 | 6.0035 | 56.122 | 7.0882 | 67.2964 | 8.1905 | 81.3193 | 9.3053 | 97.2633 | 10.4364 | 117.6353 | 11.5851 | 142.4998 | 12.7501 | 175.6264 | 13.934 | 210.8819 | 15.0946 | 246.0805 | 16.0553 | 281.0243 | 17.0073 | 313.732 | 17.9525 | 403.8468 | 18.8875 | 676.7063 | 27.3059 | 953.3513 | 35.7055 | 1231.692 | 44.1038 | 1508.9558 | 52.4781 | 1780.7279 | 60.8596 | 2040.2807 | 69.2117 | 2302.954 | 77.5664 | 2555.6537 | 85.9126 | 2808.296 | 94.2504 | 3061.5268 | 102.5818 | 3315.4863 | 110.9074 | 3568.321 | 119.2278 | 3820.4066 | 127.5436 | 4071.7484 | 135.8554 | 4294.2684 | 144.1637 | 4310.8012 | 145.0058 |  | 21.1492 | 3.4073 | 34.181 | 3.8414 | 41.553 | 4.923 | 48.5167 | 6.0035 | 56.122 | 7.0882 | 68.867 | 8.1901 | 89.1693 | 9.3041 | 109.8203 | 10.434 | 130.1923 | 11.5809 | 155.0569 | 12.7435 | 249.2616 | 13.9245 | 528.6903 | 22.5945 | 807.8072 | 31.045 | 1086.4698 | 39.471 | 1362.4352 | 47.8795 | 1634.7485 | 56.264 | 1907.7877 | 64.644 | 2185.571 | 73.002 | 2464.1131 | 81.3714 | 2743.3443 | 89.7073 | 3019.4391 | 98.0631 | 3275.0355 | 106.3781 | 3531.57 | 114.7033 | 3787.5103 | 123.0202 | 4043.8994 | 131.3291 | 4292.382 | 139.6324 | 4306.8292 | 140.4798 | 4322.1676 | 141.3253 | 4334.0196 | 142.1689 | 4350.9321 | 143.0108 | 4369.5906 | 143.851 | 4386.827 | 144.6896
Risley |  | 34.1093 | 10.3949 | 54.4364 | 11.7253 | 62.6094 | 15.0521 | 70.7276 | 18.4382 | 79.8154 | 21.8599 | 96.5294 | 25.3586 | 128.5535 | 28.9268 | 162.3687 | 32.5535 | 195.4623 | 36.2537 | 239.3091 | 40.0177 | 305.2092 | 43.8576 | 382.7687 | 47.6179 | 459.7145 | 50.7759 | 535.8093 | 53.9184 | 605.7589 | 57.0501 | 666.9869 | 60.16 | 729.5537 | 87.1697 | 794.1681 | 114.2337 | 847.022 | 141.2939 | 896.3539 | 168.4734 | 940.6584 | 195.6273 | 975.1862 | 222.9175 | 1012.9638 | 250.1207 | 1052.4458 | 277.4769 | 1091.947 | 304.8482 | 1128.7637 | 332.2653 | 1155.5676 | 359.7284 | 1182.0406 | 387.2373 | 1208.156 | 414.7919 | 1234.5007 | 442.3924 | 1261.7694 | 470.0384 | 1288.1323 | 473.3669 |  | 34.1093 | 10.3949 | 35.4305 | 11.7253 | 37.0715 | 13.422 | 38.2212 | 15.193 | 39.5625 | 17.0316 | 48.5945 | 18.7242 | 80.9503 | 19.9893 | 114.8796 | 22.0327 | 147.8914 | 24.1462 | 191.5707 | 26.2929 | 254.9459 | 28.5038 | 323.1783 | 30.9779 | 390.8213 | 32.6681 | 457.5992 | 34.3511 | 518.2241 | 36.0297 | 572.2174 | 37.6972 | 632.2201 | 39.3654 | 692.1855 | 41.0218 | 751.7392 | 42.6515 | 809.918 | 44.2946 | 857.9784 | 45.9108 | 880.1383 | 47.5404 | 902.633 | 49.1351 | 924.5281 | 50.7451 | 946.482 | 52.343 | 978.9632 | 53.9355 | 1011.3418 | 55.5226 | 1042.8159 | 57.1047 | 1073.4089 | 58.6821 | 1103.7449 | 60.2553 | 1131.1033 | 61.8243 | 1146.9835 | 63.3898 |  | 34.1093 | 10.3949 | 54.4364 | 11.7253 | 62.6094 | 13.6302 | 70.7276 | 15.6181 | 79.8154 | 17.6793 | 96.5294 | 19.6469 | 128.5535 | 21.2951 | 162.3687 | 23.5811 | 195.4623 | 25.9443 | 239.3091 | 28.3465 | 305.2092 | 30.8205 | 382.7687 | 33.5221 | 459.7145 | 35.8089 | 535.8093 | 38.0923 | 605.7589 | 40.3752 | 666.9869 | 42.6494 | 729.5537 | 44.929 | 794.1681 | 47.1994 | 847.022 | 49.4428 | 896.3539 | 51.7058 | 940.6584 | 53.9409 | 975.1862 | 56.1955 | 1012.9638 | 58.4122 | 1052.4458 | 60.6505 | 1091.947 | 62.8778 | 1128.7637 | 65.1014 | 1155.5676 | 67.3218 | 1182.0406 | 69.5393 | 1208.156 | 71.754 | 1234.5007 | 73.9662 | 1261.7694 | 76.1762 | 1288.1323 | 78.3842 |  | 34.1093 | 10.3949 | 65.0437 | 11.7253 | 81.1346 | 15.0521 | 96.0888 | 18.4382 | 111.8899 | 21.8599 | 135.9607 | 25.3586 | 168.7032 | 28.9268 | 205.1643 | 32.5535 | 247.7566 | 36.2537 | 301.1181 | 40.0177 | 374.4756 | 43.8576 | 452.7909 | 47.6179 | 530.5801 | 50.7759 | 607.439 | 53.9184 | 678.7523 | 57.0501 | 820.5071 | 60.16 | 1199.066 | 87.1697 | 1572.6411 | 114.2337 | 1946.9476 | 141.2939 | 2319.0155 | 168.4734 | 2683.3472 | 195.6273 | 3030.4603 | 222.9175 | 3380.1487 | 250.1207 | 3716.6887 | 277.4769 | 4052.6315 | 304.8482 | 4388.6587 | 332.2653 | 4724.9975 | 359.7284 | 5059.331 | 387.2373 | 5392.2385 | 414.7919 | 5723.432 | 442.3924 | 5951.8234 | 470.0384 | 5976.4512 | 473.3669 |  | 34.1093 | 10.3949 | 65.0437 | 11.7253 | 81.1346 | 15.0521 | 96.0888 | 18.4382 | 111.8899 | 21.8599 | 138.2434 | 25.3591 | 180.1099 | 28.9284 | 223.4064 | 32.5568 | 265.9987 | 36.2594 | 319.3601 | 40.0267 | 472.1361 | 43.8706 | 867.9323 | 71.3659 | 1262.9243 | 98.3266 | 1656.8518 | 125.3451 | 2044.4772 | 152.4368 | 2423.1378 | 179.5742 | 2801.8191 | 206.8146 | 3176.4369 | 234.0964 | 3551.4697 | 261.3194 | 3926.0797 | 288.7203 | 4295.0081 | 316.0407 | 4636.0113 | 343.5496 | 4977.8653 | 370.8984 | 5318.5432 | 398.4529 | 5659.2765 | 426.0059 | 5864.7294 | 453.6033 | 5888.2071 | 457.0054 | 5912.0343 | 460.3925 | 5934.3252 | 463.7649 | 5958.7994 | 467.124 | 5983.9762 | 470.47 | 6008.601 | 473.8037
Robert Hall St |  | 44.6577 | 8.7518 | 54.9321 | 9.9139 | 59.8704 | 12.7694 | 64.4725 | 15.6581 | 69.6726 | 18.5841 | 80.7403 | 21.5765 | 105.1036 | 24.6362 | 130.8867 | 27.7565 | 156.128 | 30.9495 | 189.5907 | 34.2231 | 248.1958 | 37.5619 | 340.7765 | 40.8629 | 432.952 | 43.6603 | 524.4734 | 46.4565 | 611.1734 | 49.2379 | 691.3759 | 52.011 | 772.7321 | 75.4928 | 855.678 | 99.1047 | 971.957 | 122.8094 | 1093.1865 | 146.6432 | 1197.2425 | 170.6006 | 1259.75 | 194.6839 | 1322.0149 | 218.8597 | 1375.6587 | 243.1999 | 1429.0842 | 267.6525 | 1476.5818 | 292.2315 | 1500.0033 | 316.9375 | 1522.4262 | 341.7711 | 1543.8325 | 366.7326 | 1565.5322 | 391.8226 | 1589.1297 | 417.0412 | 1610.4641 | 420.7346 |  | 44.6577 | 8.7518 | 46.1343 | 9.9139 | 47.9104 | 11.3865 | 49.087 | 12.9125 | 50.4009 | 14.5009 | 57.3206 | 15.9644 | 81.4148 | 17.0671 | 106.8522 | 18.84 | 131.5348 | 20.6785 | 164.2847 | 22.5612 | 211.81 | 24.4976 | 263.0428 | 26.679 | 314.0784 | 28.1933 | 364.3802 | 29.7079 | 409.9532 | 31.2141 | 459.595 | 32.7164 | 549.5177 | 34.2248 | 649.4993 | 35.7286 | 740.9841 | 37.2184 | 833.721 | 38.7085 | 926.6922 | 40.1975 | 1018.6752 | 41.6857 | 1111.9688 | 43.1669 | 1202.8113 | 44.6557 | 1297.4363 | 46.1416 | 1382.092 | 47.6281 | 1469.1837 | 49.1149 | 1556.1787 | 50.6025 | 1642.9366 | 52.091 | 1730.6372 | 53.581 | 1811.8711 | 55.0723 | 1863.2422 | 56.5655 |  | 44.6577 | 8.7518 | 54.9321 | 9.9139 | 59.8704 | 11.5631 | 64.4725 | 13.2632 | 69.6726 | 15.0299 | 80.7403 | 16.7167 | 105.1036 | 18.1364 | 130.8867 | 20.1063 | 156.128 | 22.1485 | 189.5907 | 24.2419 | 248.1958 | 26.3962 | 340.7765 | 28.7668 | 432.952 | 30.7907 | 524.4734 | 32.8206 | 611.1734 | 34.8464 | 691.3759 | 36.8723 | 772.7321 | 38.9105 | 855.678 | 40.9483 | 971.957 | 42.9745 | 1093.1865 | 45.006 | 1197.2425 | 47.0402 | 1259.75 | 49.078 | 1322.0149 | 51.1116 | 1375.6587 | 53.1582 | 1429.0842 | 55.2059 | 1476.5818 | 57.2575 | 1500.0033 | 59.3137 | 1522.4262 | 61.3746 | 1543.8325 | 63.4403 | 1565.5322 | 65.5111 | 1589.1297 | 67.5873 | 1610.4641 | 69.6689 |  | 44.6577 | 8.7518 | 60.1295 | 9.9139 | 69.2126 | 12.7694 | 77.4015 | 15.6581 | 86.2669 | 18.5841 | 101.1724 | 21.5765 | 126.3307 | 24.6362 | 163.0996 | 27.7565 | 229.7385 | 30.9495 | 304.7991 | 34.2231 | 395.4238 | 37.5619 | 490.0985 | 40.8629 | 584.6771 | 43.6603 | 678.7632 | 46.4565 | 768.701 | 49.2379 | 912.1896 | 52.011 | 1238.2584 | 75.4928 | 1579.533 | 99.1047 | 1911.317 | 122.8094 | 2236.7183 | 146.6432 | 2554.0844 | 170.6006 | 2853.7611 | 194.6839 | 3131.0914 | 218.8597 | 3392.4712 | 243.1999 | 3654.8589 | 267.6525 | 3919.5397 | 292.2315 | 4185.7917 | 316.9375 | 4451.2758 | 341.7711 | 4716.4617 | 366.7326 | 4980.7789 | 391.8226 | 5344.742 | 417.0412 | 5372.9497 | 420.7346 |  | 44.6577 | 8.7518 | 60.1295 | 9.9139 | 69.2126 | 12.7694 | 77.4015 | 15.6581 | 86.2669 | 18.5841 | 111.2885 | 21.576 | 176.8892 | 24.6344 | 243.9675 | 27.7527 | 310.6063 | 30.9429 | 385.6669 | 34.2127 | 536.437 | 37.5467 | 871.5188 | 61.188 | 1206.2419 | 84.4587 | 1540.3485 | 107.8691 | 1869.6182 | 131.3884 | 2192.299 | 155.0259 | 2517.1507 | 178.8336 | 2852.4749 | 202.7602 | 3184.9623 | 226.7419 | 3511.5834 | 250.8581 | 3809.8692 | 275.0973 | 4073.915 | 299.4626 | 4339.1155 | 323.9043 | 4603.9066 | 348.5297 | 4870.1749 | 373.2612 | 5469.4895 | 398.1192 | 5483.2392 | 401.7933 | 5499.986 | 405.4694 | 5506.8023 | 409.1474 | 5529.0977 | 412.828 | 5556.2782 | 416.5111 | 5580.7559 | 420.197
Rochdale Central |  | 57.504 | 25.1831 | 86.6645 | 28.3761 | 98.5328 | 36.372 | 110.5032 | 44.4643 | 123.9381 | 52.5955 | 149.334 | 60.879 | 199.8671 | 69.2974 | 253.2484 | 77.8249 | 305.4895 | 86.4974 | 374.677 | 95.3351 | 476.5646 | 104.3312 | 590.8078 | 113.1174 | 704.1111 | 120.4533 | 816.1014 | 127.7353 | 918.4718 | 134.9749 | 1007.2373 | 142.2093 | 1098.2322 | 205.7913 | 1192.5741 | 269.3431 | 1267.978 | 332.8787 | 1332.4576 | 396.5971 | 1385.1435 | 460.1635 | 1432.0945 | 523.957 | 1491.2074 | 587.4594 | 1560.3456 | 651.233 | 1629.7206 | 714.9577 | 1693.8694 | 778.707 | 1737.824 | 842.4828 | 1781.0535 | 906.2868 | 1823.5031 | 970.1197 | 1866.3668 | 1033.9837 | 1911.0683 | 1097.8791 | 1953.8774 | 1104.9389 |  | 57.504 | 25.1831 | 59.6129 | 28.3761 | 62.1919 | 32.4331 | 64.122 | 36.6507 | 66.3598 | 41.004 | 80.6513 | 44.9903 | 131.6404 | 47.9367 | 185.1412 | 52.7362 | 237.1231 | 57.6859 | 305.8962 | 62.7258 | 405.6309 | 67.9053 | 513.0389 | 73.6986 | 619.6387 | 77.6152 | 724.8219 | 81.5057 | 820.3666 | 85.377 | 903.6656 | 89.2528 | 993.1811 | 93.0841 | 1084.5086 | 96.8794 | 1166.2425 | 100.6487 | 1243.5405 | 104.444 | 1305.9758 | 108.172 | 1330.8697 | 111.9267 | 1356.0198 | 115.5955 | 1380.6523 | 119.296 | 1404.8299 | 122.9638 | 1474.7194 | 126.6151 | 1545.3472 | 130.2497 | 1614.9711 | 133.8688 | 1683.6273 | 137.4732 | 1752.5691 | 141.0641 | 1815.9694 | 144.6417 | 1855.3937 | 148.2074 |  | 57.504 | 25.1831 | 86.6645 | 28.3761 | 98.5328 | 32.9361 | 110.5032 | 37.6635 | 123.9381 | 42.5369 | 149.334 | 47.1668 | 199.8671 | 51.0147 | 253.2484 | 56.3749 | 305.4895 | 61.9003 | 374.677 | 67.5306 | 476.5646 | 73.3176 | 590.8078 | 79.6325 | 704.1111 | 84.9477 | 816.1014 | 90.2425 | 918.4718 | 95.5236 | 1007.2373 | 100.8168 | 1098.2322 | 106.069 | 1192.5741 | 111.2878 | 1267.978 | 116.4838 | 1332.4576 | 121.7188 | 1385.1435 | 126.8822 | 1432.0945 | 132.0848 | 1491.2074 | 137.1929 | 1560.3456 | 142.3455 | 1629.7206 | 147.4668 | 1693.8694 | 152.5737 | 1737.824 | 157.6675 | 1781.0535 | 162.7492 | 1823.5031 | 167.819 | 1866.3668 | 172.8778 | 1911.0683 | 177.9265 | 1953.8774 | 182.9653 |  | 57.504 | 25.1831 | 101.8183 | 28.3761 | 124.9227 | 36.372 | 146.8902 | 44.4643 | 170.2274 | 52.5955 | 206.5401 | 60.879 | 258.3391 | 69.2974 | 314.0951 | 77.8249 | 373.565 | 86.4974 | 450.1967 | 95.3351 | 558.2026 | 104.3312 | 674.097 | 113.1174 | 789.5774 | 120.4533 | 904.0587 | 127.7353 | 1009.6135 | 134.9749 | 1249.8546 | 142.2093 | 1934.7327 | 205.7913 | 2621.2456 | 269.3431 | 3305.4131 | 332.8787 | 3984.7108 | 396.5971 | 4650.7465 | 460.1635 | 5285.7914 | 523.957 | 5934.3102 | 587.4594 | 6559.7775 | 651.233 | 7184.4005 | 714.9577 | 7809.896 | 778.707 | 8436.4706 | 842.4828 | 9059.4058 | 906.2868 | 9679.6825 | 970.1197 | 10297.635 | 1033.9837 | 10777.6552 | 1097.8791 | 10822.4227 | 1104.9389 |  | 57.504 | 25.1831 | 101.8183 | 28.3761 | 124.9227 | 36.372 | 146.8902 | 44.4643 | 170.2274 | 52.5955 | 208.119 | 60.8791 | 266.2313 | 69.2975 | 326.7197 | 77.8251 | 386.1895 | 86.4976 | 462.8212 | 95.3354 | 719.42 | 104.3317 | 1429.4333 | 169.469 | 2138.2636 | 233.1539 | 2845.484 | 296.8011 | 3542.8068 | 360.4519 | 4226.1961 | 424.2328 | 4911.0893 | 487.9377 | 5599.4176 | 551.584 | 6286.4721 | 615.212 | 6970.4009 | 679.1616 | 7652.6404 | 742.8341 | 8286.1415 | 806.8574 | 8921.201 | 870.4229 | 9554.2788 | 934.3852 | 10187.7411 | 998.2629 | 10677.8798 | 1062.1649 | 10718.7348 | 1069.3734 | 10760.9327 | 1076.5495 | 10797.9035 | 1083.6941 | 10842.5098 | 1090.8097 | 10889.6822 | 1097.8968 | 10934.8712 | 1104.9569
Roman Rd |  | 21.3584 | 4.324 | 29.9378 | 4.8545 | 33.8995 | 6.1999 | 37.248 | 7.6032 | 41.0108 | 9.0186 | 47.8447 | 10.4624 | 61.1392 | 11.9302 | 75.1819 | 13.4133 | 88.9211 | 14.9191 | 107.1161 | 16.4614 | 133.494 | 18.0168 | 161.8664 | 19.5397 | 189.9968 | 20.8093 | 217.7377 | 22.0814 | 242.7563 | 23.3284 | 264.0876 | 24.5766 | 285.858 | 35.5728 | 308.3007 | 46.5631 | 324.7797 | 57.5466 | 338.2451 | 68.5244 | 349.3499 | 79.4909 | 360.1586 | 90.5063 | 375.9663 | 101.4364 | 396.4624 | 112.3769 | 416.9473 | 123.3014 | 435.5439 | 134.2079 | 447.3089 | 145.0949 | 458.8686 | 155.9612 | 470.2022 | 166.8054 | 481.7137 | 177.6266 | 493.8759 | 188.4235 | 505.4279 | 189.4451 |  | 21.3584 | 4.324 | 22.3168 | 4.8545 | 23.5332 | 5.5285 | 24.0824 | 6.2512 | 24.7266 | 6.9981 | 28.5295 | 7.6822 | 41.9663 | 8.1884 | 56.0612 | 9.0086 | 69.7502 | 9.8533 | 87.8552 | 10.7194 | 114.1236 | 11.6012 | 142.4263 | 12.5916 | 170.4329 | 13.2597 | 198.0772 | 13.9308 | 222.9759 | 14.5876 | 244.2299 | 15.2467 | 265.461 | 15.9032 | 286.3248 | 16.5521 | 306.0381 | 17.195 | 324.4886 | 17.8329 | 338.5152 | 18.465 | 341.6572 | 19.1047 | 344.7109 | 19.7233 | 347.5949 | 20.3419 | 349.9151 | 20.9555 | 372.037 | 21.5642 | 393.796 | 22.168 | 414.6591 | 22.767 | 434.6453 | 23.3614 | 454.197 | 23.9512 | 471.4685 | 24.5367 | 480.7946 | 25.1179 |  | 21.3584 | 4.324 | 29.9378 | 4.8545 | 33.8995 | 5.6142 | 37.248 | 6.4403 | 41.0108 | 7.2938 | 47.8447 | 8.1059 | 61.1392 | 8.7826 | 75.1819 | 9.7163 | 88.9211 | 10.6766 | 107.1161 | 11.6604 | 133.494 | 12.6611 | 161.8664 | 13.7556 | 189.9968 | 14.6754 | 217.7377 | 15.6001 | 242.7563 | 16.5098 | 264.0876 | 17.4231 | 285.858 | 18.3349 | 308.3007 | 19.2391 | 324.7797 | 20.1372 | 338.2451 | 21.0307 | 349.3499 | 21.9182 | 360.1586 | 22.8158 | 375.9663 | 23.6891 | 396.4624 | 24.5632 | 416.9473 | 25.4321 | 435.5439 | 26.2956 | 447.3089 | 27.154 | 458.8686 | 28.0072 | 470.2022 | 28.8553 | 481.7137 | 29.6984 | 493.8759 | 30.5366 | 505.4279 | 31.37 |  | 21.3584 | 4.324 | 34.4301 | 4.8545 | 42.2539 | 6.1999 | 48.3802 | 7.6032 | 54.9061 | 9.0186 | 64.8801 | 10.4624 | 78.5485 | 11.9302 | 92.786 | 13.4133 | 106.7534 | 14.9191 | 125.1997 | 16.4614 | 151.9361 | 18.0168 | 180.7328 | 19.5397 | 209.3712 | 20.8093 | 237.6037 | 22.0814 | 263.4485 | 23.3284 | 342.5279 | 24.5766 | 592.023 | 35.5728 | 843.2416 | 46.5631 | 1096.8451 | 57.5466 | 1349.3867 | 68.5244 | 1597.0162 | 79.4909 | 1832.9998 | 90.5063 | 2075.552 | 101.4364 | 2309.465 | 112.3769 | 2542.771 | 123.3014 | 2775.9713 | 134.2079 | 3009.2412 | 145.0949 | 3240.9026 | 155.9612 | 3471.3531 | 166.8054 | 3700.5469 | 177.6266 | 3835.9913 | 188.4235 | 3844.6313 | 189.4451 |  | 21.3584 | 4.324 | 34.4301 | 4.8545 | 42.2539 | 6.1999 | 48.3802 | 7.6032 | 54.9061 | 9.0186 | 64.8822 | 10.4638 | 78.5587 | 11.9349 | 92.8023 | 13.4232 | 106.7697 | 14.9363 | 125.2161 | 16.4881 | 209.0712 | 18.0554 | 466.2237 | 29.3526 | 722.9899 | 40.4074 | 979.2027 | 51.4929 | 1232.5609 | 62.5477 | 1482.0293 | 73.6336 | 1731.7318 | 84.735 | 1984.544 | 95.823 | 2238.8896 | 106.9006 | 2493.317 | 117.972 | 2748.8243 | 129.0282 | 2986.4807 | 140.1637 | 3224.3726 | 151.1683 | 3461.2128 | 162.1929 | 3697.915 | 173.1976 | 3797.9502 | 184.18 | 3806.4295 | 185.31 | 3814.9609 | 186.4188 | 3823.2729 | 187.5072 | 3831.8995 | 188.5762 | 3840.6293 | 189.6266 | 3849.2782 | 190.659
Romiley |  | 55.4631 | 9.8069 | 77.9546 | 11.0663 | 87.8386 | 14.2049 | 98.4253 | 17.354 | 110.4642 | 20.5268 | 129.1521 | 23.7624 | 164.492 | 27.0459 | 201.8457 | 30.3887 | 238.4076 | 33.7837 | 286.7614 | 37.2485 | 362.4176 | 40.7812 | 460.4373 | 44.2435 | 557.8537 | 47.1294 | 654.3139 | 49.9984 | 743.8066 | 52.8383 | 823.802 | 55.6723 | 905.1979 | 80.6046 | 988.6724 | 105.5204 | 1073.2321 | 130.4866 | 1157.8386 | 155.4403 | 1235.8465 | 180.4109 | 1289.2135 | 205.4667 | 1349.3642 | 230.5249 | 1410.9082 | 255.5932 | 1472.6801 | 280.7075 | 1528.4267 | 305.8562 | 1561.2922 | 331.0409 | 1593.4045 | 356.2635 | 1624.7016 | 381.5251 | 1656.5492 | 406.8276 | 1690.5688 | 432.1716 | 1722.5295 | 435.162 |  | 55.4631 | 9.8069 | 57.7074 | 11.0663 | 60.4848 | 12.6666 | 63.1691 | 14.3162 | 66.3838 | 16.0274 | 77.9274 | 17.5978 | 114.3386 | 18.7575 | 152.1228 | 20.6532 | 188.5066 | 22.6041 | 236.43 | 24.5929 | 305.8367 | 26.6393 | 380.7679 | 28.9331 | 454.9448 | 30.484 | 528.2693 | 32.0271 | 594.5561 | 33.5543 | 657.3414 | 35.0807 | 739.5387 | 36.607 | 823.8479 | 38.1097 | 907.8265 | 39.6164 | 991.2812 | 41.1052 | 1065.5126 | 42.5867 | 1116.8406 | 44.0753 | 1169.3121 | 45.5515 | 1220.713 | 47.018 | 1274.2849 | 48.4817 | 1347.1524 | 49.9409 | 1420.6525 | 51.3954 | 1492.8843 | 52.8458 | 1564.0066 | 54.2923 | 1635.5324 | 55.7354 | 1701.0158 | 57.1753 | 1739.8424 | 58.6125 |  | 55.4631 | 9.8069 | 77.9546 | 11.0663 | 87.8386 | 12.863 | 98.4253 | 14.6997 | 110.4642 | 16.6012 | 129.1521 | 18.4102 | 164.492 | 19.9104 | 201.8457 | 22.013 | 238.4076 | 24.1767 | 286.7614 | 26.385 | 362.4176 | 28.6585 | 460.4373 | 31.1466 | 557.8537 | 33.2372 | 654.3139 | 35.3229 | 743.8066 | 37.3944 | 823.802 | 39.4679 | 905.1979 | 41.5453 | 988.6724 | 43.5992 | 1073.2321 | 45.661 | 1157.8386 | 47.7059 | 1235.8465 | 49.7452 | 1289.2135 | 51.7963 | 1349.3642 | 53.8359 | 1410.9082 | 55.8672 | 1472.6801 | 57.8986 | 1528.4267 | 59.927 | 1561.2922 | 61.9531 | 1593.4045 | 63.9771 | 1624.7016 | 65.9992 | 1656.5492 | 68.0199 | 1690.5688 | 70.0394 | 1722.5295 | 72.0579 |  | 55.4631 | 9.8069 | 89.538 | 11.0663 | 108.6549 | 14.2049 | 127.3657 | 17.354 | 147.9128 | 20.5268 | 178.0396 | 23.7624 | 215.6043 | 27.0459 | 259.648 | 30.3887 | 320.0071 | 33.7837 | 392.3806 | 37.2485 | 486.7099 | 40.7812 | 586.6857 | 44.2435 | 686.5156 | 47.1294 | 785.7662 | 49.9984 | 878.8545 | 52.8383 | 1129.3961 | 55.6723 | 1880.8217 | 80.6046 | 2644.913 | 105.5204 | 3411.9695 | 130.4866 | 4175.2936 | 155.4403 | 4922.9178 | 180.4109 | 5636.4997 | 205.4667 | 6354.1547 | 230.5249 | 7043.096 | 255.5932 | 7731.3536 | 280.7075 | 8420.7292 | 305.8562 | 9111.5961 | 331.0409 | 9798.8712 | 356.2635 | 10483.4942 | 381.5251 | 11165.8592 | 406.8276 | 11718.392 | 432.1716 | 11756.8923 | 435.162 |  | 55.4631 | 9.8069 | 89.538 | 11.0663 | 108.6549 | 14.2049 | 127.3657 | 17.354 | 147.9128 | 20.5268 | 183.7374 | 23.7613 | 244.0839 | 27.0424 | 305.2046 | 30.3813 | 365.5637 | 33.7707 | 437.9372 | 37.2283 | 699.5616 | 40.7518 | 1468.3385 | 66.2234 | 2236.2156 | 91.126 | 3002.8237 | 116.0301 | 3762.1744 | 140.9104 | 4511.7109 | 165.8296 | 5263.3989 | 190.8079 | 6029.8185 | 215.7241 | 6797.1889 | 240.7261 | 7565.7638 | 265.688 | 8321.3872 | 290.668 | 9018.8104 | 315.77 | 9718.5393 | 340.8593 | 10416.247 | 365.951 | 11114.6543 | 391.0972 | 11690.5361 | 416.2798 | 11724.8104 | 419.263 | 11760.8994 | 422.245 | 11789.8764 | 425.2256 | 11829.1709 | 428.2054 | 11872.0257 | 431.1842 | 11911.9763 | 434.1622
Rossall |  | 5.7706 | 1.4529 | 10.0943 | 1.6385 | 11.7457 | 2.1 | 13.609 | 2.5652 | 15.7023 | 3.035 | 19.2477 | 3.5108 | 25.8819 | 3.9941 | 32.8865 | 4.4891 | 39.7418 | 4.9892 | 48.8282 | 5.494 | 62.499 | 6.0125 | 78.6156 | 6.5163 | 94.6032 | 6.9424 | 110.4208 | 7.3595 | 124.9913 | 7.7739 | 137.7603 | 8.1843 | 150.8228 | 11.8296 | 164.3359 | 15.4781 | 174.7252 | 19.1072 | 184.4907 | 22.7484 | 193.6899 | 26.3649 | 200.85 | 29.9735 | 208.3851 | 33.5692 | 215.8218 | 37.1781 | 223.2851 | 40.772 | 230.3417 | 44.3599 | 235.8373 | 47.942 | 241.2783 | 51.5186 | 246.6585 | 55.0898 | 252.0705 | 58.6558 | 257.6256 | 62.2166 | 263.0307 | 62.553 |  | 5.7706 | 1.4529 | 5.981 | 1.6385 | 6.239 | 1.8726 | 6.5625 | 2.115 | 6.9462 | 2.3672 | 8.9343 | 2.5963 | 15.7185 | 2.7651 | 22.7883 | 3.0447 | 29.6476 | 3.3307 | 38.7089 | 3.6187 | 51.8518 | 3.9177 | 66.0024 | 4.2504 | 80.0306 | 4.4786 | 93.8836 | 4.7015 | 106.4861 | 4.9233 | 117.7054 | 5.1429 | 129.9518 | 5.3574 | 142.0381 | 5.5742 | 154.3238 | 5.7845 | 166.3698 | 5.9984 | 176.1766 | 6.2056 | 180.3181 | 6.4111 | 184.5879 | 6.6139 | 188.7855 | 6.8192 | 193.2094 | 7.0213 | 197.7383 | 7.222 | 202.2247 | 7.4215 | 206.5508 | 7.6196 | 210.725 | 7.8166 | 214.8358 | 8.0125 | 218.5021 | 8.2072 | 220.5446 | 8.401 |  | 5.7706 | 1.4529 | 10.0943 | 1.6385 | 11.7457 | 1.9017 | 13.609 | 2.1729 | 15.7023 | 2.4546 | 19.2477 | 2.7201 | 25.8819 | 2.9403 | 32.8865 | 3.2519 | 39.7418 | 3.5704 | 48.8282 | 3.8917 | 62.499 | 4.2252 | 78.6156 | 4.5874 | 94.6032 | 4.896 | 110.4208 | 5.1993 | 124.9913 | 5.5017 | 137.7603 | 5.8021 | 150.8228 | 6.0972 | 164.3359 | 6.3953 | 174.7252 | 6.6862 | 184.4907 | 6.9817 | 193.6899 | 7.2697 | 200.85 | 7.556 | 208.3851 | 7.8396 | 215.8218 | 8.1263 | 223.2851 | 8.4096 | 230.3417 | 8.6915 | 235.8373 | 8.9722 | 241.2783 | 9.2516 | 246.6585 | 9.5299 | 252.0705 | 9.807 | 257.6256 | 10.0831 | 263.0307 | 10.3581 |  | 5.7706 | 1.4529 | 12.3492 | 1.6385 | 15.607 | 2.1 | 18.9944 | 2.5652 | 22.6122 | 3.035 | 27.9836 | 3.5108 | 34.8403 | 3.9941 | 42.3934 | 4.4891 | 51.2318 | 4.9892 | 62.3102 | 5.494 | 77.5192 | 6.0125 | 93.7516 | 6.5163 | 109.8713 | 6.9424 | 125.8278 | 7.3595 | 140.6016 | 7.7739 | 169.1169 | 8.1843 | 244.1185 | 11.8296 | 317.5975 | 15.4781 | 391.0879 | 19.1072 | 464.1523 | 22.7484 | 535.624 | 26.3649 | 603.9053 | 29.9735 | 672.7025 | 33.5692 | 738.8203 | 37.1781 | 804.7628 | 40.772 | 870.675 | 44.3599 | 936.5982 | 47.942 | 1002.0799 | 51.5186 | 1067.2106 | 55.0898 | 1132.0148 | 58.6558 | 1171.9482 | 62.2166 | 1176.4888 | 62.553 |  | 5.7706 | 1.4529 | 12.3492 | 1.6385 | 15.607 | 2.1 | 18.9944 | 2.5652 | 22.6122 | 3.035 | 28.4657 | 3.5108 | 37.2497 | 3.9939 | 46.2476 | 4.4888 | 55.086 | 4.9886 | 66.1644 | 5.4931 | 96.9767 | 6.0112 | 175.5841 | 9.7598 | 254.0194 | 13.4335 | 332.2385 | 17.0937 | 409.1673 | 20.7516 | 484.2396 | 24.4038 | 559.2883 | 28.0345 | 633.0488 | 31.6808 | 706.6127 | 35.2938 | 780.1939 | 38.9338 | 852.5489 | 42.5351 | 919.5033 | 46.1289 | 986.683 | 49.7074 | 1053.613 | 53.3087 | 1120.4962 | 56.8908 | 1150.2794 | 60.4671 | 1154.7723 | 60.8124 | 1159.272 | 61.1556 | 1163.7289 | 61.4969 | 1168.2433 | 61.8364 | 1172.7724 | 62.1741 | 1177.2912 | 62.5101
Royton |  | 45.087 | 7.8178 | 65.1981 | 8.8215 | 73.7778 | 11.3232 | 82.678 | 13.8637 | 92.7462 | 16.4305 | 109.5295 | 19.0538 | 141.6389 | 21.7192 | 175.5697 | 24.4365 | 208.7794 | 27.197 | 252.7237 | 30.0163 | 317.8342 | 32.8921 | 392.1955 | 35.724 | 465.9931 | 38.0908 | 538.9368 | 40.4623 | 605.6275 | 42.8103 | 663.6757 | 45.142 | 723.048 | 65.4329 | 784.3956 | 85.7456 | 834.2494 | 106.1438 | 878.9915 | 126.5591 | 918.6167 | 147.0777 | 951.2243 | 167.5928 | 994.0475 | 188.199 | 1045.2828 | 208.8504 | 1096.7067 | 229.554 | 1143.491 | 250.3109 | 1172.6564 | 271.121 | 1201.2252 | 291.9847 | 1229.1456 | 312.9016 | 1257.4664 | 333.872 | 1287.4333 | 354.8957 | 1315.7807 | 357.5696 |  | 45.087 | 7.8178 | 46.8723 | 8.8215 | 49.0745 | 10.0969 | 50.9889 | 11.4253 | 53.2645 | 12.8048 | 63.1452 | 14.0741 | 95.9356 | 15.0153 | 130.1234 | 16.5474 | 163.1704 | 18.1243 | 206.7796 | 19.7334 | 269.9765 | 21.3904 | 338.142 | 23.2551 | 405.6695 | 24.5227 | 472.3818 | 25.7953 | 532.7879 | 27.0548 | 586.0776 | 28.3059 | 644.1558 | 29.5695 | 702.3423 | 30.8129 | 757.8532 | 32.0633 | 811.0833 | 33.2979 | 854.2773 | 34.5412 | 872.7401 | 35.7668 | 891.5318 | 36.997 | 909.949 | 38.2217 | 928.098 | 39.4427 | 984.5397 | 40.6609 | 1041.3298 | 41.876 | 1097.0159 | 43.0884 | 1151.691 | 44.2984 | 1206.4885 | 45.5063 | 1256.4928 | 46.7122 | 1286.0909 | 47.9164 |  | 45.087 | 7.8178 | 65.1981 | 8.8215 | 73.7778 | 10.2535 | 82.678 | 11.7432 | 92.7462 | 13.2882 | 109.5295 | 14.7622 | 141.6389 | 15.9891 | 175.5697 | 17.7013 | 208.7794 | 19.463 | 252.7237 | 21.262 | 317.8342 | 23.1145 | 392.1955 | 25.1491 | 465.9931 | 26.8629 | 538.9368 | 28.5858 | 605.6275 | 30.2974 | 663.6757 | 32.0027 | 723.048 | 33.7255 | 784.3956 | 35.4286 | 834.2494 | 37.1428 | 878.9915 | 38.842 | 918.6167 | 40.5542 | 951.2243 | 42.2486 | 994.0475 | 43.9513 | 1045.2828 | 45.6502 | 1096.7067 | 47.3477 | 1143.491 | 49.0439 | 1172.6564 | 50.7393 | 1201.2252 | 52.434 | 1229.1456 | 54.1282 | 1257.4664 | 55.822 | 1287.4333 | 57.5158 | 1315.7807 | 59.2095 |  | 45.087 | 7.8178 | 75.5875 | 8.8215 | 92.2348 | 11.3232 | 108.2001 | 13.8637 | 125.4965 | 16.4305 | 151.3123 | 19.0538 | 184.9211 | 21.7192 | 221.05 | 24.4365 | 260.9312 | 27.197 | 311.6918 | 30.0163 | 382.4352 | 32.8921 | 458.2643 | 35.724 | 533.8654 | 38.0908 | 608.7866 | 40.4623 | 678.2079 | 42.8103 | 877.3773 | 45.142 | 1491.4019 | 65.4329 | 2112.0276 | 85.7456 | 2735.3896 | 106.1438 | 3356.0667 | 126.5591 | 3964.5465 | 147.0777 | 4545.415 | 167.5928 | 5138.8443 | 188.199 | 5710.6979 | 208.8504 | 6281.7173 | 229.554 | 6853.3113 | 250.3109 | 7425.8167 | 271.121 | 7995.045 | 291.9847 | 8561.8738 | 312.9016 | 9126.4178 | 333.872 | 9551.1188 | 354.8957 | 9581.1265 | 357.5696 |  | 45.087 | 7.8178 | 75.5875 | 8.8215 | 92.2348 | 11.3232 | 108.2001 | 13.8637 | 125.4965 | 16.4305 | 152.7865 | 19.054 | 192.2896 | 21.7199 | 232.8369 | 24.4379 | 272.7181 | 27.1995 | 323.4787 | 30.0201 | 532.9404 | 32.8977 | 1163.3452 | 53.532 | 1792.9087 | 73.7485 | 2421.3122 | 94.0435 | 3043.2009 | 114.3614 | 3656.1289 | 134.7121 | 4270.5797 | 155.2006 | 4894.4452 | 175.6656 | 5519.0645 | 196.2507 | 6144.243 | 216.8214 | 6767.9917 | 237.5299 | 7347.5201 | 258.1989 | 7928.5163 | 278.9798 | 8507.566 | 299.8003 | 9086.928 | 320.6717 | 9501.7548 | 341.5955 | 9529.0163 | 344.3096 | 9557.3879 | 347.0151 | 9581.4435 | 349.7125 | 9611.7821 | 352.4026 | 9644.2784 | 355.0856 | 9675.0417 | 357.7618
S.E. Macclesfield |  | 56.3983 | 17.3998 | 93.9389 | 19.6012 | 108.2788 | 25.1185 | 123.0641 | 30.7963 | 139.5835 | 36.5286 | 171.8048 | 42.389 | 234.688 | 48.3633 | 301.0998 | 54.4424 | 366.1119 | 60.6263 | 452.2393 | 66.9406 | 587.8162 | 73.3981 | 764.527 | 79.7176 | 940.0207 | 85.0076 | 1113.9105 | 90.2677 | 1276.0387 | 95.5303 | 1421.2234 | 100.7295 | 1569.2876 | 145.8991 | 1721.7047 | 191.1207 | 1872.3675 | 236.3972 | 2023.3432 | 281.7426 | 2158.9439 | 327.139 | 2251.7148 | 372.5861 | 2335.3341 | 418.122 | 2408.5567 | 463.6408 | 2482.0758 | 509.2259 | 2551.5326 | 554.8503 | 2604.0155 | 600.5123 | 2655.8001 | 646.2102 | 2706.8554 | 691.9417 | 2758.1578 | 737.7061 | 2810.8987 | 783.5011 | 2861.9988 | 788.7315 |  | 56.3983 | 17.3998 | 58.2477 | 19.6012 | 60.5 | 22.3982 | 62.293 | 25.3574 | 64.3539 | 28.4215 | 81.5386 | 31.2404 | 144.662 | 33.344 | 211.0493 | 36.7513 | 275.808 | 40.264 | 361.5759 | 43.8486 | 486.0216 | 47.5519 | 619.9314 | 51.6928 | 752.8876 | 54.5117 | 884.12 | 57.3163 | 1003.6704 | 60.1267 | 1116.4292 | 62.9018 | 1262.8624 | 65.6587 | 1414.3253 | 68.3923 | 1564.425 | 71.1089 | 1714.6571 | 73.8135 | 1849.0114 | 76.5026 | 1940.6635 | 79.1772 | 2033.8897 | 81.8462 | 2124.7297 | 84.4895 | 2214.9189 | 87.1244 | 2272.9748 | 89.7475 | 2332.394 | 92.3584 | 2391.6375 | 94.958 | 2450.5898 | 97.5468 | 2510.1317 | 100.1255 | 2565.3085 | 102.6943 | 2600.5691 | 105.2539 |  | 56.3983 | 17.3998 | 93.9389 | 19.6012 | 108.2788 | 22.7457 | 123.0641 | 26.0861 | 139.5835 | 29.5427 | 171.8048 | 32.8414 | 234.688 | 35.6036 | 301.0998 | 39.437 | 366.1119 | 43.3861 | 452.2393 | 47.4173 | 587.8162 | 51.5797 | 764.527 | 56.1197 | 940.0207 | 59.9502 | 1113.9105 | 63.7724 | 1276.0387 | 67.6082 | 1421.2234 | 71.4104 | 1569.2876 | 75.1994 | 1721.7047 | 78.9677 | 1872.3675 | 82.7222 | 2023.3432 | 86.4691 | 2158.9439 | 90.203 | 2251.7148 | 93.9256 | 2335.3341 | 97.6465 | 2408.5567 | 101.3419 | 2482.0758 | 105.0327 | 2551.5326 | 108.713 | 2604.0155 | 112.3836 | 2655.8001 | 116.0451 | 2706.8554 | 119.6976 | 2758.1578 | 123.3414 | 2810.8987 | 126.9772 | 2861.9988 | 130.605 |  | 56.3983 | 17.3998 | 113.5297 | 19.6012 | 141.6596 | 25.1185 | 169.1489 | 30.7963 | 198.0011 | 36.5286 | 242.8603 | 42.389 | 306.7809 | 48.3633 | 384.5617 | 54.4424 | 492.5923 | 60.6263 | 621.9048 | 66.9406 | 790.3045 | 73.3981 | 968.4151 | 79.7176 | 1145.7768 | 85.0076 | 1321.7547 | 90.2677 | 1486.5368 | 95.5303 | 1737.1329 | 100.7295 | 2295.9935 | 145.8991 | 2844.3655 | 191.1207 | 3386.348 | 236.3972 | 3922.2779 | 281.7426 | 4445.7165 | 327.139 | 4942.1795 | 372.5861 | 5417.3944 | 418.122 | 5872.7038 | 463.6408 | 6327.7069 | 509.2259 | 6783.8359 | 554.8503 | 7240.932 | 600.5123 | 7695.4415 | 646.2102 | 8148.1508 | 691.9417 | 8599.0872 | 737.7061 | 8984.3331 | 783.5011 | 9036.444 | 788.7315 |  | 56.3983 | 17.3998 | 113.5297 | 19.6012 | 141.6596 | 25.1185 | 169.1489 | 30.7963 | 198.0011 | 36.5286 | 253.4266 | 42.3916 | 359.5661 | 48.3714 | 468.9576 | 54.4596 | 576.9882 | 60.6564 | 706.3007 | 66.9875 | 977.7847 | 73.4662 | 1568.0904 | 119.5695 | 2157.0503 | 164.7704 | 2744.2182 | 210.0716 | 3319.4094 | 255.5579 | 3877.3752 | 301.059 | 4435.5383 | 346.6301 | 4980.5046 | 392.2305 | 5522.9321 | 437.8789 | 6061.6939 | 483.6033 | 6568.2534 | 529.3712 | 7028.5819 | 575.1847 | 7490.5288 | 621.1008 | 7951.3314 | 666.9626 | 8412.6699 | 712.8957 | 8849.4066 | 758.8612 | 8896.9047 | 764.3179 | 8945.4723 | 769.7305 | 8988.7283 | 775.1007 | 9039.3657 | 780.4312 | 9092.2081 | 785.7232 | 9143.3642 | 790.9784
S.W. Macclesfield |  | 84.5659 | 12.9029 | 141.3337 | 14.5354 | 162.9952 | 18.6269 | 186.1616 | 22.8376 | 212.1029 | 27.0889 | 260.6692 | 31.4351 | 354.6762 | 35.8659 | 453.9677 | 40.3745 | 551.1516 | 44.9609 | 679.9125 | 49.644 | 880.2449 | 54.4335 | 1134.9574 | 59.1208 | 1387.8611 | 63.0443 | 1638.3743 | 66.946 | 1871.2969 | 70.8494 | 2078.8822 | 74.7058 | 2290.775 | 108.2065 | 2509.1812 | 141.7459 | 2715.4126 | 175.3268 | 2919.1854 | 208.9585 | 3102.9312 | 242.6292 | 3231.6375 | 276.3381 | 3350.8487 | 310.1123 | 3460.6554 | 343.8749 | 3570.872 | 377.6868 | 3674.9798 | 411.5283 | 3753.5149 | 445.398 | 3831.0088 | 479.2947 | 3907.4184 | 513.2167 | 3984.2089 | 547.1634 | 4063.1702 | 581.1331 | 4139.6838 | 585.0158 |  | 84.5659 | 12.9029 | 87.3446 | 14.5354 | 90.728 | 16.6097 | 94.027 | 18.8043 | 97.8593 | 21.0767 | 124.3042 | 23.1673 | 219.1219 | 24.7275 | 318.5906 | 27.2546 | 415.4483 | 29.8598 | 543.647 | 32.5184 | 729.6507 | 35.2652 | 929.8566 | 38.3364 | 1128.6135 | 40.4272 | 1324.826 | 42.5076 | 1503.5535 | 44.5922 | 1669.7024 | 46.6505 | 1877.5021 | 48.6955 | 2090.929 | 50.7231 | 2301.9134 | 52.7383 | 2511.9049 | 54.7443 | 2696.5036 | 56.7392 | 2814.1819 | 58.7233 | 2934.081 | 60.7031 | 3051.0625 | 62.6639 | 3165.6024 | 64.6185 | 3251.9077 | 66.5644 | 3340.2718 | 68.5013 | 3428.3151 | 70.4298 | 3515.9307 | 72.3503 | 3604.4301 | 74.2633 | 3686.3691 | 76.169 | 3738.4167 | 78.0679 |  | 84.5659 | 12.9029 | 141.3337 | 14.5354 | 162.9952 | 16.8673 | 186.1616 | 19.3447 | 212.1029 | 21.9083 | 260.6692 | 24.3547 | 354.6762 | 26.4034 | 453.9677 | 29.2465 | 551.1516 | 32.1754 | 679.9125 | 35.1653 | 880.2449 | 38.2526 | 1134.9574 | 41.6199 | 1387.8611 | 44.4609 | 1638.3743 | 47.2961 | 1871.2969 | 50.1411 | 2078.8822 | 52.9613 | 2290.775 | 55.7718 | 2509.1812 | 58.5669 | 2715.4126 | 61.3519 | 2919.1854 | 64.1311 | 3102.9312 | 66.9008 | 3231.6375 | 69.6623 | 3350.8487 | 72.4224 | 3460.6554 | 75.1636 | 3570.872 | 77.9015 | 3674.9798 | 80.6316 | 3753.5149 | 83.3546 | 3831.0088 | 86.0708 | 3907.4184 | 88.7803 | 3984.2089 | 91.4835 | 4063.1702 | 94.1807 | 4139.6838 | 96.872 |  | 84.5659 | 12.9029 | 170.9359 | 14.5354 | 213.3987 | 18.6269 | 256.1056 | 22.8376 | 301.222 | 27.0889 | 370.5093 | 31.4351 | 466.6083 | 35.8659 | 580.5518 | 40.3745 | 732.5013 | 44.9609 | 916.2583 | 49.644 | 1158.5677 | 54.4335 | 1415.4615 | 59.1208 | 1671.0753 | 63.0443 | 1924.5643 | 66.946 | 2161.3636 | 70.8494 | 2529.2858 | 74.7058 | 3366.1952 | 108.2065 | 4185.0275 | 141.7459 | 4994.7499 | 175.3268 | 5795.8851 | 208.9585 | 6578.547 | 242.6292 | 7322.8142 | 276.3381 | 8043.2754 | 310.1123 | 8735.4926 | 343.8749 | 9427.3443 | 377.6868 | 10120.9328 | 411.5283 | 10816.0134 | 445.398 | 11507.3913 | 479.2947 | 12196.1472 | 513.2167 | 12882.1996 | 547.1634 | 13475.7274 | 581.1331 | 13554.3581 | 585.0158 |  | 84.5659 | 12.9029 | 170.9359 | 14.5354 | 213.3987 | 18.6269 | 256.1056 | 22.8376 | 301.222 | 27.0889 | 383.9238 | 31.4369 | 533.6148 | 35.872 | 687.676 | 40.3873 | 839.6254 | 44.9832 | 1023.3825 | 49.6789 | 1422.6239 | 54.4841 | 2306.9381 | 88.6762 | 3189.2208 | 122.1993 | 4068.836 | 155.7977 | 4930.5529 | 189.5334 | 5766.5147 | 223.2803 | 6602.6238 | 257.0803 | 7417.7287 | 290.9013 | 8228.356 | 324.7594 | 9033.9738 | 358.6729 | 9798.1947 | 392.6205 | 10497.4168 | 426.6024 | 11199.6179 | 460.6595 | 11900.182 | 494.6777 | 12601.6652 | 528.7487 | 13282.6069 | 562.8443 | 13353.8377 | 566.8948 | 13426.7747 | 570.9126 | 13491.2674 | 574.8989 | 13567.5085 | 578.8558 | 13647.2602 | 582.7842 | 13724.3394 | 586.6853
Sale |  | 42.7327 | 17.0712 | 56.0024 | 19.3022 | 61.9214 | 24.8156 | 67.7565 | 30.3409 | 74.3804 | 35.9131 | 86.9303 | 41.6036 | 112.936 | 47.4026 | 140.4385 | 53.2755 | 167.3585 | 59.2634 | 202.9061 | 65.3819 | 257.4673 | 71.5993 | 325.6032 | 77.7221 | 393.3123 | 82.8332 | 460.3456 | 87.9201 | 522.3752 | 92.991 | 577.6042 | 98.0286 | 634.015 | 141.9476 | 692.1332 | 185.9802 | 754.9407 | 230.1021 | 814.1178 | 274.2298 | 862.6719 | 318.4278 | 898.1018 | 362.8407 | 942.2722 | 407.1504 | 991.8129 | 451.6937 | 1041.3883 | 496.2944 | 1085.6473 | 540.9954 | 1110.0176 | 585.7999 | 1133.6549 | 630.7111 | 1156.5178 | 675.731 | 1179.7738 | 720.863 | 1204.7943 | 766.1086 | 1227.9844 | 771.7501 |  | 42.7327 | 17.0712 | 44.2647 | 19.3022 | 46.0962 | 22.1282 | 47.413 | 25.0334 | 48.9498 | 28.0488 | 56.4822 | 30.8222 | 82.6227 | 32.8909 | 110.0907 | 36.227 | 136.5951 | 39.6751 | 171.6165 | 43.1943 | 222.3271 | 46.8008 | 277.1238 | 50.8603 | 331.5577 | 53.6143 | 385.2966 | 56.3574 | 434.0089 | 59.0946 | 479.4233 | 61.815 | 539.4373 | 64.5132 | 603.6859 | 67.2179 | 659.6953 | 69.9121 | 713.8712 | 72.5726 | 763.1786 | 75.2228 | 799.7732 | 77.893 | 836.7501 | 80.5136 | 872.9858 | 83.1552 | 909.7953 | 85.7818 | 980.7722 | 88.4025 | 1052.9952 | 91.0173 | 1124.5764 | 93.627 | 1195.6148 | 96.2322 | 1267.4033 | 98.8336 | 1333.8059 | 101.4316 | 1375.2382 | 104.0268 |  | 42.7327 | 17.0712 | 56.0024 | 19.3022 | 61.9214 | 22.4714 | 67.7565 | 25.7003 | 74.3804 | 29.0449 | 86.9303 | 32.2329 | 112.936 | 34.8964 | 140.4385 | 38.5917 | 167.3585 | 42.4108 | 202.9061 | 46.3132 | 257.4673 | 50.3156 | 325.6032 | 54.7149 | 393.3123 | 58.4168 | 460.3456 | 62.1139 | 522.3752 | 65.811 | 577.6042 | 69.4956 | 634.015 | 73.1627 | 692.1332 | 76.8438 | 754.9407 | 80.5193 | 814.1178 | 84.1633 | 862.6719 | 87.801 | 898.1018 | 91.4688 | 942.2722 | 95.0843 | 991.8129 | 98.7305 | 1041.3883 | 102.3654 | 1085.6473 | 105.9983 | 1110.0176 | 109.6303 | 1133.6549 | 113.2618 | 1156.5178 | 116.8933 | 1179.7738 | 120.5253 | 1204.7943 | 124.1585 | 1227.9844 | 127.793 |  | 42.7327 | 17.0712 | 62.7369 | 19.3022 | 73.8304 | 24.8156 | 84.3185 | 30.3409 | 95.7011 | 35.9131 | 113.7425 | 41.6036 | 140.793 | 47.4026 | 172.3749 | 53.2755 | 213.2274 | 59.2634 | 262.939 | 65.3819 | 328.6657 | 71.5993 | 398.5531 | 77.7221 | 468.5766 | 82.8332 | 538.2613 | 87.9201 | 603.553 | 92.991 | 757.6278 | 98.0286 | 1199.1086 | 141.9476 | 1651.6569 | 185.9802 | 2100.5387 | 230.1021 | 2545.2715 | 274.2298 | 2981.1144 | 318.4278 | 3396.0386 | 362.8407 | 3813.4305 | 407.1504 | 4214.4198 | 451.6937 | 4615.3572 | 496.2944 | 5017.4767 | 540.9954 | 5420.8614 | 585.7999 | 5822.2683 | 630.7111 | 6222.4152 | 675.731 | 6621.4474 | 720.863 | 6990.6185 | 766.1086 | 7021.6816 | 771.7501 |  | 42.7327 | 17.0712 | 62.7369 | 19.3022 | 73.8304 | 24.8156 | 84.3185 | 30.3409 | 95.7011 | 35.9131 | 116.9714 | 41.6014 | 156.9321 | 47.3954 | 198.1913 | 53.2602 | 239.0438 | 59.2366 | 288.7554 | 65.3399 | 450.244 | 71.5383 | 903.0071 | 116.3148 | 1355.2545 | 160.129 | 1806.6662 | 203.9883 | 2252.9187 | 247.9287 | 2692.2327 | 291.9157 | 3133.5166 | 335.9213 | 3585.5781 | 380.097 | 4036.2857 | 424.3618 | 4483.9196 | 468.5708 | 4924.4881 | 512.8519 | 5330.4161 | 557.4258 | 5737.5324 | 601.796 | 6143.6588 | 646.4739 | 6550.513 | 691.1939 | 6986.1826 | 736.0182 | 7012.9028 | 741.6149 | 7041.2649 | 747.215 | 7063.1919 | 752.8182 | 7094.4797 | 758.4254 | 7128.9489 | 764.0361 | 7160.8917 | 769.6506
Sale Moor |  | 43.8385 | 4.7218 | 61.6476 | 5.3389 | 69.428 | 6.8639 | 77.2461 | 8.3922 | 86.0925 | 9.9334 | 101.1142 | 11.5074 | 130.2258 | 13.1114 | 160.9899 | 14.7358 | 191.0961 | 16.392 | 230.9146 | 18.0843 | 289.2803 | 19.8041 | 354.2291 | 21.4976 | 418.6732 | 22.9113 | 482.3319 | 24.3183 | 540.2814 | 25.7209 | 590.4072 | 27.1143 | 641.7084 | 39.2621 | 694.7608 | 51.4413 | 737.1316 | 63.6453 | 773.6199 | 75.8508 | 804.6293 | 88.0758 | 831.6123 | 100.3602 | 869.7756 | 112.6161 | 917.8188 | 124.9365 | 965.8853 | 137.2729 | 1009.3089 | 149.637 | 1035.5823 | 162.0298 | 1061.2943 | 174.452 | 1086.4033 | 186.9043 | 1111.9258 | 199.3876 | 1139.0553 | 211.9024 | 1164.6595 | 213.4628 |  | 43.8385 | 4.7218 | 45.5848 | 5.3389 | 47.7395 | 6.1206 | 49.4321 | 6.9241 | 51.4373 | 7.7582 | 60.2892 | 8.5253 | 89.9396 | 9.0975 | 120.8984 | 10.0202 | 150.791 | 10.974 | 190.2482 | 11.9474 | 247.4269 | 12.9449 | 309.1426 | 14.0677 | 370.2988 | 14.8295 | 430.7097 | 15.5882 | 485.3644 | 16.3453 | 533.0379 | 17.0978 | 583.7912 | 17.8441 | 634.8316 | 18.5922 | 681.8839 | 19.3374 | 726.3553 | 20.0733 | 761.8834 | 20.8063 | 775.4098 | 21.5449 | 789.0753 | 22.2697 | 802.5062 | 23.0004 | 815.1545 | 23.7269 | 872.7358 | 24.4518 | 930.7038 | 25.175 | 987.5656 | 25.8968 | 1043.4475 | 26.6174 | 1099.5029 | 27.337 | 1150.743 | 28.0555 | 1181.2941 | 28.7734 |  | 43.8385 | 4.7218 | 61.6476 | 5.3389 | 69.428 | 6.2155 | 77.2461 | 7.1086 | 86.0925 | 8.0337 | 101.1142 | 8.9155 | 130.2258 | 9.6522 | 160.9899 | 10.6743 | 191.0961 | 11.7306 | 230.9146 | 12.81 | 289.2803 | 13.9171 | 354.2291 | 15.1339 | 418.6732 | 16.1578 | 482.3319 | 17.1804 | 540.2814 | 18.203 | 590.4072 | 19.2222 | 641.7084 | 20.2365 | 694.7608 | 21.2547 | 737.1316 | 22.2713 | 773.6199 | 23.2792 | 804.6293 | 24.2854 | 831.6123 | 25.2999 | 869.7756 | 26.2999 | 917.8188 | 27.3084 | 965.8853 | 28.3138 | 1009.3089 | 29.3187 | 1035.5823 | 30.3233 | 1061.2943 | 31.3277 | 1086.4033 | 32.3322 | 1111.9258 | 33.3368 | 1139.0553 | 34.3417 | 1164.6595 | 35.347 |  | 43.8385 | 4.7218 | 70.8374 | 5.3389 | 85.894 | 6.8639 | 99.9191 | 8.3922 | 115.1139 | 9.9334 | 137.9861 | 11.5074 | 168.4215 | 13.1114 | 200.6233 | 14.7358 | 234.4491 | 16.392 | 278.1583 | 18.0843 | 339.9154 | 19.8041 | 406.2777 | 21.4976 | 472.4865 | 22.9113 | 538.1659 | 24.3183 | 598.7033 | 25.7209 | 755.8297 | 27.1143 | 1225.6256 | 39.2621 | 1698.499 | 51.4413 | 2172.3802 | 63.6453 | 2643.609 | 75.8508 | 3105.6495 | 88.0758 | 3547.1276 | 100.3602 | 3999.6686 | 112.6161 | 4436.3957 | 124.9365 | 4872.7417 | 137.2729 | 5309.8497 | 149.637 | 5747.9509 | 162.0298 | 6183.8058 | 174.452 | 6618.0471 | 186.9043 | 7050.8731 | 199.3876 | 7405.8266 | 211.9024 | 7436.1778 | 213.4628 |  | 43.8385 | 4.7218 | 70.8374 | 5.3389 | 85.894 | 6.8639 | 99.9191 | 8.3922 | 115.1139 | 9.9334 | 138.7226 | 11.5068 | 172.1029 | 13.1094 | 206.5121 | 14.7315 | 240.3379 | 16.3846 | 284.0472 | 18.0727 | 450.464 | 19.7872 | 935.2275 | 32.1722 | 1419.3107 | 44.291 | 1902.4056 | 56.4223 | 2379.6034 | 68.576 | 2848.7666 | 80.7426 | 3318.8819 | 92.9144 | 3793.8251 | 105.1332 | 4269.2371 | 117.3767 | 4743.9318 | 129.6047 | 5218.6437 | 141.8526 | 5660.6688 | 154.1816 | 6104.1658 | 166.4542 | 6546.4597 | 178.8119 | 6989.2302 | 191.1813 | 7366.1079 | 203.5795 | 7393.5391 | 205.1275 | 7422.2136 | 206.6765 | 7446.0613 | 208.2263 | 7476.9298 | 209.7772 | 7510.2245 | 211.3291 | 7541.5499 | 212.8821
Salford Quays |  | 12.1685 | 7.2471 | 17.2932 | 8.2094 | 19.3221 | 10.5738 | 21.4607 | 12.9659 | 23.8445 | 15.3888 | 28.9154 | 17.8667 | 39.6138 | 20.4003 | 50.9203 | 22.9842 | 61.9925 | 25.6282 | 76.6905 | 28.3389 | 98.1022 | 31.1036 | 121.3345 | 33.8371 | 144.3711 | 36.1535 | 167.1444 | 38.4689 | 187.9117 | 40.7721 | 205.8157 | 43.0684 | 224.2702 | 62.5128 | 243.5116 | 82.065 | 259.9143 | 101.6939 | 273.0152 | 121.4298 | 282.0444 | 141.2681 | 290.8555 | 161.2106 | 304.0069 | 181.2297 | 321.0518 | 201.3849 | 338.0923 | 221.6332 | 353.7053 | 241.9861 | 363.3034 | 262.4443 | 372.6297 | 283.0081 | 381.6731 | 303.6778 | 390.7565 | 324.4539 | 400.2844 | 345.3365 | 409.2005 | 348.3948 |  | 12.1685 | 7.2471 | 12.5143 | 8.2094 | 12.9186 | 9.4287 | 13.2781 | 10.6924 | 13.673 | 12.0076 | 16.6163 | 13.2195 | 27.2552 | 14.1326 | 38.4713 | 15.6007 | 49.425 | 17.1231 | 63.9584 | 18.6821 | 85.0492 | 20.2856 | 107.7156 | 22.0919 | 130.2742 | 23.3458 | 152.5007 | 24.6 | 172.7444 | 25.8473 | 190.117 | 27.0912 | 208.8922 | 28.3403 | 228.9213 | 29.5856 | 244.4297 | 30.8192 | 258.559 | 32.0531 | 270.0381 | 33.2861 | 274.949 | 34.5184 | 279.8183 | 35.7449 | 284.4822 | 36.9777 | 288.7663 | 38.2082 | 309.2264 | 39.4391 | 330.2632 | 40.6702 | 351.2859 | 41.902 | 372.2081 | 43.1347 | 393.2737 | 44.3684 | 412.7607 | 45.6034 | 425.2676 | 46.8398 |  | 12.1685 | 7.2471 | 17.2932 | 8.2094 | 19.3221 | 9.575 | 21.4607 | 10.9828 | 23.8445 | 12.4457 | 28.9154 | 13.8425 | 39.6138 | 15.0181 | 50.9203 | 16.6493 | 61.9925 | 18.3403 | 76.6905 | 20.0738 | 98.1022 | 21.8577 | 121.3345 | 23.8207 | 144.3711 | 25.4967 | 167.1444 | 27.1775 | 187.9117 | 28.855 | 205.8157 | 30.5326 | 224.2702 | 32.2204 | 243.5116 | 33.9078 | 259.9143 | 35.5856 | 273.0152 | 37.2678 | 282.0444 | 38.9523 | 290.8555 | 40.6397 | 304.0069 | 42.3237 | 321.0518 | 44.0184 | 338.0923 | 45.7139 | 353.7053 | 47.4128 | 363.3034 | 49.1155 | 372.6297 | 50.822 | 381.6731 | 52.5326 | 390.7565 | 54.2474 | 400.2844 | 55.9666 | 409.2005 | 57.6902 |  | 12.1685 | 7.2471 | 19.9332 | 8.2094 | 23.7732 | 10.5738 | 27.6953 | 12.9659 | 31.8309 | 15.3888 | 38.6254 | 17.8667 | 49.4965 | 20.4003 | 61.0639 | 22.9842 | 72.6046 | 25.6282 | 87.7991 | 28.3389 | 109.8051 | 31.1036 | 133.5306 | 33.8371 | 157.1212 | 36.1535 | 180.3916 | 38.4689 | 201.9321 | 40.7721 | 249.7401 | 43.0684 | 385.4185 | 62.5128 | 523.0727 | 82.065 | 658.3815 | 101.6939 | 792.14 | 121.4298 | 923.2758 | 141.2681 | 1048.0024 | 161.2106 | 1176.0186 | 181.2297 | 1299.5274 | 201.3849 | 1422.985 | 221.6332 | 1546.8057 | 241.9861 | 1670.8419 | 262.4443 | 1794.1053 | 283.0081 | 1916.8698 | 303.6778 | 2038.8639 | 324.4539 | 2148.3389 | 345.3365 | 2155.8045 | 348.3948 |  | 12.1685 | 7.2471 | 19.9332 | 8.2094 | 23.7732 | 10.5738 | 27.6953 | 12.9659 | 31.8309 | 15.3888 | 38.6868 | 17.8663 | 49.803 | 20.3988 | 61.5542 | 22.981 | 73.0949 | 25.6227 | 88.2894 | 28.3303 | 139.5416 | 31.091 | 280.1925 | 50.6675 | 420.6043 | 69.9372 | 560.6924 | 89.3224 | 698.717 | 108.7979 | 833.7772 | 128.3713 | 969.4614 | 148.0855 | 1107.1681 | 167.8982 | 1243.63 | 187.7566 | 1378.3625 | 207.7264 | 1513.4397 | 227.798 | 1638.8867 | 247.9739 | 1764.4995 | 268.2132 | 1889.5899 | 288.6046 | 2014.8636 | 309.0839 | 2161.4691 | 329.6678 | 2165.0576 | 332.7103 | 2169.2838 | 335.7543 | 2171.8843 | 338.7999 | 2177.2981 | 341.8477 | 2183.574 | 344.8976 | 2189.601 | 347.9497
Sandgate |  | 30.5724 | 11.1733 | 43.8751 | 12.4875 | 49.645 | 15.876 | 55.7024 | 19.338 | 62.5839 | 22.8292 | 73.3887 | 26.283 | 93.5427 | 29.7935 | 114.853 | 33.3271 | 135.7271 | 36.8849 | 163.3374 | 40.4735 | 206.0742 | 44.0875 | 260.1942 | 47.5913 | 313.9829 | 50.4498 | 367.2468 | 53.2528 | 416.5642 | 56.0051 | 460.4723 | 58.696 | 505.2055 | 84.5204 | 551.1468 | 110.2451 | 595.3082 | 135.5551 | 639.4399 | 160.5937 | 680.7446 | 185.6565 | 710.023 | 210.1729 | 744.1005 | 234.7579 | 780.617 | 258.7767 | 817.633 | 282.654 | 851.2794 | 306.2727 | 871.2577 | 329.6317 | 890.7103 | 352.7302 | 909.5745 | 375.567 | 928.6768 | 398.1419 | 949.02 | 420.454 | 967.9625 | 420.8431 |  | 30.5724 | 11.1733 | 31.825 | 12.4875 | 33.3753 | 14.1567 | 34.8015 | 15.915 | 36.5176 | 17.7466 | 43.0269 | 19.3466 | 63.7362 | 20.5105 | 85.2581 | 22.4593 | 106.0803 | 24.4512 | 133.507 | 26.4596 | 173.2105 | 28.5044 | 216.0235 | 30.7961 | 258.3669 | 32.2826 | 300.2404 | 33.7405 | 338.1072 | 35.1727 | 373.4689 | 36.5727 | 417.7061 | 37.9521 | 462.4172 | 39.3629 | 508.0645 | 40.6838 | 553.4237 | 41.979 | 592.943 | 43.3184 | 618.0752 | 44.5623 | 643.7397 | 45.8493 | 668.7371 | 47.0505 | 694.6583 | 48.2507 | 733.5561 | 49.4284 | 772.6492 | 50.5834 | 810.9397 | 51.7164 | 848.3711 | 52.8278 | 885.7046 | 53.9182 | 919.4111 | 54.9877 | 938.4876 | 56.037 |  | 30.5724 | 11.1733 | 43.8751 | 12.4875 | 49.645 | 14.3763 | 55.7024 | 16.3803 | 62.5839 | 18.4632 | 73.3887 | 20.3631 | 93.5427 | 21.9331 | 114.853 | 24.1415 | 135.7271 | 26.396 | 163.3374 | 28.6693 | 206.0742 | 30.982 | 260.1942 | 33.5034 | 313.9829 | 35.5789 | 367.2468 | 37.6221 | 416.5642 | 39.6356 | 460.4723 | 41.6115 | 505.2055 | 43.5635 | 551.1468 | 45.5513 | 595.3082 | 47.4346 | 639.4399 | 49.2875 | 680.7446 | 51.1916 | 710.023 | 52.9827 | 744.1005 | 54.8244 | 780.617 | 56.563 | 817.633 | 58.3001 | 851.2794 | 60.0086 | 871.2577 | 61.6893 | 890.7103 | 63.3426 | 909.5745 | 64.9686 | 928.6768 | 66.5677 | 949.02 | 68.1404 | 967.9625 | 69.6868 |  | 30.5724 | 11.1733 | 50.73 | 12.4875 | 61.9341 | 15.876 | 72.7174 | 19.338 | 84.5041 | 22.8292 | 101.7468 | 26.283 | 123.0965 | 29.7935 | 147.7396 | 33.3271 | 180.3357 | 36.8849 | 219.783 | 40.4735 | 271.6937 | 44.0875 | 326.7938 | 47.5913 | 382.0033 | 50.4498 | 436.811 | 53.2528 | 488.2961 | 56.0051 | 695.9891 | 58.696 | 1389.2803 | 84.5204 | 2099.7318 | 110.2451 | 2816.3879 | 135.5551 | 3531.2478 | 160.5937 | 4231.8618 | 185.6565 | 4899.086 | 210.1729 | 5576.3634 | 234.7579 | 6226.9774 | 258.7767 | 6875.8005 | 282.654 | 7524.5075 | 306.2727 | 8173.4646 | 329.6317 | 8817.6535 | 352.7302 | 9458.2371 | 375.567 | 10095.5808 | 398.1419 | 10487.0297 | 420.454 | 10498.2267 | 420.8431 |  | 30.5724 | 11.1733 | 50.73 | 12.4875 | 61.9341 | 15.876 | 72.7174 | 19.338 | 84.5041 | 22.8292 | 104.5331 | 26.2852 | 137.0235 | 29.8007 | 170.0175 | 33.3423 | 202.6136 | 36.9113 | 242.0609 | 40.5143 | 456.1672 | 44.1463 | 1159.8345 | 71.4192 | 1862.7908 | 97.846 | 2564.7615 | 124.0153 | 3262.3517 | 149.9355 | 3954.022 | 175.574 | 4648.1611 | 200.9816 | 5363.4412 | 226.4621 | 6080.5943 | 251.3329 | 6800.8867 | 275.933 | 7516.5221 | 300.7401 | 8178.1915 | 324.8055 | 8840.3238 | 349.1052 | 9499.3432 | 372.6762 | 10157.9144 | 396.1553 | 10447.0562 | 419.3693 | 10457.7535 | 420.0383 | 10468.6126 | 420.6494 | 10478.791 | 421.2044 | 10489.9462 | 421.7055 | 10501.4216 | 422.154 | 10512.647 | 422.5518
Scarisbrick |  | 16.6097 | 3.4073 | 23.9369 | 3.8288 | 26.9721 | 4.8942 | 29.7241 | 5.9881 | 32.8404 | 7.0922 | 38.7492 | 8.2182 | 49.5976 | 9.3633 | 61.0403 | 10.5285 | 72.2918 | 11.7147 | 87.1006 | 12.9242 | 116.6509 | 14.1562 | 172.1743 | 15.367 | 227.496 | 16.3826 | 282.5097 | 17.3921 | 335.4051 | 18.3815 | 385.4542 | 19.3611 | 435.9583 | 28.0204 | 487.114 | 36.676 | 558.9684 | 45.3287 | 640.7649 | 53.9809 | 717.9925 | 62.6302 | 760.8056 | 71.2158 | 790.2824 | 79.8382 | 808.197 | 88.4605 | 826.178 | 97.0629 | 842.4751 | 105.6566 | 852.1169 | 114.2413 | 861.4955 | 122.8169 | 870.5943 | 131.3831 | 879.7943 | 139.9399 | 889.5605 | 148.4869 | 898.6829 | 149.338 |  | 16.6097 | 3.4073 | 17.1708 | 3.8288 | 17.8533 | 4.3642 | 18.1839 | 4.9313 | 18.6076 | 5.5197 | 21.5655 | 6.0591 | 32.2608 | 6.4586 | 43.587 | 7.1111 | 54.6765 | 7.7847 | 69.3393 | 8.4712 | 90.5696 | 9.1773 | 113.4637 | 9.9714 | 136.1165 | 10.5126 | 158.5455 | 11.0509 | 178.8915 | 11.5774 | 204.75 | 12.0989 | 257.4119 | 12.6191 | 313.5449 | 13.134 | 375.8808 | 13.6449 | 441.9069 | 14.1527 | 507.7801 | 14.657 | 571.5406 | 15.145 | 636.3129 | 15.6396 | 699.2105 | 16.132 | 760.2575 | 16.6189 | 778.3168 | 17.1026 | 796.5427 | 17.5831 | 814.4616 | 18.0606 | 832.0481 | 18.5352 | 849.6595 | 19.0071 | 865.6664 | 19.4763 | 874.8175 | 19.943 |  | 16.6097 | 3.4073 | 23.9369 | 3.8288 | 26.9721 | 4.4319 | 29.7241 | 5.0722 | 32.8404 | 5.7359 | 38.7492 | 6.3671 | 49.5976 | 6.893 | 61.0403 | 7.6266 | 72.2918 | 8.3834 | 87.1006 | 9.1549 | 116.6509 | 9.9481 | 172.1743 | 10.8181 | 227.496 | 11.5535 | 282.5097 | 12.2872 | 335.4051 | 13.0088 | 385.4542 | 13.7257 | 435.9583 | 14.4423 | 487.114 | 15.1539 | 558.9684 | 15.8618 | 640.7649 | 16.5672 | 717.9925 | 17.2692 | 760.8056 | 17.9529 | 790.2824 | 18.6451 | 808.197 | 19.3356 | 826.178 | 20.0201 | 842.4751 | 20.7015 | 852.1169 | 21.3798 | 861.4955 | 22.0552 | 870.5943 | 22.7277 | 879.7943 | 23.3974 | 889.5605 | 24.0644 | 898.6829 | 24.7287 |  | 16.6097 | 3.4073 | 27.7174 | 3.8288 | 33.6057 | 4.8942 | 38.7102 | 5.9881 | 44.1692 | 7.0922 | 52.3966 | 8.2182 | 63.6097 | 9.3633 | 83.6549 | 10.5285 | 127.8418 | 11.7147 | 175.673 | 12.9242 | 230.1689 | 14.1562 | 286.3101 | 15.367 | 342.4423 | 16.3826 | 398.405 | 17.3921 | 452.4065 | 18.3815 | 528.6186 | 19.3611 | 680.4507 | 28.0204 | 834.8105 | 36.676 | 989.1059 | 45.3287 | 1141.6166 | 53.9809 | 1289.477 | 62.6302 | 1427.7308 | 71.2158 | 1541.5694 | 79.8382 | 1648.5381 | 88.4605 | 1755.2862 | 97.0629 | 1862.1653 | 105.6566 | 1969.1688 | 114.2413 | 2075.3173 | 122.8169 | 2180.7968 | 131.3831 | 2285.6701 | 139.9399 | 2361.6506 | 148.4869 | 2368.9342 | 149.338 |  | 16.6097 | 3.4073 | 27.7174 | 3.8288 | 33.6057 | 4.8942 | 38.7102 | 5.9881 | 44.1692 | 7.0922 | 60.5398 | 8.2186 | 104.2816 | 9.3647 | 148.6722 | 10.5314 | 192.859 | 11.7196 | 240.6902 | 12.932 | 320.3909 | 14.1674 | 477.3142 | 23.0454 | 633.9728 | 31.7482 | 790.2542 | 40.466 | 944.3223 | 49.1611 | 1095.416 | 57.8507 | 1246.7009 | 66.5526 | 1398.2112 | 75.2462 | 1550.516 | 83.936 | 1703.3891 | 92.6263 | 1829.8997 | 101.3128 | 1938.6799 | 109.902 | 2047.5441 | 118.5536 | 2155.9063 | 127.207 | 2264.244 | 135.8337 | 2346.0423 | 144.4507 | 2352.3081 | 145.3483 | 2358.6875 | 146.2366 | 2364.2056 | 147.1159 | 2370.8524 | 147.9869 | 2377.7662 | 148.8496 | 2384.5009 | 149.7044
Sebergham |  | 8.8101 | 3.9089 | 10.058 | 4.3895 | 10.8322 | 5.6123 | 11.4169 | 6.826 | 12.1172 | 8.0427 | 13.2441 | 9.274 | 15.0798 | 10.5161 | 17.0503 | 11.7638 | 18.989 | 13.033 | 21.5044 | 14.3105 | 36.1396 | 15.5976 | 83.8825 | 16.8551 | 131.6078 | 17.8894 | 179.2554 | 18.9052 | 226.4266 | 19.9103 | 273.129 | 20.9017 | 319.8707 | 30.118 | 366.6255 | 39.2916 | 449.9117 | 48.3991 | 548.4724 | 57.4105 | 641.7601 | 66.3865 | 689.1809 | 75.3025 | 715.3906 | 84.1112 | 722.9885 | 92.9013 | 730.6753 | 101.6177 | 737.562 | 110.2744 | 739.9346 | 118.8724 | 742.0551 | 127.4126 | 743.9345 | 135.8957 | 745.8014 | 144.3227 | 747.9569 | 152.6941 | 749.6551 | 153.1296 |  | 8.8101 | 3.9089 | 9.0807 | 4.3895 | 9.4328 | 5.0045 | 9.6436 | 5.6296 | 9.9046 | 6.2765 | 10.5323 | 6.8632 | 12.217 | 7.2871 | 14.036 | 7.9872 | 15.8234 | 8.7106 | 18.1983 | 9.4373 | 21.6572 | 10.1763 | 25.4439 | 11.0086 | 29.2166 | 11.5563 | 33.0174 | 12.0941 | 36.4285 | 12.6269 | 50.747 | 13.153 | 102.6161 | 13.6595 | 160.3083 | 14.1709 | 225.1858 | 14.6737 | 295.74 | 15.1605 | 370.9353 | 15.6486 | 455.6944 | 16.1304 | 541.994 | 16.5965 | 625.9557 | 17.0653 | 707.8444 | 17.5255 | 721.7024 | 17.98 | 736.6116 | 18.4289 | 751.9753 | 18.8724 | 767.6859 | 19.3107 | 783.822 | 19.7439 | 798.8495 | 20.1722 | 808.1562 | 20.5958 |  | 8.8101 | 3.9089 | 10.058 | 4.3895 | 10.8322 | 5.0821 | 11.4169 | 5.782 | 12.1172 | 6.5046 | 13.2441 | 7.1851 | 15.0798 | 7.7416 | 17.0503 | 8.5215 | 18.989 | 9.3268 | 21.5044 | 10.1369 | 36.1396 | 10.961 | 83.8825 | 11.8657 | 131.6078 | 12.6162 | 179.2554 | 13.3561 | 226.4266 | 14.0908 | 273.129 | 14.8179 | 319.8707 | 15.5234 | 366.6255 | 16.2346 | 449.9117 | 16.9362 | 548.4724 | 17.6197 | 641.7601 | 18.3049 | 689.1809 | 18.9831 | 715.3906 | 19.643 | 722.9885 | 20.3062 | 730.6753 | 20.9596 | 737.562 | 21.6063 | 739.9346 | 22.2465 | 742.0551 | 22.8805 | 743.9345 | 23.5083 | 745.8014 | 24.1302 | 747.9569 | 24.7462 | 749.6551 | 25.3565 |  | 8.8101 | 3.9089 | 10.6977 | 4.3895 | 12.1341 | 5.6123 | 13.1187 | 6.826 | 14.2701 | 8.0427 | 15.9051 | 9.274 | 18.0459 | 10.5161 | 31.3277 | 11.7638 | 77.3366 | 13.033 | 123.9762 | 14.3105 | 171.803 | 15.5976 | 219.9647 | 16.8551 | 268.1831 | 17.8894 | 316.3979 | 18.9052 | 364.1575 | 19.9103 | 413.9799 | 20.9017 | 472.8664 | 30.118 | 539.1081 | 39.2916 | 603.6705 | 48.3991 | 666.2127 | 57.4105 | 725.3654 | 66.3865 | 778.5943 | 75.3025 | 795.4816 | 84.1112 | 807.9558 | 92.9013 | 820.8173 | 101.6177 | 834.4403 | 110.2744 | 848.3962 | 118.8724 | 862.3423 | 127.4126 | 876.2992 | 135.8957 | 890.174 | 144.3227 | 945.7896 | 152.6941 | 947.7503 | 153.1296 |  | 8.8101 | 3.9089 | 10.6977 | 4.3895 | 12.1341 | 5.6123 | 13.1187 | 6.826 | 14.2701 | 8.0427 | 26.8791 | 9.2737 | 72.8566 | 10.5152 | 118.947 | 11.7619 | 164.9559 | 13.0297 | 211.5955 | 14.3054 | 262.0014 | 15.5901 | 320.4757 | 25.2364 | 378.9852 | 34.6025 | 437.4732 | 43.8912 | 495.4846 | 53.1221 | 552.9813 | 62.2912 | 610.9294 | 71.3347 | 672.2301 | 80.3739 | 733.9197 | 89.3429 | 795.8742 | 98.1923 | 821.868 | 107.0292 | 834.3897 | 115.8074 | 847.0828 | 124.4563 | 859.7723 | 133.1093 | 872.8625 | 141.6835 | 997.9604 | 150.1993 | 996.883 | 150.6662 | 996.1456 | 151.1262 | 992.8453 | 151.5793 | 992.907 | 152.0258 | 993.765 | 152.4658 | 994.0904 | 152.8994
Sedbergh |  | 13.9422 | 7.6967 | 17.9908 | 8.6411 | 19.867 | 11.0362 | 21.4804 | 13.4018 | 23.3392 | 15.7544 | 26.9226 | 18.1438 | 33.7973 | 20.5331 | 41.0707 | 22.9623 | 48.2198 | 25.3929 | 57.6091 | 27.8506 | 82.1916 | 30.3325 | 140.6798 | 32.7486 | 199.0455 | 34.7282 | 257.1981 | 36.6765 | 313.939 | 38.6 | 368.8831 | 40.4905 | 424.0939 | 58.3636 | 479.6593 | 76.0209 | 569.4195 | 93.5939 | 673.0458 | 111.0431 | 770.0722 | 128.2359 | 821.5899 | 145.4104 | 852.797 | 162.4434 | 866.2592 | 179.311 | 879.8209 | 196.0664 | 892.1135 | 212.6982 | 898.5918 | 229.2091 | 904.7975 | 245.6013 | 910.7276 | 261.8771 | 916.6992 | 278.0386 | 923.1129 | 294.0876 | 928.9474 | 294.8509 |  | 13.9422 | 7.6967 | 14.3923 | 8.6411 | 14.9541 | 9.841 | 15.2545 | 11.0583 | 15.6323 | 12.3063 | 17.5841 | 13.4446 | 24.2993 | 14.2507 | 31.4287 | 15.6187 | 38.4115 | 17.0051 | 47.6513 | 18.4056 | 61.0361 | 19.8338 | 75.4868 | 21.438 | 89.8213 | 22.4864 | 104.0289 | 23.5188 | 116.8955 | 24.5392 | 139.3217 | 25.5425 | 199.4697 | 26.536 | 265.592 | 27.4869 | 337.6416 | 28.4482 | 414.8002 | 29.3986 | 495.085 | 30.3058 | 581.0823 | 31.2289 | 668.5836 | 32.1363 | 753.6988 | 33.0242 | 836.6029 | 33.9031 | 853.8805 | 34.7709 | 871.8197 | 35.6277 | 889.8596 | 36.4739 | 907.9283 | 37.3099 | 926.2436 | 38.1362 | 943.1624 | 38.9529 | 953.5717 | 39.7604 |  | 13.9422 | 7.6967 | 17.9908 | 8.6411 | 19.867 | 9.9937 | 21.4804 | 11.352 | 23.3392 | 12.7414 | 26.9226 | 14.0571 | 33.7973 | 15.1159 | 41.0707 | 16.6334 | 48.2198 | 18.172 | 57.6091 | 19.728 | 82.1916 | 21.3158 | 140.6798 | 23.0544 | 199.0455 | 24.4915 | 257.1981 | 25.9113 | 313.939 | 27.3177 | 368.8831 | 28.705 | 424.0939 | 30.0818 | 479.6593 | 31.4105 | 569.4195 | 32.7512 | 673.0458 | 34.08 | 770.0722 | 35.3588 | 821.5899 | 36.6566 | 852.797 | 37.9364 | 866.2592 | 39.1935 | 879.8209 | 40.4405 | 892.1135 | 41.6744 | 898.5918 | 42.8956 | 904.7975 | 44.1046 | 910.7276 | 45.3016 | 916.6992 | 46.4869 | 923.1129 | 47.661 | 928.9474 | 48.824 |  | 13.9422 | 7.6967 | 20.0908 | 8.6411 | 23.6908 | 11.0362 | 26.6264 | 13.4018 | 29.8446 | 15.7544 | 34.8134 | 18.1438 | 42.0517 | 20.5331 | 60.7454 | 22.9623 | 112.1416 | 25.3929 | 165.852 | 27.8506 | 223.8155 | 30.3325 | 282.8502 | 32.7486 | 341.9004 | 34.7282 | 400.8505 | 36.6765 | 458.4828 | 38.6 | 533.4936 | 40.4905 | 667.4049 | 58.3636 | 809.1376 | 76.0209 | 948.9952 | 93.5939 | 1086.2684 | 111.0431 | 1218.6928 | 128.2359 | 1341.5381 | 145.4104 | 1429.7687 | 162.4434 | 1511.024 | 179.311 | 1592.3211 | 196.0664 | 1674.0945 | 212.6982 | 1756.118 | 229.2091 | 1837.5635 | 245.6013 | 1918.5604 | 261.8771 | 1999.1169 | 278.0386 | 2080.1412 | 294.0876 | 2084.9652 | 294.8509 |  | 13.9422 | 7.6967 | 20.0908 | 8.6411 | 23.6908 | 11.0362 | 26.6264 | 13.4018 | 29.8446 | 15.7544 | 45.8056 | 18.1427 | 96.953 | 20.5297 | 148.5095 | 22.9551 | 199.9057 | 25.3805 | 253.616 | 27.8313 | 330.8717 | 30.3045 | 467.0445 | 49.0054 | 603.0794 | 67.1276 | 738.8844 | 85.0849 | 873.2165 | 102.8997 | 1005.6477 | 120.5572 | 1138.6869 | 138.0966 | 1275.8395 | 155.3416 | 1413.263 | 172.5784 | 1550.5271 | 189.7019 | 1652.0539 | 206.4938 | 1734.6276 | 223.347 | 1817.3236 | 240.0534 | 1899.6617 | 256.5801 | 1982.1917 | 273.0052 | 2100.1825 | 289.3106 | 2102.8415 | 290.1116 | 2105.7415 | 290.9034 | 2106.8142 | 291.686 | 2110.2798 | 292.4598 | 2114.3085 | 293.2247 | 2117.9586 | 293.9807
Selsmire |  | 5.0792 | 1.9718 | 5.2796 | 2.2137 | 5.5576 | 2.8325 | 5.7229 | 3.4531 | 5.9375 | 4.0763 | 6.19 | 4.7086 | 6.4808 | 5.3483 | 6.8113 | 5.9963 | 7.139 | 6.6529 | 7.5463 | 7.3197 | 14.8358 | 7.9808 | 42.1743 | 8.641 | 69.5235 | 9.1885 | 96.849 | 9.7118 | 124.0324 | 10.2476 | 151.1507 | 10.7766 | 178.2573 | 15.5426 | 205.3146 | 20.3128 | 255.3834 | 25.0197 | 314.924 | 29.7519 | 371.2706 | 34.4034 | 399.5636 | 39.0226 | 415.1542 | 43.6865 | 419.6066 | 48.2633 | 424.1198 | 52.8316 | 428.1141 | 57.3745 | 429.0438 | 61.8919 | 429.7965 | 66.3841 | 430.3818 | 70.8512 | 430.9521 | 75.2935 | 431.7105 | 79.7109 | 432.1572 | 79.987 |  | 5.0792 | 1.9718 | 5.233 | 2.2137 | 5.435 | 2.5258 | 5.5639 | 2.8455 | 5.7214 | 3.1763 | 5.8987 | 3.4772 | 6.0888 | 3.6965 | 6.316 | 4.0591 | 6.5432 | 4.432 | 6.852 | 4.8103 | 7.3137 | 5.188 | 7.8537 | 5.6227 | 8.4064 | 5.9131 | 9.0019 | 6.1888 | 9.5123 | 6.4734 | 16.9051 | 6.7545 | 47.3164 | 7.0207 | 81.3683 | 7.2962 | 119.7412 | 7.5545 | 161.6235 | 7.8243 | 206.6656 | 8.076 | 258.4091 | 8.3243 | 311.0925 | 8.5842 | 362.341 | 8.8287 | 412.3165 | 9.0736 | 421.9295 | 9.3158 | 432.3337 | 9.5552 | 443.1007 | 9.792 | 454.1494 | 10.0261 | 465.5207 | 10.2578 | 476.1338 | 10.4871 | 482.7579 | 10.714 |  | 5.0792 | 1.9718 | 5.2796 | 2.2137 | 5.5576 | 2.565 | 5.7229 | 2.9249 | 5.9375 | 3.2967 | 6.19 | 3.648 | 6.4808 | 3.9373 | 6.8113 | 4.3436 | 7.139 | 4.761 | 7.5463 | 5.1849 | 14.8358 | 5.6084 | 42.1743 | 6.0831 | 69.5235 | 6.48 | 96.849 | 6.8612 | 124.0324 | 7.2523 | 151.1507 | 7.6399 | 178.2573 | 8.011 | 205.3146 | 8.3929 | 255.3834 | 8.7551 | 314.924 | 9.1311 | 371.2706 | 9.4862 | 399.5636 | 9.8372 | 415.1542 | 10.2024 | 419.6066 | 10.5493 | 424.1198 | 10.897 | 428.1141 | 11.2415 | 429.0438 | 11.5828 | 429.7965 | 11.9211 | 430.3818 | 12.2564 | 430.9521 | 12.5888 | 431.7105 | 12.9183 | 432.1572 | 13.2449 |  | 5.0792 | 1.9718 | 5.3738 | 2.2137 | 5.8559 | 2.8325 | 6.0841 | 3.4531 | 6.4029 | 4.0763 | 6.8058 | 4.7086 | 7.2888 | 5.3483 | 14.5157 | 5.9963 | 41.6947 | 6.6529 | 68.9905 | 7.3197 | 96.5195 | 7.9808 | 124.1414 | 8.641 | 151.8195 | 9.1885 | 179.5226 | 9.7118 | 207.0912 | 10.2476 | 234.5847 | 10.7766 | 263.0105 | 15.5426 | 296.3236 | 20.3128 | 328.5477 | 25.0197 | 359.559 | 29.7519 | 388.6451 | 34.4034 | 414.4691 | 39.0226 | 418.0105 | 43.6865 | 419.0942 | 48.2633 | 420.4915 | 52.8316 | 422.4607 | 57.3745 | 424.6765 | 61.8919 | 426.95 | 66.3841 | 429.2839 | 70.8512 | 431.6019 | 75.2935 | 468.3948 | 79.7109 | 469.1975 | 79.987 |  | 5.0792 | 1.9718 | 5.3738 | 2.2137 | 5.8559 | 2.8325 | 6.0841 | 3.4531 | 6.4029 | 4.0763 | 13.4908 | 4.7086 | 40.6778 | 5.3486 | 67.8907 | 5.9968 | 95.0697 | 6.6538 | 122.3654 | 7.3211 | 149.9068 | 7.9828 | 177.5781 | 12.9496 | 205.3056 | 17.7921 | 233.0579 | 22.5753 | 260.6756 | 27.379 | 288.2059 | 32.1645 | 316.0456 | 36.8719 | 346.2707 | 41.6221 | 376.7207 | 46.2681 | 407.3158 | 50.9813 | 415.9935 | 55.5729 | 416.9823 | 60.1322 | 418.091 | 64.7736 | 419.2334 | 69.2964 | 420.684 | 73.8192 | 510.8061 | 78.3162 | 509.3088 | 78.6179 | 508.0742 | 78.9143 | 504.9293 | 79.2054 | 504.3083 | 79.4916 | 504.2938 | 79.7729 | 503.8826 | 80.0496
Settle |  | 16.6931 | 5.7769 | 23.8237 | 6.5086 | 26.7806 | 8.327 | 29.5374 | 10.2538 | 32.6551 | 12.1916 | 38.7258 | 14.2017 | 50.2588 | 16.2325 | 62.4431 | 18.3062 | 74.4024 | 20.4236 | 90.1685 | 22.5885 | 123.7173 | 24.7984 | 191.0015 | 26.9768 | 258.0674 | 28.8176 | 324.805 | 30.5992 | 389.2842 | 32.4262 | 450.7113 | 34.2425 | 512.6303 | 49.5962 | 575.2514 | 65.0735 | 667.4662 | 80.4766 | 772.4257 | 96.0565 | 870.6892 | 111.5034 | 924.4817 | 126.9528 | 959.0389 | 142.6229 | 976.7822 | 158.1329 | 994.6211 | 173.7046 | 1011.0462 | 189.2865 | 1021.1806 | 204.8766 | 1031.0318 | 220.4731 | 1040.5944 | 236.074 | 1050.2144 | 251.6779 | 1060.3264 | 267.2831 | 1069.8169 | 269.0414 |  | 16.6931 | 5.7769 | 17.2207 | 6.5086 | 17.8711 | 7.4252 | 18.2449 | 8.4308 | 18.7033 | 9.4606 | 21.8663 | 10.4285 | 33.2472 | 11.1421 | 45.2919 | 12.2956 | 57.0797 | 13.4898 | 72.6878 | 14.7106 | 95.3163 | 15.9694 | 119.7088 | 17.3858 | 143.9036 | 18.3642 | 167.8448 | 19.3063 | 189.5988 | 20.2785 | 219.2708 | 21.2451 | 285.0128 | 22.1746 | 356.1811 | 23.1343 | 433.451 | 24.0488 | 515.4536 | 25.0002 | 598.6527 | 25.9038 | 682.6302 | 26.8007 | 768.0537 | 27.7343 | 851.1281 | 28.6272 | 931.9957 | 29.5245 | 950.7024 | 30.417 | 970.0322 | 31.3045 | 989.4032 | 32.1874 | 1008.7464 | 33.0656 | 1028.3187 | 33.9395 | 1046.367 | 34.809 | 1057.4087 | 35.6745 |  | 16.6931 | 5.7769 | 23.8237 | 6.5086 | 26.7806 | 7.5404 | 29.5374 | 8.6855 | 32.6551 | 9.86 | 38.7258 | 11.0029 | 50.2588 | 11.9499 | 62.4431 | 13.2607 | 74.4024 | 14.6158 | 90.1685 | 16.0005 | 123.7173 | 17.4268 | 191.0015 | 18.9912 | 258.0674 | 20.3231 | 324.805 | 21.6178 | 389.2842 | 22.9485 | 450.7113 | 24.2756 | 512.6303 | 25.5629 | 575.2514 | 26.8872 | 667.4662 | 28.1611 | 772.4257 | 29.4805 | 870.6892 | 30.7452 | 924.4817 | 32.0036 | 959.0389 | 33.3076 | 976.7822 | 34.5644 | 994.6211 | 35.8282 | 1011.0462 | 37.0873 | 1021.1806 | 38.3419 | 1031.0318 | 39.5921 | 1040.5944 | 40.838 | 1050.2144 | 42.0795 | 1060.3264 | 43.3169 | 1069.8169 | 44.5502 |  | 16.6931 | 5.7769 | 27.5258 | 6.5086 | 33.2542 | 8.327 | 38.3499 | 10.2538 | 43.7923 | 12.1916 | 52.1625 | 14.2017 | 64.071 | 16.2325 | 87.4042 | 18.3062 | 142.4682 | 20.4236 | 201.4196 | 22.5885 | 267.5147 | 24.7984 | 335.3907 | 26.9768 | 403.1982 | 28.8176 | 470.8004 | 30.5992 | 536.2535 | 32.4262 | 620.8063 | 34.2425 | 772.9053 | 49.5962 | 929.6974 | 65.0735 | 1084.6024 | 80.4766 | 1236.9083 | 96.0565 | 1384.0984 | 111.5034 | 1521.0935 | 126.9528 | 1624.857 | 142.6229 | 1721.3225 | 158.1329 | 1817.7769 | 173.7046 | 1914.6746 | 189.2865 | 2011.8107 | 204.8766 | 2108.2691 | 220.4731 | 2204.1954 | 236.074 | 2299.6124 | 251.6779 | 2389.049 | 267.2831 | 2397.2638 | 269.0414 |  | 16.6931 | 5.7769 | 27.5258 | 6.5086 | 33.2542 | 8.327 | 38.3499 | 10.2538 | 43.7923 | 12.1916 | 62.8623 | 14.2036 | 117.5121 | 16.2388 | 172.834 | 18.3196 | 227.898 | 20.4469 | 286.8494 | 22.6248 | 375.2263 | 24.8511 | 532.1899 | 40.5237 | 688.9091 | 55.9563 | 845.271 | 71.354 | 999.3022 | 86.9378 | 1150.1659 | 102.5898 | 1301.4323 | 118.1344 | 1453.8571 | 133.9104 | 1606.4402 | 149.4901 | 1758.8556 | 165.3644 | 1876.4612 | 180.9825 | 1974.3686 | 196.5982 | 2072.4638 | 212.5378 | 2170.1712 | 228.2216 | 2268.0416 | 243.9858 | 2390.6447 | 259.7547 | 2396.7425 | 261.6483 | 2403.0787 | 263.5162 | 2407.6564 | 265.3594 | 2414.5451 | 267.1791 | 2421.9781 | 268.9763 | 2429.0491 | 270.7519
Shannon St South |  | 37.3017 | 27.9504 | 45.8588 | 31.3119 | 50.06 | 39.9031 | 54.8278 | 48.5152 | 60.359 | 57.1305 | 68.2105 | 65.7867 | 83.2297 | 74.5532 | 99.1578 | 83.4582 | 114.7808 | 92.3949 | 135.3047 | 101.4381 | 171.8894 | 110.6603 | 232.1762 | 119.6566 | 292.2978 | 127.0752 | 352.0551 | 134.4963 | 408.8815 | 141.7414 | 461.9812 | 148.9867 | 515.7778 | 215.188 | 570.5065 | 280.9016 | 646.4463 | 346.5086 | 728.6792 | 411.8804 | 804.2377 | 477.3529 | 848.9956 | 542.2817 | 897.3095 | 606.8786 | 942.9705 | 671.5411 | 989.0009 | 735.8914 | 1029.1424 | 800.0332 | 1046.5526 | 863.9702 | 1063.044 | 927.7059 | 1078.5495 | 991.2428 | 1094.4208 | 1054.5847 | 1112.2586 | 1117.7335 | 1127.8755 | 1122.8995 |  | 37.3017 | 27.9504 | 38.6949 | 31.3119 | 40.3549 | 35.5817 | 42.0911 | 39.9951 | 44.1885 | 44.5507 | 49.6414 | 48.634 | 65.1156 | 51.5942 | 81.1494 | 56.5807 | 96.4664 | 61.6517 | 116.522 | 66.7789 | 145.4081 | 72.0671 | 176.7523 | 78.0061 | 207.7572 | 81.9326 | 238.5129 | 85.8737 | 266.2733 | 89.7143 | 298.069 | 93.5669 | 356.6851 | 97.3981 | 419.9866 | 101.1035 | 483.4344 | 104.8394 | 548.6965 | 108.5414 | 613.3506 | 112.2881 | 676.1269 | 115.9192 | 740.0436 | 119.4973 | 802.449 | 123.0993 | 867.9145 | 126.6498 | 940.7862 | 130.1707 | 1015.2912 | 133.662 | 1089.4316 | 137.1251 | 1163.1459 | 140.5611 | 1237.8234 | 143.9713 | 1306.6947 | 147.3561 | 1348.1851 | 150.717 |  | 37.3017 | 27.9504 | 45.8588 | 31.3119 | 50.06 | 36.1336 | 54.8278 | 41.0949 | 60.359 | 46.2046 | 68.2105 | 50.9691 | 83.2297 | 54.8839 | 99.1578 | 60.4555 | 114.7808 | 66.1207 | 135.3047 | 71.8536 | 171.8894 | 77.7653 | 232.1762 | 84.236 | 292.2978 | 89.6176 | 352.0551 | 95.0191 | 408.8815 | 100.3124 | 461.9812 | 105.6215 | 515.7778 | 110.9123 | 570.5065 | 116.0636 | 646.4463 | 121.2533 | 728.6792 | 126.4094 | 804.2377 | 131.6219 | 848.9956 | 136.7043 | 897.3095 | 141.728 | 942.9705 | 146.7844 | 989.0009 | 151.7846 | 1029.1424 | 156.7521 | 1046.5526 | 161.6888 | 1063.044 | 166.5956 | 1078.5495 | 171.473 | 1094.4208 | 176.3222 | 1112.2586 | 181.1442 | 1127.8755 | 185.9394 |  | 37.3017 | 27.9504 | 50.0305 | 31.3119 | 57.6225 | 39.9031 | 65.7275 | 48.5152 | 74.9929 | 57.1305 | 88.4249 | 65.7867 | 105.1073 | 74.5532 | 129.2563 | 83.4582 | 174.7232 | 92.3949 | 225.3714 | 101.4381 | 285.022 | 110.6603 | 347.1524 | 119.6566 | 410.0478 | 127.0752 | 473.0331 | 134.4963 | 533.7638 | 141.7414 | 727.2606 | 148.9867 | 1331.6391 | 215.188 | 1959.8821 | 280.9016 | 2589.679 | 346.5086 | 3216.2854 | 411.8804 | 3829.7046 | 477.3529 | 4413.3025 | 542.2817 | 4992.1422 | 606.8786 | 5545.2264 | 671.5411 | 6097.6502 | 735.8914 | 6651.1932 | 800.0332 | 7206.0055 | 863.9702 | 7757.2872 | 927.7059 | 8306.2223 | 991.2428 | 8853.2504 | 1054.5847 | 9300.5576 | 1117.7335 | 9321.3564 | 1122.8995 |  | 37.3017 | 27.9504 | 50.0305 | 31.3119 | 57.6225 | 39.9031 | 65.7275 | 48.5152 | 74.9929 | 57.1305 | 95.5911 | 65.7862 | 140.9263 | 74.5517 | 186.5532 | 83.455 | 232.0201 | 92.3893 | 282.6683 | 101.4295 | 479.1997 | 110.6478 | 1088.7068 | 179.2392 | 1697.9287 | 245.9281 | 2306.4778 | 312.448 | 2911.7794 | 378.4375 | 3513.0631 | 444.343 | 4117.5209 | 510.0847 | 4746.5839 | 575.0958 | 5375.9225 | 640.2166 | 6006.6936 | 705.121 | 6620.0273 | 770.3415 | 7181.1865 | 834.807 | 7743.5213 | 898.8982 | 8303.9009 | 963.1971 | 8864.7406 | 1027.1374 | 9337.4553 | 1090.8716 | 9354.398 | 1096.2579 | 9372.9045 | 1101.5965 | 9385.3787 | 1106.8882 | 9406.6526 | 1112.1359 | 9430.956 | 1117.34 | 9452.8324 | 1122.5021
Shap |  | 6.2327 | 2.5944 | 9.7571 | 2.9127 | 11.1266 | 3.727 | 12.4664 | 4.5435 | 13.9661 | 5.3636 | 16.8972 | 6.1955 | 22.4266 | 7.0373 | 28.2611 | 7.8898 | 33.9859 | 8.7538 | 41.5529 | 9.6311 | 54.479 | 10.5011 | 74.0935 | 11.3697 | 93.6053 | 12.0901 | 112.9735 | 12.7786 | 131.2954 | 13.4836 | 148.1456 | 14.1797 | 165.2498 | 20.4508 | 182.7285 | 26.7273 | 203.3907 | 32.9207 | 225.8636 | 39.1472 | 246.7931 | 45.2677 | 259.3423 | 51.3455 | 269.3618 | 57.4823 | 277.2118 | 63.5043 | 285.0959 | 69.5153 | 292.3949 | 75.4927 | 297.2162 | 81.4367 | 301.9317 | 87.3475 | 306.5377 | 93.2253 | 311.1728 | 99.0703 | 316.0093 | 104.8828 | 320.6029 | 105.2461 |  | 6.2327 | 2.5944 | 6.4299 | 2.9127 | 6.6668 | 3.3234 | 6.8113 | 3.744 | 6.9845 | 4.1793 | 8.4707 | 4.5752 | 13.9564 | 4.8638 | 19.7509 | 5.341 | 25.4194 | 5.8315 | 32.927 | 6.3293 | 43.8157 | 6.8264 | 55.5421 | 7.3983 | 67.1713 | 7.7804 | 78.6669 | 8.1432 | 89.1296 | 8.5176 | 100.0858 | 8.8874 | 117.3045 | 9.2378 | 135.3 | 9.6003 | 154.5636 | 9.9401 | 174.5047 | 10.2951 | 193.4128 | 10.6264 | 209.2576 | 10.953 | 225.3373 | 11.295 | 240.9369 | 11.6167 | 256.0361 | 11.939 | 263.2944 | 12.2576 | 270.7302 | 12.5727 | 278.1348 | 12.8842 | 285.4871 | 13.1923 | 292.9017 | 13.4972 | 299.715 | 13.7988 | 303.8305 | 14.0974 |  | 6.2327 | 2.5944 | 9.7571 | 2.9127 | 11.1266 | 3.3749 | 12.4664 | 3.8486 | 13.9661 | 4.3378 | 16.8972 | 4.8 | 22.4266 | 5.1807 | 28.2611 | 5.7152 | 33.9859 | 6.2645 | 41.5529 | 6.8222 | 54.479 | 7.3795 | 74.0935 | 8.004 | 93.6053 | 8.5264 | 112.9735 | 9.0278 | 131.2954 | 9.5426 | 148.1456 | 10.0525 | 165.2498 | 10.5407 | 182.7285 | 11.0433 | 203.3907 | 11.5199 | 225.8636 | 12.0146 | 246.7931 | 12.4818 | 259.3423 | 12.9437 | 269.3618 | 13.4242 | 277.2118 | 13.8807 | 285.0959 | 14.3382 | 292.3949 | 14.7914 | 297.2162 | 15.2406 | 301.9317 | 15.6857 | 306.5377 | 16.1268 | 311.1728 | 16.5642 | 316.0093 | 16.9977 | 320.6029 | 17.4276 |  | 6.2327 | 2.5944 | 11.5811 | 2.9127 | 14.2444 | 3.727 | 16.7409 | 4.5435 | 19.3699 | 5.3636 | 23.3991 | 6.1955 | 29.0424 | 7.0373 | 36.9789 | 7.8898 | 50.6549 | 8.7538 | 66.2071 | 9.6311 | 85.1989 | 10.5011 | 105.0474 | 11.3697 | 124.8566 | 12.0901 | 144.5729 | 12.7786 | 163.2939 | 13.4836 | 190.3566 | 14.1797 | 246.9178 | 20.4508 | 303.0188 | 26.7273 | 358.8883 | 32.9207 | 414.1801 | 39.1472 | 467.9843 | 45.2677 | 518.6069 | 51.3455 | 563.8552 | 57.4823 | 606.887 | 63.5043 | 649.8743 | 69.5153 | 692.9836 | 75.4927 | 736.1689 | 81.4367 | 779.0474 | 87.3475 | 821.6841 | 93.2253 | 864.0992 | 99.0703 | 899.7897 | 104.8828 | 903.8077 | 105.2461 |  | 6.2327 | 2.5944 | 11.5811 | 2.9127 | 14.2444 | 3.727 | 16.7409 | 4.5435 | 19.3699 | 5.3636 | 25.3557 | 6.1956 | 38.8147 | 7.0376 | 52.6006 | 7.8905 | 66.2767 | 8.755 | 81.8288 | 9.633 | 110.6836 | 10.5037 | 169.9666 | 17.039 | 229.1298 | 23.4107 | 288.131 | 29.7044 | 346.054 | 36.0249 | 402.4623 | 42.3217 | 458.8991 | 48.5157 | 514.3532 | 54.7659 | 569.8534 | 60.8791 | 625.3579 | 67.0806 | 674.5689 | 73.1223 | 718.2369 | 79.1214 | 761.983 | 85.2284 | 805.5588 | 91.1795 | 849.1676 | 97.1305 | 893.2127 | 103.0476 | 896.5528 | 103.4446 | 899.9723 | 103.8346 | 902.8395 | 104.2177 | 906.4437 | 104.5942 | 910.229 | 104.9644 | 913.8992 | 105.3284
Shaw |  | 34.861 | 7.7659 | 55.941 | 8.763 | 64.2832 | 11.248 | 74.1409 | 13.7717 | 85.3008 | 16.3214 | 102.6853 | 18.9273 | 134.8687 | 21.5751 | 168.8704 | 24.2743 | 202.1579 | 27.0165 | 246.2428 | 29.817 | 313.1465 | 32.6737 | 393.892 | 35.4869 | 474.0557 | 37.838 | 553.4085 | 40.1937 | 626.6767 | 42.5261 | 691.2958 | 44.8424 | 757.3408 | 64.9986 | 825.5299 | 85.1764 | 881.973 | 105.4393 | 936.3309 | 125.7191 | 988.1529 | 146.1015 | 1026.82 | 166.4805 | 1070.0295 | 186.9499 | 1115.0104 | 207.4642 | 1160.3807 | 228.0304 | 1202.4493 | 248.6495 | 1231.2173 | 269.3216 | 1259.5071 | 290.0467 | 1287.2692 | 310.8248 | 1315.305 | 331.6561 | 1344.5867 | 352.5402 | 1372.5896 | 355.1963 |  | 34.861 | 7.7659 | 36.1652 | 8.763 | 37.7634 | 10.0299 | 40.0013 | 11.3494 | 42.6843 | 12.7198 | 53.1087 | 13.9806 | 86.3442 | 14.9157 | 120.792 | 16.4376 | 154.0969 | 18.004 | 197.9834 | 19.6024 | 261.5647 | 21.2484 | 330.0745 | 23.1008 | 397.9293 | 24.36 | 464.9949 | 25.6241 | 525.9269 | 26.8752 | 581.0827 | 28.1181 | 644.1357 | 29.3732 | 706.8462 | 30.6084 | 770.4857 | 31.8505 | 833.0965 | 33.0769 | 885.2196 | 34.312 | 911.4644 | 35.5294 | 938.583 | 36.7514 | 965.2385 | 37.968 | 993.1194 | 39.1809 | 1031.5978 | 40.391 | 1070.5175 | 41.598 | 1108.8816 | 42.8024 | 1146.7252 | 44.0044 | 1184.8439 | 45.2043 | 1219.7897 | 46.4021 | 1240.5397 | 47.5984 |  | 34.861 | 7.7659 | 55.941 | 8.763 | 64.2832 | 10.1855 | 74.1409 | 11.6653 | 85.3008 | 13.2 | 102.6853 | 14.6642 | 134.8687 | 15.8829 | 168.8704 | 17.5838 | 202.1579 | 19.3339 | 246.2428 | 21.1209 | 313.1465 | 22.9611 | 393.892 | 24.9821 | 474.0557 | 26.6846 | 553.4085 | 28.3961 | 626.6767 | 30.0963 | 691.2958 | 31.7902 | 757.3408 | 33.5016 | 825.5299 | 35.1934 | 881.973 | 36.8963 | 936.3309 | 38.5842 | 988.1529 | 40.285 | 1026.82 | 41.9682 | 1070.0295 | 43.6595 | 1115.0104 | 45.3472 | 1160.3807 | 47.0334 | 1202.4493 | 48.7184 | 1231.2173 | 50.4025 | 1259.5071 | 52.086 | 1287.2692 | 53.7689 | 1315.305 | 55.4515 | 1344.5867 | 57.134 | 1372.5896 | 58.8165 |  | 34.861 | 7.7659 | 66.856 | 8.763 | 83.1422 | 11.248 | 100.72 | 13.7717 | 119.8443 | 16.3214 | 147.6985 | 18.9273 | 181.6527 | 21.5751 | 219.2806 | 24.2743 | 265.1304 | 27.0165 | 321.8947 | 29.817 | 398.6983 | 32.6737 | 480.5773 | 35.4869 | 562.1612 | 37.838 | 643.1096 | 40.1937 | 718.545 | 42.5261 | 921.9417 | 44.8424 | 1535.0243 | 64.9986 | 2152.6011 | 85.1764 | 2772.845 | 105.4393 | 3390.8376 | 125.7191 | 3996.2028 | 146.1015 | 4574.5857 | 166.4805 | 5160.9551 | 186.9499 | 5724.916 | 207.4642 | 6287.8974 | 228.0304 | 6851.3137 | 248.6495 | 7415.4776 | 269.3216 | 7976.2759 | 290.0467 | 8534.5267 | 310.8248 | 9090.5302 | 331.6561 | 9497.2023 | 352.5402 | 9525.0756 | 355.1963 |  | 34.861 | 7.7659 | 66.856 | 8.763 | 83.1422 | 11.248 | 100.72 | 13.7717 | 119.8443 | 16.3214 | 150.6945 | 18.9275 | 196.6273 | 21.5758 | 243.2342 | 24.2757 | 289.084 | 27.019 | 345.8483 | 29.8209 | 559.6425 | 32.6794 | 1189.2065 | 53.1767 | 1817.8971 | 73.259 | 2445.4604 | 93.4193 | 3066.6414 | 113.6024 | 3678.8455 | 133.8179 | 4292.5326 | 154.1705 | 4913.568 | 174.4997 | 5534.2001 | 194.9482 | 6156.7522 | 215.3823 | 6773.1652 | 235.9534 | 7344.5219 | 256.4852 | 7917.5939 | 277.1281 | 8488.7109 | 297.8105 | 9059.9862 | 318.5434 | 9436.0821 | 339.3283 | 9461.8716 | 342.0243 | 9488.5091 | 344.7119 | 9511.7744 | 347.3914 | 9539.9187 | 350.0637 | 9569.7301 | 352.7288 | 9598.1889 | 355.3873
Siddick |  | 3.8525 | 0.72643 | 5.9829 | 0.81556 | 6.8173 | 1.0427 | 7.6199 | 1.2671 | 8.5306 | 1.4919 | 10.4027 | 1.7192 | 14.1289 | 1.9486 | 18.0559 | 2.1779 | 21.9126 | 2.4119 | 27.0095 | 2.6463 | 34.3956 | 2.8832 | 42.3793 | 3.1138 | 50.2939 | 3.3029 | 58.1153 | 3.4893 | 65.2444 | 3.6732 | 71.3854 | 3.854 | 77.6996 | 5.551 | 84.2717 | 7.2388 | 89.1071 | 8.9142 | 93.0392 | 10.5671 | 96.0944 | 12.2176 | 99.1584 | 13.8567 | 103.3049 | 15.4661 | 108.4678 | 17.0793 | 113.6492 | 18.6756 | 118.4129 | 20.2601 | 121.6428 | 21.8329 | 124.8128 | 23.3943 | 127.9164 | 24.9443 | 131.0443 | 26.4832 | 134.3053 | 28.0112 | 137.4141 | 28.083 |  | 3.8525 | 0.72643 | 3.9816 | 0.81556 | 4.1331 | 0.92974 | 4.2146 | 1.0453 | 4.3176 | 1.1648 | 5.3096 | 1.2731 | 9.0154 | 1.3512 | 12.9271 | 1.48 | 16.754 | 1.6135 | 21.8175 | 1.7469 | 29.1496 | 1.883 | 37.0341 | 2.0359 | 44.8545 | 2.136 | 52.5681 | 2.2347 | 59.584 | 2.3322 | 65.592 | 2.4281 | 71.6488 | 2.5205 | 77.7688 | 2.6138 | 83.203 | 2.7059 | 88.2734 | 2.7938 | 92.1881 | 2.8834 | 93.1721 | 2.9718 | 94.1265 | 3.0554 | 95.0259 | 3.1412 | 95.8053 | 3.2249 | 100.0483 | 3.3074 | 104.2183 | 3.3889 | 108.2405 | 3.4694 | 112.1197 | 3.5489 | 115.9487 | 3.6275 | 119.4317 | 3.7051 | 121.5741 | 3.7818 |  | 3.8525 | 0.72643 | 5.9829 | 0.81556 | 6.8173 | 0.94416 | 7.6199 | 1.0733 | 8.5306 | 1.2066 | 10.4027 | 1.332 | 14.1289 | 1.4345 | 18.0559 | 1.5777 | 21.9126 | 1.726 | 27.0095 | 1.8745 | 34.3956 | 2.0261 | 42.3793 | 2.192 | 50.2939 | 2.3293 | 58.1153 | 2.4651 | 65.2444 | 2.5996 | 71.3854 | 2.7323 | 77.6996 | 2.8611 | 84.2717 | 2.9909 | 89.1071 | 3.1193 | 93.0392 | 3.2431 | 96.0944 | 3.3688 | 99.1584 | 3.4931 | 103.3049 | 3.6119 | 108.4678 | 3.7332 | 113.6492 | 3.852 | 118.4129 | 3.9696 | 121.6428 | 4.0859 | 124.8128 | 4.2011 | 127.9164 | 4.3151 | 131.0443 | 4.4279 | 134.3053 | 4.5396 | 137.4141 | 4.6502 |  | 3.8525 | 0.72643 | 7.0926 | 0.81556 | 8.7333 | 1.0427 | 10.2412 | 1.2671 | 11.8412 | 1.4919 | 14.3794 | 1.7192 | 18.1647 | 1.9486 | 22.1868 | 2.1779 | 26.1852 | 2.4119 | 31.4458 | 2.6463 | 39.0085 | 2.8832 | 47.1309 | 3.1138 | 55.2425 | 3.3029 | 63.2949 | 3.4893 | 70.7007 | 3.6732 | 84.5148 | 3.854 | 120.4176 | 5.551 | 155.7133 | 7.2388 | 190.7231 | 8.9142 | 225.3696 | 10.5671 | 259.3098 | 12.2176 | 291.5595 | 13.8567 | 324.6276 | 15.4661 | 356.5448 | 17.0793 | 388.3548 | 18.6756 | 420.1271 | 20.2601 | 451.9099 | 21.8329 | 483.425 | 23.3943 | 514.7347 | 24.9443 | 545.8671 | 26.4832 | 564.1127 | 28.0112 | 566.6553 | 28.083 |  | 3.8525 | 0.72643 | 7.0926 | 0.81556 | 8.7333 | 1.0427 | 10.2412 | 1.2671 | 11.8412 | 1.4919 | 14.3915 | 1.7192 | 18.2253 | 1.9483 | 22.2838 | 2.1774 | 26.2822 | 2.411 | 31.5428 | 2.6449 | 46.5405 | 2.8812 | 84.3987 | 4.6609 | 122.163 | 6.3867 | 159.8064 | 8.098 | 196.7281 | 9.7965 | 232.6292 | 11.4808 | 268.5436 | 13.1413 | 303.9027 | 14.8001 | 339.1469 | 16.4467 | 374.0434 | 18.0637 | 408.9927 | 19.6862 | 441.4414 | 21.2977 | 473.9094 | 22.8708 | 506.2298 | 24.4562 | 538.5015 | 26.0227 | 551.4323 | 27.5776 | 553.9736 | 27.6544 | 556.515 | 27.7301 | 559.0549 | 27.8046 | 561.5966 | 27.878 | 564.1387 | 27.9504 | 566.6804 | 28.0217
Silloth |  | 15.212 | 6.1401 | 22.8032 | 6.8934 | 25.8458 | 8.8129 | 28.7442 | 10.7102 | 32.019 | 12.6104 | 38.3844 | 14.5316 | 50.3569 | 16.4699 | 62.9996 | 18.4088 | 75.4076 | 20.3864 | 91.7852 | 22.3676 | 123.1639 | 24.3698 | 179.2142 | 26.3189 | 235.0424 | 27.9177 | 290.5471 | 29.4929 | 343.7507 | 31.0474 | 393.7767 | 32.5758 | 444.3311 | 46.9188 | 495.6536 | 61.1852 | 565.5516 | 75.3465 | 644.0551 | 89.3174 | 717.5444 | 103.2678 | 758.9755 | 117.1221 | 787.7407 | 130.7253 | 805.4994 | 144.3609 | 823.3553 | 157.8537 | 839.8397 | 171.2462 | 850.3515 | 184.5401 | 860.5931 | 197.7371 | 870.557 | 210.8386 | 880.5746 | 223.8463 | 891.0604 | 236.7613 | 900.9517 | 237.3683 |  | 15.212 | 6.1401 | 15.6956 | 6.8934 | 16.2855 | 7.8585 | 16.6276 | 8.835 | 17.0484 | 9.8455 | 20.2947 | 10.7607 | 32.137 | 11.4212 | 44.6581 | 12.5095 | 56.911 | 13.638 | 73.1368 | 14.7654 | 96.6637 | 15.9161 | 122.0152 | 17.2081 | 147.1584 | 18.0542 | 172.0273 | 18.8884 | 194.6438 | 19.7125 | 221.8691 | 20.5229 | 274.4 | 21.3042 | 330.4939 | 22.0932 | 391.326 | 22.871 | 455.3657 | 23.6146 | 518.8434 | 24.3718 | 579.2388 | 25.1191 | 640.6325 | 25.8258 | 700.2938 | 26.5506 | 758.2775 | 27.2577 | 775.3558 | 27.9557 | 792.9112 | 28.6446 | 810.4282 | 29.3249 | 827.8526 | 29.9968 | 845.4375 | 30.6606 | 861.6071 | 31.3165 | 871.3979 | 31.9648 |  | 15.212 | 6.1401 | 22.8032 | 6.8934 | 25.8458 | 7.9804 | 28.7442 | 9.0721 | 32.019 | 10.1987 | 38.3844 | 11.2585 | 50.3569 | 12.1247 | 62.9996 | 13.335 | 75.4076 | 14.5892 | 91.7852 | 15.8441 | 123.1639 | 17.1256 | 179.2142 | 18.528 | 235.0424 | 19.6885 | 290.5471 | 20.8362 | 343.7507 | 21.9727 | 393.7767 | 23.094 | 444.3311 | 24.1829 | 495.6536 | 25.2806 | 565.5516 | 26.3659 | 644.0551 | 27.4122 | 717.5444 | 28.4743 | 758.9755 | 29.5254 | 787.7407 | 30.5291 | 805.4994 | 31.5542 | 823.3553 | 32.5588 | 839.8397 | 33.5526 | 850.3515 | 34.536 | 860.5931 | 35.5092 | 870.557 | 36.4725 | 880.5746 | 37.4262 | 891.0604 | 38.3704 | 900.9517 | 39.3055 |  | 15.212 | 6.1401 | 26.7444 | 6.8934 | 32.674 | 8.8129 | 38.0591 | 10.7102 | 43.7764 | 12.6104 | 52.5331 | 14.5316 | 64.8282 | 16.4699 | 85.5102 | 18.4088 | 128.7982 | 20.3864 | 176.1349 | 22.3676 | 230.901 | 24.3698 | 287.5105 | 26.3189 | 344.057 | 27.9177 | 400.4008 | 29.4929 | 454.5582 | 31.0474 | 527.7484 | 32.5758 | 668.1589 | 46.9188 | 810.3203 | 61.1852 | 951.4274 | 75.3465 | 1090.6082 | 89.3174 | 1225.5201 | 103.2678 | 1351.6863 | 117.1221 | 1454.8829 | 130.7253 | 1551.8841 | 144.3609 | 1648.8242 | 157.8537 | 1746.1171 | 171.2462 | 1843.6219 | 184.5401 | 1940.4239 | 197.7371 | 2036.6806 | 210.8386 | 2132.4259 | 223.8463 | 2217.1423 | 236.7613 | 2225.7388 | 237.3683 |  | 15.212 | 6.1401 | 26.7444 | 6.8934 | 32.674 | 8.8129 | 38.0591 | 10.7102 | 43.7764 | 12.6104 | 60.1777 | 14.531 | 103.0095 | 16.4679 | 146.546 | 18.4046 | 189.8339 | 20.379 | 237.1707 | 22.3561 | 314.2722 | 24.3531 | 460.1934 | 39.3957 | 605.8582 | 53.9826 | 751.1623 | 68.4476 | 894.0908 | 82.8037 | 1033.7323 | 97.0398 | 1173.5863 | 111.0754 | 1312.8327 | 125.0965 | 1452.3011 | 139.0141 | 1591.7747 | 152.6809 | 1706.4552 | 166.3952 | 1804.9095 | 180.0162 | 1903.541 | 193.3131 | 2001.7811 | 206.7133 | 2100.1351 | 219.9539 | 2210.0426 | 233.0967 | 2216.8839 | 233.7456 | 2223.921 | 234.385 | 2229.4727 | 235.0149 | 2236.9703 | 235.6357 | 2244.9276 | 236.2474 | 2252.5761 | 236.8503
Skelmersdale |  | 46.9815 | 5.3272 | 69.6196 | 5.986 | 79.1816 | 7.6517 | 88.0737 | 9.362 | 98.1057 | 11.0883 | 116.4198 | 12.8489 | 150.7916 | 14.6394 | 187.0998 | 16.4613 | 222.674 | 18.316 | 269.7009 | 20.2074 | 353.1182 | 22.1338 | 487.3091 | 24.0273 | 620.8556 | 25.6154 | 753.4349 | 27.1942 | 879.2308 | 28.7411 | 995.7104 | 30.2727 | 1113.5255 | 43.8123 | 1233.3349 | 57.3457 | 1383.8807 | 70.8747 | 1549.466 | 84.4031 | 1704.5011 | 97.9265 | 1795.4376 | 111.3495 | 1865.3578 | 124.8312 | 1914.9513 | 138.3119 | 1964.6311 | 151.7615 | 2010.2692 | 165.1973 | 2039.948 | 178.619 | 2069.0286 | 192.0263 | 2097.4809 | 205.4188 | 2126.2185 | 218.7963 | 2156.3447 | 232.1584 | 2184.9888 | 233.4879 |  | 46.9815 | 5.3272 | 48.7878 | 5.986 | 51.0528 | 6.8231 | 52.3508 | 7.7097 | 53.9117 | 8.6298 | 63.6273 | 9.4731 | 98.0889 | 10.0978 | 134.3286 | 11.1181 | 169.6402 | 12.1713 | 216.3549 | 13.2447 | 284.1115 | 14.3488 | 357.135 | 15.5906 | 429.4685 | 16.437 | 500.9742 | 17.2788 | 565.7576 | 18.102 | 636.7859 | 18.9172 | 757.61 | 19.7305 | 884.5962 | 20.5355 | 1021.4265 | 21.3343 | 1163.7909 | 22.1283 | 1301.0873 | 22.9167 | 1422.6255 | 23.6794 | 1546.2132 | 24.4527 | 1666.3751 | 25.2225 | 1784.6764 | 25.9836 | 1832.7205 | 26.7397 | 1881.135 | 27.4909 | 1928.5938 | 28.2374 | 1975.0604 | 28.9793 | 2021.407 | 29.717 | 2063.3338 | 30.4504 | 2087.3749 | 31.1799 |  | 46.9815 | 5.3272 | 69.6196 | 5.986 | 79.1816 | 6.9289 | 88.0737 | 7.9301 | 98.1057 | 8.9677 | 116.4198 | 9.9548 | 150.7916 | 10.7771 | 187.0998 | 11.9243 | 222.674 | 13.1075 | 269.7009 | 14.3139 | 353.1182 | 15.5543 | 487.3091 | 16.9148 | 620.8556 | 18.0649 | 753.4349 | 19.2122 | 879.2308 | 20.3405 | 995.7104 | 21.4613 | 1113.5255 | 22.5817 | 1233.3349 | 23.6943 | 1383.8807 | 24.8011 | 1549.466 | 25.904 | 1704.5011 | 27.0016 | 1795.4376 | 28.0702 | 1865.3578 | 29.1526 | 1914.9513 | 30.232 | 1964.6311 | 31.3023 | 2010.2692 | 32.3675 | 2039.948 | 33.4279 | 2069.0286 | 34.4837 | 2097.4809 | 35.535 | 2126.2185 | 36.5818 | 2156.3447 | 37.6245 | 2184.9888 | 38.6629 |  | 46.9815 | 5.3272 | 81.4246 | 5.986 | 100.2204 | 7.6517 | 116.5655 | 9.362 | 133.9753 | 11.0883 | 160.2712 | 12.8489 | 195.6991 | 14.6394 | 248.0742 | 16.4613 | 345.2983 | 18.316 | 454.0893 | 20.2074 | 584.2567 | 22.1338 | 719.7254 | 24.0273 | 854.8301 | 25.6154 | 989.0928 | 27.1942 | 1117.1562 | 28.7411 | 1320.1243 | 30.2727 | 1776.2484 | 43.8123 | 2234.8715 | 57.3457 | 2693.977 | 70.8747 | 3148.7636 | 84.4031 | 3591.6304 | 97.9265 | 4009.65 | 111.3495 | 4387.7088 | 124.8312 | 4746.7279 | 138.3119 | 5105.3304 | 151.7615 | 5464.527 | 165.1973 | 5824.3131 | 178.619 | 6181.8815 | 192.0263 | 6537.8312 | 205.4188 | 6892.0177 | 218.7963 | 7165.9194 | 232.1584 | 7192.7831 | 233.4879 |  | 46.9815 | 5.3272 | 81.4246 | 5.986 | 100.2204 | 7.6517 | 116.5655 | 9.362 | 133.9753 | 11.0883 | 175.52 | 12.8496 | 271.8689 | 14.6416 | 369.8494 | 16.4658 | 467.0735 | 18.3238 | 575.8645 | 20.2196 | 790.5793 | 22.1515 | 1264.0635 | 36.0331 | 1736.7364 | 49.6411 | 2208.2592 | 63.2729 | 2672.8103 | 76.8685 | 3127.7338 | 90.4555 | 3582.913 | 104.0614 | 4037.0353 | 117.6544 | 4493.1823 | 131.2413 | 4949.8752 | 144.8297 | 5358.7456 | 158.4113 | 5722.6138 | 171.8393 | 6087.3944 | 185.3669 | 6450.9094 | 198.8961 | 6814.6907 | 212.3838 | 7113.4289 | 225.8559 | 7136.9635 | 227.2583 | 7161.137 | 228.6462 | 7181.889 | 230.0201 | 7207.3564 | 231.3807 | 7234.1732 | 232.7284 | 7260.0073 | 234.0638
Slipway |  | 35.494 | 11.2079 | 49.4789 | 12.5278 | 55.7919 | 15.9292 | 61.4879 | 19.318 | 67.9043 | 22.6608 | 79.6025 | 26.014 | 102.7163 | 29.3698 | 127.1391 | 32.7318 | 151.0394 | 36.1031 | 182.6788 | 39.4917 | 230.9175 | 42.8939 | 289.8212 | 46.1793 | 348.3114 | 48.8293 | 406.1529 | 51.4187 | 459.3714 | 53.953 | 506.2768 | 56.4229 | 554.043 | 81.0799 | 603.1021 | 105.5449 | 650.6205 | 129.5337 | 695.6647 | 153.187 | 734.5937 | 176.7844 | 763.4992 | 199.8052 | 797.7353 | 222.8207 | 834.7841 | 245.2547 | 871.8531 | 267.5007 | 905.4636 | 289.4561 | 926.1539 | 311.124 | 946.4069 | 332.5075 | 966.1904 | 353.6092 | 986.2632 | 374.4323 | 1007.5194 | 394.9789 | 1027.5999 | 394.9258 |  | 35.494 | 11.2079 | 36.981 | 12.5278 | 38.8451 | 14.2041 | 39.8895 | 15.931 | 41.1125 | 17.6826 | 47.8055 | 19.2487 | 71.1588 | 20.3478 | 95.6477 | 22.2188 | 119.4099 | 24.1239 | 150.8276 | 26.0369 | 196.3862 | 27.9779 | 245.486 | 30.1531 | 294.1355 | 31.5344 | 342.1584 | 32.8845 | 385.5356 | 34.2069 | 425.1255 | 35.4955 | 473.6209 | 36.7618 | 523.5613 | 38.0547 | 570.949 | 39.2607 | 617.149 | 40.4404 | 657.2981 | 41.6593 | 682.1296 | 42.7872 | 707.2461 | 43.9532 | 731.6776 | 45.0381 | 756.6547 | 46.1208 | 800.1035 | 47.1812 | 843.6023 | 48.2196 | 886.0431 | 49.2366 | 927.4339 | 50.2327 | 968.5839 | 51.2087 | 1005.7804 | 52.1648 | 1027.4561 | 53.1017 |  | 35.494 | 11.2079 | 49.4789 | 12.5278 | 55.7919 | 14.4244 | 61.4879 | 16.3633 | 67.9043 | 18.327 | 79.6025 | 20.1546 | 102.7163 | 21.6212 | 127.1391 | 23.7103 | 151.0394 | 25.8365 | 182.6788 | 27.9739 | 230.9175 | 30.1432 | 289.8212 | 32.5094 | 348.3114 | 34.436 | 406.1529 | 36.3263 | 459.3714 | 38.1833 | 506.2768 | 40 | 554.043 | 41.7902 | 603.1021 | 43.6093 | 650.6205 | 45.3275 | 695.6647 | 47.0143 | 734.5937 | 48.7452 | 763.4992 | 50.3691 | 797.7353 | 52.0367 | 834.7841 | 53.6074 | 871.8531 | 55.1746 | 905.4636 | 56.7137 | 926.1539 | 58.2257 | 946.4069 | 59.711 | 966.1904 | 61.1701 | 986.2632 | 62.6035 | 1007.5194 | 64.0118 | 1027.5999 | 65.3952 |  | 35.494 | 11.2079 | 56.7614 | 12.5278 | 69.1108 | 15.9292 | 79.4738 | 19.318 | 90.5708 | 22.6608 | 107.6539 | 26.014 | 131.5148 | 29.3698 | 158.7866 | 32.7318 | 192.8028 | 36.1031 | 234.6741 | 39.4917 | 290.8705 | 42.8939 | 350.667 | 46.1793 | 410.3584 | 48.8293 | 469.5723 | 51.4187 | 524.5469 | 53.953 | 657.777 | 56.4229 | 1044.6101 | 81.0799 | 1435.6334 | 105.5449 | 1827.6488 | 129.5337 | 2217.0481 | 153.187 | 2598.4717 | 176.7844 | 2961.616 | 199.8052 | 3327.7891 | 222.8207 | 3679.4947 | 245.2547 | 4030.5809 | 267.5007 | 4382.0206 | 289.4561 | 4733.9297 | 311.124 | 5083.5925 | 332.5075 | 5431.5877 | 353.6092 | 5778.1165 | 374.4323 | 6025.0733 | 394.9789 | 6044.2954 | 394.9258 |  | 35.494 | 11.2079 | 56.7614 | 12.5278 | 69.1108 | 15.9292 | 79.4738 | 19.318 | 90.5708 | 22.6608 | 110.0592 | 26.0133 | 143.537 | 29.3675 | 178.0175 | 32.7271 | 212.0338 | 36.0949 | 253.905 | 39.479 | 394.9281 | 42.8757 | 793.8838 | 69.147 | 1192.2815 | 94.455 | 1589.8362 | 119.3869 | 1982.5784 | 143.9647 | 2368.7554 | 168.1693 | 2755.6054 | 192.0603 | 3147.3958 | 215.9262 | 3540.3369 | 239.1451 | 3932.3759 | 262.0391 | 4319.1058 | 285.0535 | 4675.8379 | 307.3233 | 5033.2669 | 329.7478 | 5389.3881 | 351.4542 | 5745.5838 | 373.0276 | 5982.8162 | 394.3146 | 6000.2251 | 394.3994 | 6018.204 | 394.455 | 6033.9303 | 394.4817 | 6052.9417 | 394.4807 | 6073.0389 | 394.4519 | 6092.3126 | 394.3962
Snipe |  | 27.7649 | 4.9121 | 40.5827 | 5.5319 | 46.0419 | 7.0869 | 51.6102 | 8.661 | 57.8986 | 10.2461 | 68.53 | 11.861 | 88.8944 | 13.4965 | 110.4099 | 15.1653 | 131.4664 | 16.8493 | 159.3365 | 18.5722 | 200.6853 | 20.3172 | 248.0178 | 22.0296 | 294.986 | 23.4597 | 341.4073 | 24.8794 | 383.8538 | 26.2908 | 420.792 | 27.701 | 458.554 | 40.0879 | 497.5548 | 52.4923 | 529.1302 | 64.8771 | 557.5222 | 77.2974 | 582.683 | 89.6893 | 603.3299 | 102.1248 | 629.7492 | 114.5535 | 660.7546 | 126.9733 | 691.8385 | 139.4084 | 720.2041 | 151.8498 | 738.3582 | 164.2977 | 756.1746 | 176.7526 | 773.624 | 189.2144 | 791.3135 | 201.6835 | 809.9614 | 214.16 | 827.6803 | 215.5502 |  | 27.7649 | 4.9121 | 28.8793 | 5.5319 | 30.2604 | 6.3194 | 31.397 | 7.1384 | 32.7454 | 7.9868 | 38.9284 | 8.7637 | 59.7002 | 9.334 | 81.3738 | 10.2736 | 102.3409 | 11.2335 | 130.0217 | 12.2156 | 170.1467 | 13.2192 | 213.415 | 14.3478 | 256.2805 | 15.1111 | 298.6205 | 15.8694 | 336.956 | 16.6239 | 370.7707 | 17.3791 | 407.6133 | 18.1259 | 444.4731 | 18.8737 | 479.8322 | 19.6086 | 513.7968 | 20.3485 | 541.3631 | 21.0754 | 553.0773 | 21.8072 | 564.9954 | 22.5321 | 576.6696 | 23.2505 | 588.2534 | 23.9672 | 621.228 | 24.6806 | 654.2955 | 25.3909 | 686.6114 | 26.0982 | 718.2333 | 26.8027 | 749.8219 | 27.5046 | 778.5285 | 28.204 | 795.3513 | 28.901 |  | 27.7649 | 4.9121 | 40.5827 | 5.5319 | 46.0419 | 6.4174 | 51.6102 | 7.3363 | 57.8986 | 8.2866 | 68.53 | 9.1895 | 88.8944 | 9.9357 | 110.4099 | 10.9855 | 131.4664 | 12.0579 | 159.3365 | 13.1556 | 200.6853 | 14.2777 | 248.0178 | 15.5084 | 294.986 | 16.5446 | 341.4073 | 17.5768 | 383.8538 | 18.6064 | 420.792 | 19.6381 | 458.554 | 20.6621 | 497.5548 | 21.6889 | 529.1302 | 22.7024 | 557.5222 | 23.7232 | 582.683 | 24.7303 | 603.3299 | 25.7447 | 629.7492 | 26.7524 | 660.7546 | 27.7536 | 691.8385 | 28.7543 | 720.2041 | 29.7522 | 738.3582 | 30.7477 | 756.1746 | 31.7409 | 773.624 | 32.7318 | 791.3135 | 33.7207 | 809.9614 | 34.7076 | 827.6803 | 35.6927 |  | 27.7649 | 4.9121 | 47.2267 | 5.5319 | 57.8718 | 7.0869 | 67.9006 | 8.661 | 78.7238 | 10.2461 | 94.9294 | 11.861 | 116.1597 | 13.4965 | 139.0559 | 15.1653 | 164.4416 | 16.8493 | 196.7265 | 18.5722 | 241.67 | 20.3172 | 289.8148 | 22.0296 | 337.7861 | 23.4597 | 385.3217 | 24.8794 | 429.2783 | 26.2908 | 547.3003 | 27.701 | 903.7683 | 40.0879 | 1262.7489 | 52.4923 | 1623.2415 | 64.8771 | 1982.0457 | 77.2974 | 2333.7272 | 89.6893 | 2669.4251 | 102.1248 | 3011.9788 | 114.5535 | 3342.0147 | 126.9733 | 3671.5177 | 139.4084 | 4001.3034 | 151.8498 | 4331.5644 | 164.2977 | 4659.8911 | 176.7526 | 4986.7748 | 189.2144 | 5312.3349 | 201.6835 | 5550.8146 | 214.16 | 5568.9048 | 215.5502 |  | 27.7649 | 4.9121 | 47.2267 | 5.5319 | 57.8718 | 7.0869 | 67.9006 | 8.661 | 78.7238 | 10.2461 | 95.9041 | 11.8611 | 121.0319 | 13.4967 | 146.8497 | 15.1657 | 172.2354 | 16.85 | 204.5202 | 18.5732 | 329.2534 | 20.3187 | 696.386 | 33.007 | 1062.9899 | 45.4142 | 1428.8648 | 57.8156 | 1790.6017 | 70.219 | 2146.6305 | 82.648 | 2503.3623 | 95.064 | 2864.1376 | 107.5154 | 3225.4267 | 119.9231 | 3586.8542 | 132.3927 | 3947.0154 | 144.81 | 4281.5008 | 157.2944 | 4616.8425 | 169.7632 | 4951.0454 | 182.216 | 5285.3732 | 194.6882 | 5511.8593 | 207.1665 | 5528.5889 | 208.5877 | 5545.8798 | 210.0022 | 5560.9508 | 211.4103 | 5579.2372 | 212.8125 | 5598.6255 | 214.2088 | 5617.1191 | 215.5996
South Park |  | 27.7616 | 8.994 | 43.8239 | 10.1357 | 49.9386 | 13.0099 | 56.6597 | 15.9385 | 64.1959 | 18.908 | 78.9284 | 21.9208 | 108.7792 | 24.9906 | 140.315 | 28.0859 | 171.1825 | 31.275 | 212.0658 | 34.4924 | 271.495 | 37.7701 | 335.9057 | 40.9926 | 399.7651 | 43.6948 | 462.9006 | 46.3818 | 520.5471 | 48.9987 | 570.2622 | 51.6512 | 621.4362 | 74.8144 | 674.7859 | 97.8908 | 714.6832 | 120.9472 | 746.3705 | 144.1647 | 770.3413 | 167.2197 | 794.5699 | 190.2584 | 826.2499 | 213.2481 | 864.8047 | 236.3894 | 903.5412 | 259.4519 | 939.6907 | 282.5095 | 965.4003 | 305.5624 | 990.6812 | 328.6109 | 1015.5106 | 351.6551 | 1040.5009 | 374.6956 | 1066.3877 | 397.7322 | 1091.2678 | 400.1695 |  | 27.7616 | 8.994 | 28.6144 | 10.1357 | 29.6189 | 11.601 | 30.6816 | 13.1343 | 31.9027 | 14.7338 | 40.2717 | 16.189 | 70.3344 | 17.2733 | 101.9007 | 19.0141 | 132.6217 | 20.8364 | 173.2721 | 22.6697 | 232.2003 | 24.5554 | 295.6162 | 26.6768 | 358.6391 | 28.1219 | 420.8091 | 29.5599 | 477.4953 | 30.9558 | 526.1493 | 32.3771 | 576.391 | 33.798 | 628.1783 | 35.1658 | 671.4985 | 36.523 | 711.5593 | 37.9174 | 742.961 | 39.2585 | 752.5456 | 40.5904 | 762.2398 | 41.9072 | 771.8122 | 43.2471 | 780.7647 | 44.565 | 819.0849 | 45.8759 | 858.492 | 47.1798 | 898.0278 | 48.4772 | 937.6487 | 49.7683 | 977.9673 | 51.0536 | 1015.7914 | 52.3331 | 1040.9026 | 53.6074 |  | 27.7616 | 8.994 | 43.8239 | 10.1357 | 49.9386 | 11.7809 | 56.6597 | 13.5007 | 64.1959 | 15.2919 | 78.9284 | 16.9834 | 108.7792 | 18.3973 | 140.315 | 20.3449 | 171.1825 | 22.3814 | 212.0658 | 24.4327 | 271.495 | 26.5425 | 335.9057 | 28.8581 | 399.7651 | 30.815 | 462.9006 | 32.7679 | 520.5471 | 34.677 | 570.2622 | 36.6172 | 621.4362 | 38.5609 | 674.7859 | 40.4468 | 714.6832 | 42.3229 | 746.3705 | 44.2453 | 770.3413 | 46.1079 | 794.5699 | 47.9624 | 826.2499 | 49.8011 | 864.8047 | 51.6696 | 903.5412 | 53.5144 | 939.6907 | 55.3527 | 965.4003 | 57.1849 | 990.6812 | 59.0113 | 1015.5106 | 60.8321 | 1040.5009 | 62.6476 | 1066.3877 | 64.458 | 1091.2678 | 66.2635 |  | 27.7616 | 8.994 | 52.1482 | 10.1357 | 63.9444 | 13.0099 | 76.317 | 15.9385 | 89.427 | 18.908 | 110.1423 | 21.9208 | 140.649 | 24.9906 | 172.806 | 28.0859 | 204.818 | 31.275 | 246.9565 | 34.4924 | 307.6264 | 37.7701 | 372.9665 | 40.9926 | 438.1025 | 43.6948 | 502.6459 | 46.3818 | 562.1288 | 48.9987 | 674.6629 | 51.6512 | 970.1247 | 74.8144 | 1263.4276 | 97.8908 | 1551.7694 | 120.9472 | 1837.0148 | 144.1647 | 2116.8366 | 167.2197 | 2384.0707 | 190.2584 | 2658.8236 | 213.2481 | 2924.7247 | 236.3894 | 3190.6395 | 259.4519 | 3457.3787 | 282.5095 | 3724.9331 | 305.5624 | 3991.194 | 328.6109 | 4256.692 | 351.6551 | 4521.3749 | 374.6956 | 4772.0868 | 397.7322 | 4801.4866 | 400.1695 |  | 27.7616 | 8.994 | 52.1482 | 10.1357 | 63.9444 | 13.0099 | 76.317 | 15.9385 | 89.427 | 18.908 | 110.2916 | 21.9212 | 141.3952 | 24.9916 | 173.9996 | 28.0881 | 206.0116 | 31.2788 | 248.1501 | 34.4984 | 369.9273 | 37.7788 | 679.6143 | 61.4315 | 988.7083 | 84.6059 | 1296.9758 | 107.8127 | 1599.6598 | 130.9073 | 1894.327 | 154.1552 | 2189.8058 | 177.4755 | 2483.2908 | 200.5749 | 2773.9602 | 223.653 | 3061.232 | 247.0204 | 3349.2099 | 270.1009 | 3617.8359 | 293.1649 | 3887.5222 | 316.1633 | 4156.7041 | 339.3887 | 4426.4023 | 362.4989 | 4722.6737 | 385.6032 | 4749.0832 | 388.1163 | 4776.4949 | 390.6136 | 4799.7499 | 393.0956 | 4828.9789 | 395.5634 | 4860.1779 | 398.0172 | 4889.8215 | 400.4576
Spa Rd |  | 53.2428 | 24.5604 | 66.091 | 27.689 | 72.6035 | 35.4854 | 77.9552 | 43.274 | 84.0447 | 51.0923 | 95.7065 | 59.0381 | 119.9577 | 67.0736 | 145.6121 | 75.2267 | 170.7182 | 83.5069 | 203.836 | 91.904 | 255.4643 | 100.438 | 322.2839 | 108.8037 | 388.7249 | 115.7282 | 454.4679 | 122.591 | 515.2589 | 129.404 | 569.6337 | 136.1436 | 624.9343 | 196.8245 | 681.5531 | 257.3697 | 748.5914 | 317.9053 | 813.5588 | 378.2689 | 867.3264 | 438.6832 | 904.5683 | 498.886 | 952.2452 | 559.1083 | 1006.7596 | 619.2682 | 1061.1694 | 679.3686 | 1108.9894 | 739.4221 | 1132.6448 | 799.4338 | 1155.4694 | 859.4084 | 1177.4143 | 919.3496 | 1199.8944 | 979.2623 | 1224.5635 | 1039.1493 | 1247.0628 | 1045.2196 |  | 53.2428 | 24.5604 | 55.3604 | 27.689 | 57.9505 | 31.6424 | 59.1947 | 35.6974 | 60.6455 | 39.8901 | 67.5739 | 43.7177 | 91.8108 | 46.5126 | 117.3554 | 51.1192 | 141.9367 | 55.864 | 174.4313 | 60.668 | 221.5011 | 65.5969 | 272.4635 | 71.1392 | 323.0183 | 74.8406 | 372.9425 | 78.5119 | 417.88 | 82.1603 | 460.8031 | 85.7708 | 521.1366 | 89.3708 | 585.8786 | 92.9325 | 643.8924 | 96.4979 | 700.5575 | 100.0101 | 753.3682 | 103.5314 | 795.9356 | 106.9952 | 838.7483 | 110.456 | 880.5289 | 113.8942 | 922.4731 | 117.3108 | 1007.3437 | 120.7091 | 1093.0461 | 124.0891 | 1177.31 | 127.452 | 1260.3023 | 130.7988 | 1343.6267 | 134.1308 | 1419.9206 | 137.4482 | 1465.8411 | 140.7524 |  | 53.2428 | 24.5604 | 66.091 | 27.689 | 72.6035 | 32.1333 | 77.9552 | 36.6553 | 84.0447 | 41.3211 | 95.7065 | 45.7405 | 119.9577 | 49.3776 | 145.6121 | 54.4927 | 170.7182 | 59.7602 | 203.836 | 65.1002 | 255.4643 | 70.5817 | 322.2839 | 76.5958 | 388.7249 | 81.6154 | 454.4679 | 86.6082 | 515.2589 | 91.581 | 569.6337 | 96.5166 | 624.9343 | 101.4474 | 681.5531 | 106.3407 | 748.5914 | 111.2442 | 813.5588 | 116.0938 | 867.3264 | 120.9594 | 904.5683 | 125.7646 | 952.2452 | 130.5719 | 1006.7596 | 135.3587 | 1061.1694 | 140.1262 | 1108.9894 | 144.8765 | 1132.6448 | 149.611 | 1155.4694 | 154.3308 | 1177.4143 | 159.0364 | 1199.8944 | 163.7286 | 1224.5635 | 168.4085 | 1247.0628 | 173.0765 |  | 53.2428 | 24.5604 | 72.5985 | 27.689 | 84.8511 | 35.4854 | 94.4398 | 43.274 | 104.8842 | 51.0923 | 121.5118 | 59.0381 | 146.804 | 67.0736 | 177.2681 | 75.2267 | 218.992 | 83.5069 | 268.984 | 91.904 | 333.936 | 100.438 | 402.805 | 108.8037 | 471.8463 | 115.7282 | 540.5513 | 122.591 | 605.0529 | 129.404 | 784.9626 | 136.1436 | 1330.9828 | 196.8245 | 1893.7296 | 257.3697 | 2456.3504 | 317.9053 | 3014.8489 | 378.2689 | 3562.2605 | 438.6832 | 4082.7815 | 498.886 | 4606.4218 | 559.1083 | 5109.2678 | 619.2682 | 5611.8045 | 679.3686 | 6115.4861 | 739.4221 | 6620.4802 | 799.4338 | 7122.8333 | 859.4084 | 7623.3642 | 919.3496 | 8122.2419 | 979.2623 | 8547.9709 | 1039.1493 | 8577.136 | 1045.2196 |  | 53.2428 | 24.5604 | 72.5985 | 27.689 | 84.8511 | 35.4854 | 94.4398 | 43.274 | 104.8842 | 51.0923 | 125.3808 | 59.0355 | 166.141 | 67.0653 | 208.1975 | 75.2092 | 249.9214 | 83.4765 | 299.9134 | 91.8565 | 486.8928 | 100.3692 | 1043.6182 | 162.8642 | 1599.802 | 223.7759 | 2155.077 | 284.5115 | 2705.2105 | 345.1214 | 3248.7043 | 405.5575 | 3794.429 | 465.962 | 4357.2248 | 526.2074 | 4921.2784 | 586.5352 | 5483.318 | 646.6211 | 6037.0274 | 706.851 | 6546.8125 | 766.7866 | 7057.5857 | 826.7956 | 7566.7959 | 886.7445 | 8076.6926 | 946.6361 | 8560.11 | 1006.4873 | 8584.5246 | 1012.5953 | 8610.6745 | 1018.6897 | 8630.1361 | 1024.7705 | 8659.3794 | 1030.8392 | 8691.9472 | 1036.8956 | 8721.9158 | 1042.9402
Spadeadam 11/33kV |  | 24.1867 | 5.431 | 42.9276 | 6.1042 | 49.9913 | 7.7966 | 57.9938 | 9.4953 | 66.9802 | 11.1901 | 82.2328 | 12.8921 | 110.4495 | 14.6217 | 140.2508 | 16.3542 | 169.4258 | 18.1214 | 208.0926 | 19.8924 | 268.8671 | 21.6829 | 347.8932 | 23.4495 | 426.3801 | 24.8838 | 504.1611 | 26.2975 | 576.6804 | 27.6933 | 641.5798 | 29.0661 | 707.7699 | 41.9166 | 775.9235 | 54.7407 | 838.6308 | 67.4292 | 902.9089 | 80.0363 | 964.3188 | 92.56 | 1006.2762 | 105.114 | 1046.1659 | 117.6068 | 1080.0676 | 129.888 | 1114.3375 | 142.1697 | 1146.7211 | 154.3839 | 1171.0953 | 166.5316 | 1195.1508 | 178.6138 | 1218.8487 | 190.6314 | 1242.6718 | 202.5855 | 1267.2166 | 214.4768 | 1290.9206 | 215.2288 |  | 24.1867 | 5.431 | 25.0386 | 6.1042 | 26.0731 | 6.9523 | 27.4085 | 7.83 | 28.9934 | 8.7306 | 37.4068 | 9.5375 | 66.2016 | 10.1277 | 96.2354 | 11.0985 | 125.4162 | 12.105 | 163.9659 | 13.1109 | 219.8708 | 14.1381 | 280.0614 | 15.3062 | 339.7171 | 16.0645 | 398.6575 | 16.8125 | 452.3205 | 17.5515 | 502.8051 | 18.2787 | 566.0734 | 18.998 | 629.6762 | 19.7296 | 696.9979 | 20.4295 | 764.9318 | 21.121 | 824.322 | 21.8034 | 861.4516 | 22.5009 | 899.5078 | 23.1899 | 936.7072 | 23.8432 | 976.4723 | 24.5025 | 997.7636 | 25.1548 | 1019.1989 | 25.7999 | 1040.2129 | 26.4383 | 1060.7796 | 27.0701 | 1081.3059 | 27.6957 | 1099.8524 | 28.3151 | 1110.3821 | 28.9286 |  | 24.1867 | 5.431 | 42.9276 | 6.1042 | 49.9913 | 7.0601 | 57.9938 | 8.043 | 66.9802 | 9.0501 | 82.2328 | 9.9883 | 110.4495 | 10.764 | 140.2508 | 11.8467 | 169.4258 | 12.9682 | 208.0926 | 14.0908 | 268.8671 | 15.2374 | 347.8932 | 16.508 | 426.3801 | 17.5489 | 504.1611 | 18.5787 | 576.6804 | 19.5989 | 641.5798 | 20.6059 | 707.7699 | 21.6046 | 775.9235 | 22.6179 | 838.6308 | 23.5954 | 902.9089 | 24.5638 | 964.3188 | 25.5218 | 1006.2762 | 26.4983 | 1046.1659 | 27.4654 | 1080.0676 | 28.3907 | 1114.3375 | 29.3239 | 1146.7211 | 30.2488 | 1171.0953 | 31.1658 | 1195.1508 | 32.0751 | 1218.8487 | 32.9769 | 1242.6718 | 33.8715 | 1267.2166 | 34.7589 | 1290.9206 | 35.6394 |  | 24.1867 | 5.431 | 52.6644 | 6.1042 | 66.5476 | 7.7966 | 81.1287 | 9.4953 | 96.6739 | 11.1901 | 119.6751 | 12.8921 | 148.8424 | 14.6217 | 183.6574 | 16.3542 | 231.8203 | 18.1214 | 289.5246 | 19.8924 | 364.7881 | 21.6829 | 444.4331 | 23.4495 | 523.7363 | 24.8838 | 602.3722 | 26.2975 | 676.1603 | 27.6933 | 847.2779 | 29.0661 | 1333.3376 | 41.9166 | 1820.8071 | 54.7407 | 2310.5911 | 67.4292 | 2798.5796 | 80.0363 | 3276.1103 | 92.56 | 3730.7045 | 105.114 | 4183.714 | 117.6068 | 4617.4163 | 129.888 | 5049.9479 | 142.1697 | 5482.3646 | 154.3839 | 5914.8925 | 166.5316 | 6344.3556 | 178.6138 | 6771.4612 | 190.6314 | 7196.3844 | 202.5855 | 7460.3485 | 214.4768 | 7478.3013 | 215.2288 |  | 24.1867 | 5.431 | 52.6644 | 6.1042 | 66.5476 | 7.7966 | 81.1287 | 9.4953 | 96.6739 | 11.1901 | 124.3447 | 12.8918 | 172.1824 | 14.6207 | 220.9924 | 16.3523 | 269.1553 | 18.118 | 326.8596 | 19.887 | 507.4579 | 21.6751 | 1008.2742 | 35.1152 | 1508.2792 | 48.1399 | 2007.276 | 61.0662 | 2500.7259 | 73.9045 | 2986.2168 | 86.6439 | 3472.6346 | 99.3058 | 3962.0878 | 112.0075 | 4451.4915 | 124.5084 | 4942.8907 | 136.9323 | 5422.5105 | 149.2737 | 5862.8257 | 161.7072 | 6303.8855 | 174.0768 | 6743.0543 | 186.1678 | 7181.9255 | 198.2938 | 7378.4796 | 210.3534 | 7396.0391 | 211.1485 | 7413.643 | 211.934 | 7430.9222 | 212.7102 | 7448.6291 | 213.4775 | 7466.4371 | 214.236 | 7484.1789 | 214.9859
Spadeadam 132/11kV |  | 0.66476 | 0.93399 | 1.2619 | 1.0505 | 1.4777 | 1.3429 | 1.6991 | 1.6374 | 1.9448 | 1.9337 | 2.4281 | 2.2345 | 3.3315 | 2.5369 | 4.2842 | 2.8455 | 5.218 | 3.1559 | 6.4547 | 3.474 | 8.2485 | 3.7937 | 10.1789 | 4.1061 | 12.0916 | 4.365 | 13.9818 | 4.621 | 15.7065 | 4.8701 | 17.189 | 5.1202 | 18.7147 | 7.39 | 20.3061 | 9.6469 | 21.2337 | 11.9022 | 22.0241 | 14.1373 | 22.7593 | 16.3604 | 23.4582 | 18.5717 | 24.3049 | 20.7873 | 25.287 | 22.9778 | 26.2729 | 25.1621 | 27.2078 | 27.3361 | 27.9509 | 29.4998 | 28.6871 | 31.6534 | 29.4157 | 33.7969 | 30.1481 | 35.9305 | 30.8983 | 38.0543 | 31.6295 | 38.2021 |  | 0.66476 | 0.93399 | 0.68515 | 1.0505 | 0.70886 | 1.1974 | 0.72471 | 1.3496 | 0.74308 | 1.5074 | 0.97944 | 1.6511 | 1.882 | 1.7546 | 2.8335 | 1.9279 | 3.764 | 2.1043 | 4.9966 | 2.2852 | 6.785 | 2.4686 | 8.7091 | 2.6747 | 10.6169 | 2.812 | 12.5008 | 2.9479 | 14.2189 | 3.0798 | 15.6806 | 3.2127 | 17.027 | 3.3419 | 18.3009 | 3.469 | 19.6405 | 3.5979 | 20.9347 | 3.7221 | 21.886 | 3.8449 | 21.9515 | 3.9663 | 22.012 | 4.0893 | 22.0651 | 4.2081 | 22.1034 | 4.3265 | 22.6123 | 4.4436 | 23.1161 | 4.5596 | 23.6047 | 4.6744 | 24.0782 | 4.7881 | 24.5487 | 4.9007 | 24.9745 | 5.0123 | 25.2181 | 5.1229 |  | 0.66476 | 0.93399 | 1.2619 | 1.0505 | 1.4777 | 1.216 | 1.6991 | 1.387 | 1.9448 | 1.5639 | 2.4281 | 1.7312 | 3.3315 | 1.8676 | 4.2842 | 2.0613 | 5.218 | 2.2584 | 6.4547 | 2.4608 | 8.2485 | 2.666 | 10.1789 | 2.8906 | 12.0916 | 3.0783 | 13.9818 | 3.2646 | 15.7065 | 3.4466 | 17.189 | 3.6298 | 18.7147 | 3.809 | 20.3061 | 3.9859 | 21.2337 | 4.1649 | 22.0241 | 4.3389 | 22.7593 | 4.5111 | 23.4582 | 4.6818 | 24.3049 | 4.8546 | 25.287 | 5.0225 | 26.2729 | 5.1899 | 27.2078 | 5.356 | 27.9509 | 5.5208 | 28.6871 | 5.6842 | 29.4157 | 5.8465 | 30.1481 | 6.0074 | 30.8983 | 6.1672 | 31.6295 | 6.3258 |  | 0.66476 | 0.93399 | 1.5719 | 1.0505 | 1.9963 | 1.3429 | 2.4138 | 1.6374 | 2.8468 | 1.9337 | 3.5086 | 2.2345 | 4.419 | 2.5369 | 5.3816 | 2.8455 | 6.3266 | 3.1559 | 7.5773 | 3.474 | 9.3887 | 3.7937 | 11.3382 | 4.1061 | 13.276 | 4.365 | 15.196 | 4.621 | 16.9569 | 4.8701 | 20.1636 | 5.1202 | 28.3969 | 7.39 | 36.2699 | 9.6469 | 44.1967 | 11.9022 | 52.1079 | 14.1373 | 59.8638 | 16.3604 | 67.2414 | 18.5717 | 74.8151 | 20.7873 | 82.134 | 22.9778 | 89.4309 | 25.1621 | 96.7223 | 27.3361 | 104.0148 | 29.4998 | 111.2544 | 31.6534 | 118.4514 | 33.7969 | 125.6134 | 35.9305 | 130.0096 | 38.0543 | 130.6369 | 38.2021 |  | 0.66476 | 0.93399 | 1.5719 | 1.0505 | 1.9963 | 1.3429 | 2.4138 | 1.6374 | 2.8468 | 1.9337 | 3.5086 | 2.2345 | 4.419 | 2.5369 | 5.3816 | 2.8456 | 6.3266 | 3.1559 | 7.5773 | 3.4741 | 11.0836 | 3.7938 | 19.8093 | 6.152 | 28.5124 | 8.4496 | 37.188 | 10.7379 | 45.6927 | 13.0068 | 53.9496 | 15.2756 | 62.194 | 17.5236 | 70.1271 | 19.7578 | 78.0671 | 21.9996 | 86.0363 | 24.2124 | 94.0281 | 26.4133 | 101.458 | 28.6026 | 108.8959 | 30.8037 | 116.304 | 32.9726 | 123.704 | 35.1372 | 126.8724 | 37.2915 | 127.4999 | 37.4493 | 128.1273 | 37.605 | 128.7548 | 37.7586 | 129.3822 | 37.9103 | 130.0096 | 38.06 | 130.6369 | 38.2079
Spotland |  | 40.734 | 5.552 | 68.2949 | 6.256 | 79.0509 | 8.0188 | 90.4707 | 9.8029 | 103.2703 | 11.5956 | 125.6655 | 13.4218 | 167.5612 | 15.2778 | 211.8079 | 17.1578 | 255.1133 | 19.0698 | 312.5107 | 21.0182 | 402.6736 | 23.0016 | 519.7561 | 24.9386 | 636.0385 | 26.556 | 751.2369 | 28.1614 | 858.4889 | 29.7575 | 954.3566 | 31.3525 | 1052.0393 | 45.3702 | 1152.4967 | 59.3813 | 1246.9597 | 73.3888 | 1343.2843 | 87.4366 | 1433.9296 | 101.4509 | 1495.5967 | 115.5152 | 1555.3114 | 129.5154 | 1606.8841 | 143.5754 | 1658.7027 | 157.6246 | 1707.2683 | 171.6792 | 1742.8674 | 185.7397 | 1778.0014 | 199.8064 | 1812.6307 | 213.8794 | 1847.5209 | 227.9593 | 1883.5965 | 242.0461 | 1918.443 | 243.6026 |  | 40.734 | 5.552 | 42.2666 | 6.256 | 44.1606 | 7.1504 | 45.9524 | 8.0803 | 48.0594 | 9.04 | 60.2667 | 9.9189 | 102.8294 | 10.5685 | 147.3272 | 11.6266 | 190.5863 | 12.7178 | 247.779 | 13.829 | 330.7519 | 14.9709 | 420.0925 | 16.2481 | 508.6408 | 17.1116 | 596.1081 | 17.9693 | 675.6208 | 18.8228 | 750.3823 | 19.6773 | 844.75 | 20.522 | 940.0461 | 21.3587 | 1039.9261 | 22.1897 | 1140.516 | 23.0265 | 1228.8406 | 23.8484 | 1285.0593 | 24.6761 | 1342.5001 | 25.485 | 1398.5576 | 26.3008 | 1458.2528 | 27.1095 | 1497.278 | 27.9145 | 1536.5828 | 28.7158 | 1575.1333 | 29.5137 | 1612.9177 | 30.3083 | 1650.6813 | 31.1 | 1684.9352 | 31.8887 | 1704.7581 | 32.6749 |  | 40.734 | 5.552 | 68.2949 | 6.256 | 79.0509 | 7.2613 | 90.4707 | 8.3036 | 103.2703 | 9.378 | 125.6655 | 10.3987 | 167.5612 | 11.2471 | 211.8079 | 12.4288 | 255.1133 | 13.647 | 312.5107 | 14.8883 | 402.6736 | 16.1641 | 519.7561 | 17.5563 | 636.0385 | 18.7282 | 751.2369 | 19.8955 | 858.4889 | 21.0598 | 954.3566 | 22.2268 | 1052.0393 | 23.3847 | 1152.4967 | 24.5353 | 1246.9597 | 25.6808 | 1343.2843 | 26.835 | 1433.9296 | 27.9733 | 1495.5967 | 29.1203 | 1555.3114 | 30.2465 | 1606.8841 | 31.3825 | 1658.7027 | 32.5116 | 1707.2683 | 33.6375 | 1742.8674 | 34.7605 | 1778.0014 | 35.8808 | 1812.6307 | 36.9986 | 1847.5209 | 38.1139 | 1883.5965 | 39.2269 | 1918.443 | 40.3378 |  | 40.734 | 5.552 | 82.6409 | 6.256 | 103.8044 | 8.0188 | 124.6944 | 9.8029 | 146.87 | 11.5956 | 180.0103 | 13.4218 | 223.1213 | 15.2778 | 274.7472 | 17.1578 | 346.0345 | 19.0698 | 431.4691 | 21.0182 | 543.0381 | 23.0016 | 661.1206 | 24.9386 | 778.6151 | 26.556 | 895.0489 | 28.1614 | 1004.1917 | 29.7575 | 1219.1915 | 31.3525 | 1785.4935 | 45.3702 | 2348.1374 | 59.3813 | 2912.5902 | 73.3888 | 3474.2017 | 87.4366 | 4023.5177 | 101.4509 | 4546.4049 | 115.5152 | 5063.2314 | 129.5154 | 5557.4994 | 143.5754 | 6050.8901 | 157.6246 | 6544.5914 | 171.6792 | 7038.8144 | 185.7397 | 7530.0137 | 199.8064 | 8018.9895 | 213.8794 | 8505.6769 | 227.9593 | 8851.025 | 242.0461 | 8883.53 | 243.6026 |  | 40.734 | 5.552 | 82.6409 | 6.256 | 103.8044 | 8.0188 | 124.6944 | 9.8029 | 146.87 | 11.5956 | 186.8888 | 13.4218 | 257.5023 | 15.2778 | 329.7439 | 17.1579 | 401.0311 | 19.0699 | 486.4657 | 21.0183 | 715.6579 | 23.0017 | 1303.9954 | 37.3623 | 1891.2719 | 51.4028 | 2477.1711 | 65.4349 | 3054.8664 | 79.4678 | 3620.8375 | 93.5294 | 4187.267 | 107.5742 | 4750.8144 | 121.6061 | 5314.7364 | 135.634 | 5880.0035 | 149.7327 | 6427.2554 | 163.7704 | 6928.0507 | 177.8855 | 7430.2122 | 191.8996 | 7930.6429 | 206.0011 | 8431.1671 | 220.0841 | 8748.318 | 234.1723 | 8778.8629 | 235.7616 | 8809.9693 | 237.3437 | 8838.5262 | 238.9188 | 8870.6797 | 240.4876 | 8903.9678 | 242.0501 | 8936.3638 | 243.6066
Spring Cottage |  | 7.8848 | 3.7878 | 12.104 | 4.2573 | 13.7982 | 5.4431 | 15.5064 | 6.6236 | 17.4476 | 7.8073 | 20.8773 | 9.0059 | 27.2165 | 10.2054 | 33.9082 | 11.4284 | 40.4781 | 12.6522 | 49.1559 | 13.8911 | 62.5473 | 15.1438 | 79.4109 | 16.3461 | 96.1661 | 17.3485 | 112.7638 | 18.3366 | 128.1644 | 19.3124 | 141.8899 | 20.2724 | 155.903 | 29.2087 | 170.3359 | 38.1482 | 183.6961 | 46.9961 | 197.248 | 55.7892 | 209.9708 | 64.5259 | 218.9259 | 73.2076 | 228.5621 | 81.914 | 239.0622 | 90.4652 | 249.7137 | 99.0044 | 259.4682 | 107.4937 | 265.5531 | 115.9337 | 271.4874 | 124.3252 | 277.2526 | 132.6688 | 283.07 | 140.9652 | 289.2117 | 149.2148 | 294.9656 | 149.7129 |  | 7.8848 | 3.7878 | 8.1712 | 4.2573 | 8.5164 | 4.8536 | 8.7796 | 5.4615 | 9.1067 | 6.0904 | 10.9424 | 6.6611 | 17.3165 | 7.067 | 24.0065 | 7.7534 | 30.5313 | 8.449 | 39.1463 | 9.1524 | 51.6174 | 9.8709 | 65.0519 | 10.6658 | 78.3471 | 11.1957 | 91.4939 | 11.7185 | 103.4309 | 12.2352 | 114.5226 | 12.7437 | 127.9688 | 13.2332 | 141.4151 | 13.7439 | 155.68 | 14.2331 | 169.9791 | 14.7165 | 182.3389 | 15.1936 | 189.7149 | 15.6647 | 197.1785 | 16.1454 | 204.3807 | 16.5997 | 211.1979 | 17.0562 | 220.4192 | 17.5075 | 229.6469 | 17.9537 | 238.6688 | 18.3951 | 247.4715 | 18.8317 | 256.2526 | 19.2637 | 264.2088 | 19.6913 | 268.7478 | 20.1146 |  | 7.8848 | 3.7878 | 12.104 | 4.2573 | 13.7982 | 4.9289 | 15.5064 | 5.6105 | 17.4476 | 6.3142 | 20.8773 | 6.9774 | 27.2165 | 7.5129 | 33.9082 | 8.2785 | 40.4781 | 9.0543 | 49.1559 | 9.8397 | 62.5473 | 10.6421 | 79.4109 | 11.5074 | 96.1661 | 12.2347 | 112.7638 | 12.9545 | 128.1644 | 13.6677 | 141.8899 | 14.3717 | 155.903 | 15.0548 | 170.3359 | 15.7622 | 183.6961 | 16.4453 | 197.248 | 17.1222 | 209.9708 | 17.7919 | 218.9259 | 18.455 | 228.5621 | 19.1299 | 239.0622 | 19.7738 | 249.7137 | 20.4206 | 259.4682 | 21.0615 | 265.5531 | 21.6966 | 271.4874 | 22.3261 | 277.2526 | 22.9501 | 283.07 | 23.5688 | 289.2117 | 24.1823 | 294.9656 | 24.7908 |  | 7.8848 | 3.7878 | 14.282 | 4.2573 | 17.5917 | 5.4431 | 20.7247 | 6.6236 | 24.0927 | 7.8073 | 29.1174 | 9.0059 | 35.6953 | 10.2054 | 43.4156 | 11.4284 | 53.5428 | 12.6522 | 65.8248 | 13.8911 | 82.0181 | 15.1438 | 99.1896 | 16.3461 | 116.3999 | 17.3485 | 133.5201 | 18.3366 | 149.5887 | 19.3124 | 202.0941 | 20.2724 | 368.9917 | 29.2087 | 538.7629 | 38.1482 | 710.1487 | 46.9961 | 881.1443 | 55.7892 | 1048.6931 | 64.5259 | 1207.9614 | 73.2076 | 1368.6597 | 81.914 | 1523.2195 | 90.4652 | 1677.3192 | 99.0044 | 1831.3585 | 107.4937 | 1985.449 | 115.9337 | 2138.3457 | 124.3252 | 2290.3277 | 132.6688 | 2441.5203 | 140.9652 | 2533.3134 | 149.2148 | 2536.8397 | 149.7129 |  | 7.8848 | 3.7878 | 14.282 | 4.2573 | 17.5917 | 5.4431 | 20.7247 | 6.6236 | 24.0927 | 7.8073 | 29.9574 | 9.0057 | 39.891 | 10.2049 | 50.1229 | 11.4273 | 60.2501 | 12.6503 | 72.5321 | 13.8881 | 126.9876 | 15.1394 | 297.1738 | 24.4803 | 467.1512 | 33.5656 | 636.8578 | 42.585 | 805.253 | 51.5454 | 971.8444 | 60.4392 | 1138.945 | 69.21 | 1309.8086 | 78.0698 | 1481.2157 | 86.7937 | 1653.4857 | 95.4659 | 1823.7846 | 104.0821 | 1981.0898 | 112.6443 | 2138.4204 | 121.27 | 2294.9828 | 129.6898 | 2451.3996 | 138.1168 | 2517.9553 | 146.4947 | 2521.3615 | 147.026 | 2524.7839 | 147.55 | 2528.1165 | 148.0669 | 2531.5763 | 148.577 | 2535.072 | 149.0804 | 2538.5486 | 149.5774
Spring Garden St 11kV |  | 32.1772 | 8.9594 | 49.54 | 10.0727 | 56.4233 | 12.8732 | 63.4621 | 15.6966 | 71.3456 | 18.5372 | 86.5357 | 21.4526 | 116.6122 | 24.4149 | 148.3913 | 27.4274 | 179.5023 | 30.5143 | 220.7123 | 33.6198 | 281.6043 | 36.7793 | 350.4734 | 39.8537 | 418.7992 | 42.4432 | 486.3765 | 44.9532 | 548.308 | 47.4102 | 602.1871 | 49.8003 | 657.4606 | 71.8806 | 714.8103 | 93.9012 | 761.1651 | 115.7549 | 801.7205 | 137.5006 | 835.3657 | 159.2427 | 864.3601 | 180.7807 | 900.7234 | 202.3175 | 943.0816 | 223.6678 | 985.7047 | 244.9561 | 1025.1962 | 266.1498 | 1051.8906 | 287.2501 | 1078.0594 | 308.2583 | 1103.6687 | 329.1754 | 1129.4668 | 350.0028 | 1156.3588 | 370.7412 | 1181.986 | 372.2338 |  | 32.1772 | 8.9594 | 33.2927 | 10.0727 | 34.6439 | 11.479 | 35.6968 | 12.9399 | 36.9079 | 14.4551 | 45.3119 | 15.8587 | 75.5447 | 16.8956 | 107.3167 | 18.5937 | 138.2695 | 20.3601 | 179.2342 | 22.1315 | 238.6337 | 23.9512 | 302.5707 | 25.9799 | 366.0408 | 27.3641 | 428.6884 | 28.7003 | 485.6881 | 30.0063 | 535.6014 | 31.2739 | 589.6114 | 32.5326 | 644.7167 | 33.7954 | 694.8327 | 35.0207 | 742.6171 | 36.2329 | 781.5514 | 37.4566 | 798.0268 | 38.6417 | 814.6515 | 39.8349 | 830.8112 | 40.9978 | 846.7796 | 42.1554 | 890.0306 | 43.3017 | 934.2509 | 44.4369 | 978.3104 | 45.5613 | 1022.1063 | 46.6752 | 1066.3375 | 47.7793 | 1107.2328 | 48.8737 | 1132.9344 | 49.9588 |  | 32.1772 | 8.9594 | 49.54 | 10.0727 | 56.4233 | 11.6571 | 63.4621 | 13.2959 | 71.3456 | 14.9921 | 86.5357 | 16.6207 | 116.6122 | 17.9735 | 148.3913 | 19.8679 | 179.5023 | 21.837 | 220.7123 | 23.8145 | 281.6043 | 25.8463 | 350.4734 | 28.0563 | 418.7992 | 29.9324 | 486.3765 | 31.7586 | 548.308 | 33.5529 | 602.1871 | 35.3051 | 657.4606 | 37.0487 | 714.8103 | 38.7984 | 761.1651 | 40.506 | 801.7205 | 42.2 | 835.3657 | 43.9084 | 864.3601 | 45.5732 | 900.7234 | 47.2484 | 943.0816 | 48.889 | 985.7047 | 50.5245 | 1025.1962 | 52.1473 | 1051.8906 | 53.7578 | 1078.0594 | 55.3564 | 1103.6687 | 56.9434 | 1129.4668 | 58.519 | 1156.3588 | 60.0837 | 1181.986 | 61.6377 |  | 32.1772 | 8.9594 | 58.5378 | 10.0727 | 71.8865 | 12.8732 | 84.8591 | 15.6966 | 98.5734 | 18.5372 | 119.9662 | 21.4526 | 150.7136 | 24.4149 | 184.1388 | 27.4274 | 220.397 | 30.5143 | 266.8846 | 33.6198 | 332.0416 | 36.7793 | 401.9038 | 39.8537 | 471.6621 | 42.4432 | 540.8254 | 44.9532 | 604.8185 | 47.4102 | 750.5361 | 49.8003 | 1165.6177 | 71.8806 | 1581.9056 | 93.9012 | 1996.9277 | 115.7549 | 2409.2445 | 137.5006 | 2813.4938 | 159.2427 | 3198.5399 | 180.7807 | 3591.0266 | 202.3175 | 3969.3182 | 223.6678 | 4347.1189 | 244.9561 | 4725.5885 | 266.1498 | 5104.715 | 287.2501 | 5481.4361 | 308.2583 | 5856.5076 | 329.1754 | 6230.0003 | 350.0028 | 6524.4223 | 370.7412 | 6550.1217 | 372.2338 |  | 32.1772 | 8.9594 | 58.5378 | 10.0727 | 71.8865 | 12.8732 | 84.8591 | 15.6966 | 98.5734 | 18.5372 | 121.1059 | 21.4525 | 156.4103 | 24.4144 | 193.2513 | 27.4265 | 229.5095 | 30.5126 | 275.9971 | 33.6171 | 431.2112 | 36.7756 | 861.207 | 59.6995 | 1290.5422 | 82.1415 | 1718.9288 | 104.4326 | 2141.4682 | 126.5837 | 2555.7215 | 148.5293 | 2971.0165 | 170.3906 | 3388.6531 | 192.2507 | 3805.3942 | 213.8767 | 4220.6727 | 235.4011 | 4634.403 | 256.9894 | 5017.9883 | 278.3079 | 5402.3445 | 299.678 | 5785.3968 | 320.8182 | 6168.6974 | 341.9136 | 6476.631 | 362.9152 | 6499.3296 | 364.4918 | 6522.8258 | 366.0503 | 6542.9733 | 367.5911 | 6567.9498 | 369.1152 | 6594.457 | 370.6227 | 6619.8341 | 372.1143
Spring Garden St 6.6kV |  | 21.0746 | 15.8086 | 28.7019 | 17.773 | 31.9182 | 22.7144 | 35.1702 | 27.6964 | 38.8395 | 32.7085 | 46.3767 | 37.8526 | 62.4039 | 43.0796 | 79.352 | 48.3951 | 95.9486 | 53.8418 | 117.91 | 59.3213 | 150.2064 | 64.8964 | 186.4459 | 70.321 | 222.4175 | 74.8902 | 257.9991 | 79.3191 | 290.5734 | 83.6543 | 318.9297 | 87.8716 | 348.0651 | 126.8317 | 378.3244 | 165.6867 | 406.4987 | 204.2471 | 430.0019 | 242.6168 | 446.9806 | 280.9803 | 462.4079 | 318.9837 | 484.2142 | 356.9849 | 511.6622 | 394.6571 | 539.242 | 432.2199 | 564.3065 | 469.6156 | 579.2358 | 506.8466 | 593.7244 | 543.9152 | 607.7505 | 580.823 | 621.8979 | 617.5726 | 636.8687 | 654.165 | 650.8342 | 656.7987 |  | 21.0746 | 15.8086 | 21.7721 | 17.773 | 22.6029 | 20.2545 | 23.2417 | 22.8322 | 23.9734 | 25.5057 | 28.4892 | 27.9824 | 44.5174 | 29.8119 | 61.3958 | 32.8082 | 77.8322 | 35.9249 | 99.5786 | 39.0506 | 131.0737 | 42.2613 | 164.9738 | 45.841 | 198.678 | 48.2833 | 231.9202 | 50.6411 | 262.1561 | 52.9455 | 288.6945 | 55.1821 | 319.2555 | 57.4031 | 352.0466 | 59.6313 | 377.7547 | 61.7932 | 401.454 | 63.9322 | 421.582 | 66.0913 | 432.8475 | 68.1825 | 444.1488 | 70.2878 | 455.1404 | 72.3398 | 465.682 | 74.3823 | 501.8149 | 76.405 | 538.919 | 78.4079 | 576.0438 | 80.3919 | 613.0846 | 82.3575 | 650.5847 | 84.3056 | 685.4416 | 86.2366 | 707.8779 | 88.1512 |  | 21.0746 | 15.8086 | 28.7019 | 17.773 | 31.9182 | 20.5687 | 35.1702 | 23.4603 | 38.8395 | 26.4532 | 46.3767 | 29.3268 | 62.4039 | 31.7139 | 79.352 | 35.0565 | 95.9486 | 38.5309 | 117.91 | 42.0202 | 150.2064 | 45.6052 | 186.4459 | 49.5047 | 222.4175 | 52.815 | 257.9991 | 56.0374 | 290.5734 | 59.2033 | 318.9297 | 62.295 | 348.0651 | 65.3717 | 378.3244 | 68.4589 | 406.4987 | 71.4719 | 430.0019 | 74.4611 | 446.9806 | 77.4755 | 462.4079 | 80.4129 | 484.2142 | 83.3688 | 511.6622 | 86.2635 | 539.242 | 89.1494 | 564.3065 | 92.0128 | 579.2358 | 94.8545 | 593.7244 | 97.6752 | 607.7505 | 100.4754 | 621.8979 | 103.2556 | 636.8687 | 106.0165 | 650.8342 | 108.7584 |  | 21.0746 | 15.8086 | 32.6169 | 17.773 | 38.6878 | 22.7144 | 44.6225 | 27.6964 | 50.9788 | 32.7085 | 61.3733 | 37.8526 | 77.8346 | 43.0796 | 95.6996 | 48.3951 | 114.8058 | 53.8418 | 139.3771 | 59.3213 | 173.8785 | 64.8964 | 210.9163 | 70.321 | 248.0549 | 74.8902 | 284.8984 | 79.3191 | 319.1151 | 83.6543 | 402.6283 | 87.8716 | 647.2395 | 126.8317 | 897.3113 | 165.6867 | 1144.2556 | 204.2471 | 1388.6757 | 242.6168 | 1628.3911 | 280.9803 | 1856.613 | 318.9837 | 2089.8333 | 356.9849 | 2314.7134 | 394.6571 | 2539.4597 | 432.2199 | 2764.8405 | 469.6156 | 2990.7759 | 506.8466 | 3215.2989 | 543.9152 | 3438.9639 | 580.823 | 3661.6877 | 617.5726 | 3856.531 | 654.165 | 3871.8867 | 656.7987 |  | 21.0746 | 15.8086 | 32.6169 | 17.773 | 38.6878 | 22.7144 | 44.6225 | 27.6964 | 50.9788 | 32.7085 | 61.8768 | 37.8524 | 80.3513 | 43.0788 | 99.7252 | 48.3934 | 118.8314 | 53.8388 | 143.4027 | 59.3167 | 231.5829 | 64.8897 | 483.2906 | 105.3385 | 734.7048 | 144.9369 | 985.6152 | 184.2691 | 1233.4061 | 223.3542 | 1476.8499 | 262.0768 | 1721.4487 | 300.6507 | 1971.6356 | 339.2223 | 2220.3255 | 377.3809 | 2466.4791 | 415.3603 | 2712.3275 | 453.4523 | 2940.3751 | 491.0684 | 3168.8692 | 528.7754 | 3396.6213 | 566.077 | 3624.6763 | 603.2993 | 3852.7373 | 640.3562 | 3865.1599 | 643.138 | 3878.3322 | 645.888 | 3888.5342 | 648.6068 | 3903.0917 | 651.296 | 3919.0372 | 653.956 | 3934.0041 | 656.5877
Squires Gate |  | 33.6007 | 11.5538 | 42.9215 | 12.954 | 47.2907 | 16.525 | 52.3604 | 20.1131 | 58.202 | 23.7096 | 66.5506 | 27.3285 | 82.6157 | 30.9968 | 99.6177 | 34.7189 | 116.265 | 38.4691 | 138.1972 | 42.2622 | 173.197 | 46.1298 | 220.8567 | 49.9072 | 268.2853 | 53.0301 | 315.2913 | 56.1513 | 359.1381 | 59.1972 | 398.8507 | 62.2496 | 439.2558 | 89.9478 | 480.6387 | 117.4569 | 528.6409 | 144.9245 | 577.1649 | 172.3373 | 620.9413 | 199.7568 | 649.6206 | 226.9799 | 684.541 | 254.0762 | 722.4211 | 281.223 | 760.3864 | 308.2445 | 793.7608 | 335.191 | 810.0673 | 362.0638 | 825.7913 | 388.8642 | 840.8912 | 415.593 | 856.3843 | 442.2519 | 873.4666 | 468.8413 | 889.0176 | 471.1153 |  | 33.6007 | 11.5538 | 34.8753 | 12.954 | 36.4071 | 14.7353 | 38.1123 | 16.58 | 40.1648 | 18.487 | 45.86 | 20.2001 | 62.5339 | 21.4473 | 79.7599 | 23.533 | 96.1524 | 25.6632 | 117.6651 | 27.8155 | 148.7439 | 30.0343 | 182.4508 | 32.5269 | 215.8338 | 34.1825 | 248.8748 | 35.842 | 278.7022 | 37.4582 | 308.2005 | 39.0832 | 351.1768 | 40.7005 | 396.6012 | 42.2636 | 439.7503 | 43.8356 | 482.6131 | 45.4022 | 522.5232 | 46.9752 | 555.2594 | 48.5054 | 588.666 | 50.0141 | 621.5166 | 51.5354 | 655.4221 | 53.0344 | 711.9595 | 54.5217 | 769.4053 | 55.9971 | 826.2412 | 57.4614 | 882.6424 | 58.9149 | 939.7835 | 60.3581 | 992.6196 | 61.7914 | 1024.8198 | 63.2151 |  | 33.6007 | 11.5538 | 42.9215 | 12.954 | 47.2907 | 14.9639 | 52.3604 | 17.0368 | 58.202 | 19.1753 | 66.5506 | 21.1731 | 82.6157 | 22.8189 | 99.6177 | 25.1497 | 116.265 | 27.5297 | 138.1972 | 29.9364 | 173.197 | 32.4172 | 220.8567 | 35.1337 | 268.2853 | 37.3986 | 315.2913 | 39.6698 | 359.1381 | 41.8947 | 398.8507 | 44.1308 | 439.2558 | 46.3609 | 480.6387 | 48.5311 | 528.6409 | 50.7133 | 577.1649 | 52.8917 | 620.9413 | 55.0795 | 649.6206 | 57.2196 | 684.541 | 59.3359 | 722.4211 | 61.4693 | 760.3864 | 63.5783 | 793.7608 | 65.6747 | 810.0673 | 67.7589 | 825.7913 | 69.8314 | 840.8912 | 71.8926 | 856.3843 | 73.9427 | 873.4666 | 75.9822 | 889.0176 | 78.0113 |  | 33.6007 | 11.5538 | 47.5778 | 12.954 | 55.6864 | 16.525 | 64.3746 | 20.1131 | 74.2038 | 23.7096 | 88.4844 | 27.3285 | 106.0889 | 30.9968 | 127.3304 | 34.7189 | 158.5603 | 38.4691 | 195.2612 | 42.2622 | 241.8714 | 46.1298 | 291.1479 | 49.9072 | 340.5708 | 53.0301 | 389.8673 | 56.1513 | 436.6118 | 59.1972 | 579.7419 | 62.2496 | 1024.8905 | 89.9478 | 1483.6719 | 117.4569 | 1942.7986 | 144.9245 | 2399.4204 | 172.3373 | 2846.8144 | 199.7568 | 3274.0242 | 226.9799 | 3704.0002 | 254.0762 | 4116.8543 | 281.223 | 4529.6501 | 308.2445 | 4943.4957 | 335.191 | 5358.6461 | 362.0638 | 5771.9871 | 388.8642 | 6184.1129 | 415.593 | 6595.1938 | 442.2519 | 6972.1396 | 468.8413 | 6996.9461 | 471.1153 |  | 33.6007 | 11.5538 | 47.5778 | 12.954 | 55.6864 | 16.525 | 64.3746 | 20.1131 | 74.2038 | 23.7096 | 91.9101 | 27.3284 | 123.2121 | 30.9964 | 154.7211 | 34.7181 | 185.9509 | 38.4678 | 222.6519 | 42.2602 | 369.935 | 46.1269 | 821.6541 | 74.7631 | 1272.9985 | 102.6368 | 1723.7576 | 130.4561 | 2171.2151 | 158.0667 | 2614.4297 | 185.6748 | 3059.7145 | 213.2375 | 3519.5438 | 240.5008 | 3979.0681 | 267.7993 | 4438.8538 | 295.0726 | 4891.1691 | 322.407 | 5308.7885 | 349.4698 | 5727.9971 | 376.3877 | 6146.2395 | 403.4201 | 6565.2526 | 430.3043 | 6995.4057 | 457.1141 | 7016.59 | 459.4801 | 7039.4368 | 461.8263 | 7055.9092 | 464.1531 | 7081.671 | 466.4616 | 7110.6798 | 468.7522 | 7137.0281 | 471.0255
St Annes |  | 40.7009 | 3.7014 | 59.6361 | 4.1712 | 67.209 | 5.3541 | 75.4733 | 6.5593 | 84.7788 | 7.7814 | 102.0379 | 9.0213 | 136.611 | 10.2846 | 173.1481 | 11.5584 | 208.9043 | 12.8709 | 256.2296 | 14.195 | 326.3284 | 15.5438 | 406.3124 | 16.8701 | 485.687 | 17.9821 | 564.2062 | 19.0879 | 636.2677 | 20.1648 | 699.1896 | 21.2565 | 763.7545 | 30.789 | 830.7475 | 40.2858 | 888.1852 | 49.7744 | 938.4032 | 59.3293 | 979.2928 | 68.8173 | 1013.4609 | 78.2986 | 1057.7864 | 87.7598 | 1110.1414 | 97.2833 | 1162.5534 | 106.7745 | 1210.5165 | 116.2635 | 1241.0899 | 125.7507 | 1271.0408 | 135.236 | 1300.3511 | 144.7196 | 1330.0381 | 154.2016 | 1361.3132 | 163.6821 | 1391.0714 | 164.6851 |  | 40.7009 | 3.7014 | 42.0461 | 4.1712 | 43.6532 | 4.7743 | 45.2571 | 5.4053 | 47.1164 | 6.0635 | 57.1476 | 6.6624 | 92.0529 | 7.1086 | 128.6413 | 7.825 | 164.1028 | 8.575 | 210.9883 | 9.3295 | 278.9464 | 10.1055 | 352.2056 | 10.9785 | 424.9837 | 11.5732 | 496.8294 | 12.165 | 562.2228 | 12.7395 | 619.9567 | 13.3244 | 684.6964 | 13.9092 | 751.8676 | 14.4721 | 810.6074 | 15.0306 | 866.3132 | 15.6045 | 912.7298 | 16.1564 | 935.6809 | 16.7045 | 958.9593 | 17.2464 | 981.8585 | 17.7978 | 1004.5505 | 18.3402 | 1068.4384 | 18.8797 | 1134.3261 | 19.4163 | 1200.5348 | 19.9502 | 1267.1387 | 20.4816 | 1335.305 | 21.0105 | 1399.4686 | 21.5371 | 1441.4788 | 22.0615 |  | 40.7009 | 3.7014 | 59.6361 | 4.1712 | 67.209 | 4.8483 | 75.4733 | 5.5561 | 84.7788 | 6.2932 | 102.0379 | 6.9893 | 136.611 | 7.5712 | 173.1481 | 8.3727 | 208.9043 | 9.2108 | 256.2296 | 10.055 | 326.3284 | 10.9233 | 406.3124 | 11.8762 | 485.687 | 12.6816 | 564.2062 | 13.4852 | 636.2677 | 14.2709 | 699.1896 | 15.0694 | 763.7545 | 15.8693 | 830.7475 | 16.6454 | 888.1852 | 17.4175 | 938.4032 | 18.2087 | 979.2928 | 18.9752 | 1013.4609 | 19.7384 | 1057.7864 | 20.4951 | 1110.1414 | 21.264 | 1162.5534 | 22.0232 | 1210.5165 | 22.7798 | 1241.0899 | 23.5338 | 1271.0408 | 24.2854 | 1300.3511 | 25.0347 | 1330.0381 | 25.7819 | 1361.3132 | 26.5269 | 1391.0714 | 27.27 |  | 40.7009 | 3.7014 | 69.3682 | 4.1712 | 83.8202 | 5.3541 | 98.8102 | 6.5593 | 114.8728 | 7.7814 | 139.8386 | 9.0213 | 175.5743 | 10.2846 | 214.4746 | 11.5584 | 257.3516 | 12.8709 | 312.0063 | 14.195 | 388.1907 | 15.5438 | 469.9129 | 16.8701 | 551.4551 | 17.9821 | 632.4927 | 19.0879 | 707.662 | 20.1648 | 839.7411 | 21.2565 | 1169.6341 | 30.789 | 1497.6676 | 40.2858 | 1820.1021 | 49.7744 | 2139.05 | 59.3293 | 2452.0562 | 68.8173 | 2751.7619 | 78.2986 | 3056.7857 | 87.7598 | 3351.9564 | 97.2833 | 3648.2804 | 106.7745 | 3946.7889 | 116.2635 | 4247.3862 | 125.7507 | 4547.7809 | 135.236 | 4848.3829 | 144.7196 | 5149.1337 | 154.2016 | 5560.6026 | 163.6821 | 5608.8877 | 164.6851 |  | 40.7009 | 3.7014 | 69.3682 | 4.1712 | 83.8202 | 5.3541 | 98.8102 | 6.5593 | 114.8728 | 7.7814 | 141.3889 | 9.0214 | 183.3232 | 10.285 | 226.8698 | 11.5593 | 269.7469 | 12.8724 | 324.4016 | 14.1974 | 466.5453 | 15.5474 | 811.9436 | 25.2814 | 1156.7927 | 34.8186 | 1500.8389 | 44.3691 | 1838.4757 | 53.8734 | 2167.0976 | 63.4408 | 2496.7932 | 73.038 | 2823.9473 | 82.5443 | 3148.4409 | 92.0418 | 3469.4029 | 101.6584 | 3787.5927 | 111.1569 | 4083.762 | 120.6486 | 4382.1945 | 130.1134 | 4681.0483 | 139.6715 | 4981.6001 | 149.1822 | 5569.6808 | 158.6906 | 5610.7037 | 159.7248 | 5654.4176 | 160.7525 | 5687.4395 | 161.774 | 5735.9647 | 162.7895 | 5789.7269 | 163.7994 | 5839.3253 | 164.8037
St Marys |  | 12.9444 | 10.1874 | 15.4602 | 11.4953 | 16.9161 | 14.7552 | 17.9386 | 18.0657 | 19.1079 | 21.4105 | 21.3571 | 24.8289 | 26.1195 | 28.3023 | 31.1611 | 31.8431 | 36.0941 | 35.4404 | 42.6176 | 39.1141 | 60.1857 | 42.8616 | 102.8625 | 46.5519 | 145.4517 | 49.6361 | 187.8722 | 52.7263 | 229.225 | 55.786 | 269.2491 | 58.8245 | 309.4004 | 85.2655 | 349.7337 | 111.7348 | 416.92 | 138.3158 | 493.7563 | 164.9188 | 564.8829 | 191.6566 | 603.1538 | 218.3898 | 631.8653 | 245.2417 | 644.0937 | 272.1524 | 656.2959 | 299.1312 | 666.9582 | 326.1794 | 671.6815 | 353.2971 | 676.1806 | 380.4844 | 680.4453 | 407.7412 | 684.8109 | 435.0677 | 689.6781 | 462.4637 | 693.988 | 465.948 |  | 12.9444 | 10.1874 | 13.4938 | 11.4953 | 14.1778 | 13.1573 | 14.4432 | 14.8882 | 14.7513 | 16.6859 | 16.1261 | 18.3399 | 20.86 | 19.5665 | 25.8546 | 21.5629 | 30.6623 | 23.6178 | 37.0315 | 25.7145 | 46.2783 | 27.8737 | 56.2871 | 30.3037 | 66.2139 | 31.9555 | 76.0097 | 33.6138 | 84.7551 | 35.255 | 100.648 | 36.8854 | 145.3346 | 38.5319 | 194.9382 | 40.1522 | 247.5041 | 41.7817 | 303.5785 | 43.3904 | 362.4766 | 45.0106 | 426.8468 | 46.6076 | 492.3991 | 48.2107 | 556.3446 | 49.8066 | 625.1306 | 51.3977 | 644.7696 | 52.9851 | 664.5046 | 54.5684 | 683.7519 | 56.1484 | 702.5181 | 57.7251 | 721.1212 | 59.2991 | 737.8271 | 60.8705 | 747.317 | 62.4397 |  | 12.9444 | 10.1874 | 15.4602 | 11.4953 | 16.9161 | 13.3613 | 17.9386 | 15.3026 | 19.1079 | 17.3158 | 21.3571 | 19.2365 | 26.1195 | 20.8353 | 31.1611 | 23.0665 | 36.0941 | 25.3622 | 42.6176 | 27.7065 | 60.1857 | 30.1205 | 102.8625 | 32.7717 | 145.4517 | 35.005 | 187.8722 | 37.2501 | 229.225 | 39.4805 | 269.2491 | 41.7026 | 309.4004 | 43.9476 | 349.7337 | 46.1669 | 416.92 | 48.4007 | 493.7563 | 50.6149 | 564.8829 | 52.846 | 603.1538 | 55.0541 | 631.8653 | 57.2728 | 644.0937 | 59.4866 | 656.2959 | 61.6986 | 666.9582 | 63.909 | 671.6815 | 66.1182 | 676.1806 | 68.3266 | 680.4453 | 70.5343 | 684.8109 | 72.7415 | 689.6781 | 74.9486 | 693.988 | 77.1557 |  | 12.9444 | 10.1874 | 16.7457 | 11.4953 | 19.5141 | 14.7552 | 21.3254 | 18.0657 | 23.3166 | 21.4105 | 26.5183 | 24.8289 | 31.4999 | 28.3023 | 44.8869 | 31.8431 | 82.641 | 35.4404 | 122.0321 | 39.1141 | 164.4033 | 42.8616 | 207.5373 | 46.5519 | 250.6792 | 49.6361 | 293.7381 | 52.7263 | 335.8502 | 55.786 | 404.3959 | 58.8245 | 557.3675 | 85.2655 | 719.6516 | 111.7348 | 880.7556 | 138.3158 | 1039.5853 | 164.9188 | 1193.8015 | 191.6566 | 1338.3376 | 218.3898 | 1461.7844 | 245.2417 | 1574.7504 | 272.1524 | 1687.5104 | 299.1312 | 1800.4529 | 326.1794 | 1913.5132 | 353.2971 | 2025.7662 | 380.4844 | 2137.3693 | 407.7412 | 2248.3876 | 435.0677 | 2327.1764 | 462.4637 | 2329.9445 | 465.948 |  | 12.9444 | 10.1874 | 16.7457 | 11.4953 | 19.5141 | 14.7552 | 21.3254 | 18.0657 | 23.3166 | 21.4105 | 34.6779 | 24.8292 | 72.2846 | 28.3032 | 110.127 | 31.8449 | 147.8811 | 35.4436 | 187.2723 | 39.1192 | 257.4435 | 42.8689 | 411.7119 | 69.7574 | 565.8477 | 96.1014 | 719.7661 | 122.5478 | 872.5621 | 149.0241 | 1023.9311 | 175.5429 | 1176.0489 | 202.2415 | 1335.0044 | 228.9094 | 1494.442 | 255.7338 | 1653.4948 | 282.5394 | 1789.4987 | 309.5246 | 1904.2604 | 336.4583 | 2019.0886 | 363.5378 | 2133.3633 | 390.669 | 2247.6584 | 417.8665 | 2337.4372 | 445.1322 | 2338.7253 | 448.6689 | 2340.2357 | 452.1945 | 2340.8539 | 455.7095 | 2342.8061 | 459.2149 | 2345.1262 | 462.7111 | 2347.2721 | 466.1985
St Marys St |  | 28.739 | 12.3321 | 38.9186 | 13.8353 | 43.3698 | 17.6445 | 47.6225 | 21.4015 | 52.4182 | 25.1548 | 61.9438 | 28.9391 | 81.8144 | 32.7938 | 102.8179 | 36.6625 | 123.3724 | 40.5994 | 150.5628 | 44.5597 | 191.1989 | 48.5668 | 238.6655 | 52.4734 | 285.7848 | 55.7261 | 332.3823 | 58.8567 | 375.1516 | 61.9903 | 412.635 | 65.0301 | 450.9987 | 93.7448 | 490.6525 | 122.2324 | 529.1403 | 150.6125 | 563.1343 | 178.7076 | 589.5802 | 206.6028 | 611.1646 | 234.4726 | 639.2442 | 262.1538 | 672.3647 | 289.5567 | 705.4874 | 316.8545 | 735.4419 | 343.9959 | 753.3645 | 370.9852 | 770.8476 | 397.8262 | 787.87 | 424.5221 | 805.1322 | 451.0768 | 823.4621 | 477.4929 | 840.6972 | 479.1148 |  | 28.739 | 12.3321 | 29.7803 | 13.8353 | 31.0438 | 15.7337 | 31.8549 | 17.6619 | 32.7872 | 19.655 | 38.3724 | 21.4527 | 58.2993 | 22.7714 | 79.2649 | 24.9516 | 99.5873 | 27.2057 | 126.479 | 29.4678 | 165.4567 | 31.779 | 207.4858 | 34.3751 | 249.2443 | 36.1091 | 290.4357 | 37.7703 | 327.7973 | 39.4395 | 361.2346 | 41.0548 | 401.3801 | 42.6563 | 444.0246 | 44.2309 | 479.8168 | 45.8162 | 513.6371 | 47.3512 | 543.0201 | 48.8662 | 561.0925 | 50.3977 | 579.2865 | 51.905 | 597.0909 | 53.3727 | 614.6931 | 54.8349 | 658.6584 | 56.2816 | 703.4049 | 57.713 | 747.7864 | 59.1298 | 791.8336 | 60.5325 | 836.3108 | 61.9219 | 877.4993 | 63.298 | 903.5568 | 64.6618 |  | 28.739 | 12.3321 | 38.9186 | 13.8353 | 43.3698 | 15.9777 | 47.6225 | 18.1282 | 52.4182 | 20.3441 | 61.9438 | 22.4209 | 81.8144 | 24.1418 | 102.8179 | 26.5576 | 123.3724 | 29.0542 | 150.5628 | 31.5638 | 191.1989 | 34.1298 | 238.6655 | 36.9403 | 285.7848 | 39.2999 | 332.3823 | 41.5811 | 375.1516 | 43.8714 | 412.635 | 46.1019 | 450.9987 | 48.318 | 490.6525 | 50.5043 | 529.1403 | 52.7036 | 563.1343 | 54.8468 | 589.5802 | 56.9672 | 611.1646 | 59.1084 | 639.2442 | 61.2223 | 672.3647 | 63.2909 | 705.4874 | 65.3542 | 735.4419 | 67.3998 | 753.3645 | 69.4285 | 770.8476 | 71.4408 | 787.87 | 73.4372 | 805.1322 | 75.4182 | 823.4621 | 77.3843 | 840.6972 | 79.336 |  | 28.739 | 12.3321 | 44.161 | 13.8353 | 52.6564 | 17.6445 | 60.4064 | 21.4015 | 68.7062 | 25.1548 | 82.0457 | 28.9391 | 102.4847 | 32.7938 | 125.2563 | 36.6625 | 151.517 | 40.5994 | 184.5574 | 44.5597 | 229.9065 | 48.5668 | 278.4036 | 52.4734 | 326.8797 | 55.7261 | 375.0564 | 58.8567 | 419.7324 | 61.9903 | 514.4889 | 65.0301 | 775.5853 | 93.7448 | 1040.695 | 122.2324 | 1302.6521 | 150.6125 | 1561.7449 | 178.7076 | 1815.7867 | 206.6028 | 2057.8157 | 234.4726 | 2303.1244 | 262.1538 | 2539.5165 | 289.5567 | 2775.9954 | 316.8545 | 3013.3405 | 343.9959 | 3251.5295 | 370.9852 | 3488.6529 | 397.8262 | 3725.0995 | 424.5221 | 3960.9831 | 451.0768 | 4191.9318 | 477.4929 | 4214.3722 | 479.1148 |  | 28.739 | 12.3321 | 44.161 | 13.8353 | 52.6564 | 17.6445 | 60.4064 | 21.4015 | 68.7062 | 25.1548 | 83.3273 | 28.9371 | 108.8896 | 32.7876 | 135.5011 | 36.6493 | 161.7617 | 40.5764 | 194.8022 | 44.524 | 295.5879 | 48.5151 | 565.7344 | 78.5079 | 835.5033 | 107.6924 | 1104.6867 | 136.5069 | 1369.9718 | 165.209 | 1629.9031 | 193.5649 | 1890.7926 | 221.7432 | 2155.3928 | 249.6862 | 2418.9496 | 277.6167 | 2679.6901 | 305.1843 | 2937.9481 | 332.5574 | 3176.927 | 360.0016 | 3416.7278 | 387.2438 | 3656.059 | 414.1599 | 3895.9299 | 441.0035 | 4183.8787 | 467.6974 | 4202.8965 | 469.3514 | 4223.0465 | 470.9958 | 4238.8383 | 472.6306 | 4261.0224 | 474.2563 | 4285.3499 | 475.8725 | 4308.0464 | 477.4795
St Thomas Rd |  | 51.526 | 15.2032 | 69.4341 | 17.1333 | 76.8974 | 21.9918 | 84.9421 | 26.9422 | 94.0571 | 31.9618 | 112.5895 | 37.0547 | 152.7763 | 42.2437 | 195.2626 | 47.4759 | 236.8521 | 52.8667 | 291.8541 | 58.3054 | 376.8072 | 63.8459 | 483.9443 | 69.2933 | 590.3755 | 73.861 | 695.8064 | 78.4032 | 793.7342 | 82.8266 | 881.1262 | 87.3104 | 970.498 | 126.4651 | 1062.7484 | 165.4731 | 1164.2371 | 204.4473 | 1258.2285 | 243.6939 | 1332.6561 | 282.6655 | 1387.8801 | 321.6099 | 1450.7962 | 360.4713 | 1515.9997 | 399.5889 | 1581.2594 | 438.5736 | 1640.4469 | 477.5497 | 1676.3441 | 516.5179 | 1711.271 | 555.4788 | 1745.1827 | 594.4324 | 1779.4201 | 633.3797 | 1815.5702 | 672.3203 | 1849.476 | 676.4403 |  | 51.526 | 15.2032 | 53.1522 | 17.1333 | 55.0504 | 19.6101 | 56.8129 | 22.202 | 58.8451 | 24.9057 | 70.2978 | 27.3657 | 110.6556 | 29.1985 | 153.0753 | 32.1411 | 194.18 | 35.2215 | 248.5441 | 38.3206 | 327.2738 | 41.5081 | 412.1214 | 45.094 | 496.5704 | 47.5369 | 579.8157 | 49.9676 | 655.5727 | 52.3272 | 726.3324 | 54.7297 | 822.3591 | 57.1316 | 927.2651 | 59.4437 | 1013.4535 | 61.7379 | 1096.1386 | 64.095 | 1172.5654 | 66.3619 | 1232.4559 | 68.6134 | 1293.2139 | 70.8393 | 1352.8264 | 73.1043 | 1414.2188 | 75.3319 | 1501.5623 | 77.5479 | 1590.8415 | 79.752 | 1679.7426 | 81.9451 | 1768.236 | 84.1275 | 1857.6667 | 86.3001 | 1940.7956 | 88.4631 | 1994.7216 | 90.6171 |  | 51.526 | 15.2032 | 69.4341 | 17.1333 | 76.8974 | 19.9143 | 84.9421 | 22.8214 | 94.0571 | 25.8492 | 112.5895 | 28.7086 | 152.7763 | 31.0986 | 195.2626 | 34.3906 | 236.8521 | 37.8331 | 291.8541 | 41.3006 | 376.8072 | 44.867 | 483.9443 | 48.7812 | 590.3755 | 52.0892 | 695.8064 | 55.3903 | 793.7342 | 58.6175 | 881.1262 | 61.8972 | 970.498 | 65.1827 | 1062.7484 | 68.3706 | 1164.2371 | 71.542 | 1258.2285 | 74.7916 | 1332.6561 | 77.9402 | 1387.8801 | 81.0749 | 1450.7962 | 84.183 | 1515.9997 | 87.3415 | 1581.2594 | 90.4599 | 1640.4469 | 93.5673 | 1676.3441 | 96.6644 | 1711.271 | 99.7518 | 1745.1827 | 102.8296 | 1779.4201 | 105.8985 | 1815.5702 | 108.9588 | 1849.476 | 112.0108 |  | 51.526 | 15.2032 | 78.6101 | 17.1333 | 92.594 | 21.9918 | 107.1603 | 26.9422 | 122.8939 | 31.9618 | 148.7838 | 37.0547 | 190.1857 | 42.2437 | 239.0653 | 47.4759 | 303.3713 | 52.8667 | 381.381 | 58.3054 | 484.1564 | 63.8459 | 593.2447 | 69.2933 | 702.4068 | 73.861 | 810.9776 | 78.4032 | 912.5877 | 82.8266 | 1090.3658 | 87.3104 | 1530.0074 | 126.4651 | 1980.4016 | 165.4731 | 2416.7222 | 204.4473 | 2844.9656 | 243.6939 | 3263.8725 | 282.6655 | 3662.1613 | 321.6099 | 4055.8316 | 360.4713 | 4432.6884 | 399.5889 | 4809.5417 | 438.5736 | 5187.8015 | 477.5497 | 5567.2726 | 516.5179 | 5944.6135 | 555.4788 | 6320.6446 | 594.4324 | 6695.5384 | 633.3797 | 7058.0783 | 672.3203 | 7097.876 | 676.4403 |  | 51.526 | 15.2032 | 78.6101 | 17.1333 | 92.594 | 21.9918 | 107.1603 | 26.9422 | 122.8939 | 31.9618 | 154.1674 | 37.0552 | 217.0946 | 42.2455 | 282.1093 | 47.4796 | 346.4153 | 52.8732 | 424.425 | 58.3156 | 614.163 | 63.8607 | 1070.9906 | 103.8428 | 1527.1035 | 143.0164 | 1982.0535 | 182.2448 | 2429.2984 | 221.2837 | 2865.8252 | 260.5816 | 3304.6615 | 300.0018 | 3751.0273 | 339.0487 | 4191.103 | 378.0596 | 4621.8548 | 417.5595 | 5038.6016 | 456.5744 | 5419.7097 | 495.5614 | 5802.2286 | 534.4376 | 6183.8708 | 573.6974 | 6566.2034 | 612.7626 | 7022.2722 | 651.8178 | 7055.915 | 656.0659 | 7091.3014 | 660.2872 | 7120.0006 | 664.4828 | 7158.5602 | 668.6542 | 7200.3457 | 672.8021 | 7239.801 | 676.9274
Stainburn |  | 26.3951 | 2.9749 | 47.4763 | 3.3399 | 55.3255 | 4.2699 | 63.6504 | 5.1892 | 72.9601 | 6.1098 | 90.0201 | 7.0407 | 121.5868 | 7.9798 | 154.9002 | 8.9192 | 187.5397 | 9.8774 | 230.7741 | 10.8373 | 297.5926 | 11.8073 | 381.4368 | 12.7517 | 464.6741 | 13.5263 | 547.1201 | 14.2895 | 623.6983 | 15.0427 | 691.7717 | 15.7832 | 761.2993 | 22.7325 | 833.0402 | 29.6447 | 895.1917 | 36.5059 | 958.1519 | 43.2749 | 1017.9524 | 50.034 | 1059.6533 | 56.7465 | 1100.0178 | 63.3373 | 1137.0168 | 69.9438 | 1174.1878 | 76.4812 | 1209.2314 | 82.97 | 1235.6822 | 89.411 | 1261.787 | 95.805 | 1287.5189 | 102.1528 | 1313.3759 | 108.4551 | 1339.9677 | 114.7125 | 1365.707 | 115.0066 |  | 26.3951 | 2.9749 | 27.2736 | 3.3399 | 28.3292 | 3.8075 | 29.3151 | 4.2806 | 30.4828 | 4.7702 | 39.2621 | 5.2136 | 71.0441 | 5.5336 | 104.4055 | 6.0609 | 136.9481 | 6.6077 | 180.012 | 7.154 | 242.4869 | 7.7115 | 309.7353 | 8.3375 | 376.4012 | 8.7474 | 442.2665 | 9.1516 | 502.2715 | 9.5508 | 557.5422 | 9.9435 | 622.8572 | 10.322 | 687.7452 | 10.7043 | 757.3828 | 11.0811 | 827.452 | 11.4414 | 887.3827 | 11.8083 | 920.6496 | 12.1704 | 954.5049 | 12.5128 | 987.3823 | 12.8639 | 1021.0001 | 13.2065 | 1044.2787 | 13.5447 | 1067.7223 | 13.8785 | 1090.7135 | 14.2081 | 1113.218 | 14.5337 | 1135.6788 | 14.8553 | 1156.0123 | 15.1731 | 1167.6192 | 15.4872 |  | 26.3951 | 2.9749 | 47.4763 | 3.3399 | 55.3255 | 3.8666 | 63.6504 | 4.3955 | 72.9601 | 4.9414 | 90.0201 | 5.4548 | 121.5868 | 5.8745 | 154.9002 | 6.4609 | 187.5397 | 7.0686 | 230.7741 | 7.6766 | 297.5926 | 8.2975 | 381.4368 | 8.9769 | 464.6741 | 9.5392 | 547.1201 | 10.0953 | 623.6983 | 10.6459 | 691.7717 | 11.1892 | 761.2993 | 11.7168 | 833.0402 | 12.2487 | 895.1917 | 12.7745 | 958.1519 | 13.2814 | 1017.9524 | 13.796 | 1059.6533 | 14.3053 | 1100.0178 | 14.7915 | 1137.0168 | 15.2882 | 1174.1878 | 15.775 | 1209.2314 | 16.2565 | 1235.6822 | 16.7329 | 1261.787 | 17.2045 | 1287.5189 | 17.6712 | 1313.3759 | 18.1332 | 1339.9677 | 18.5908 | 1365.707 | 19.0438 |  | 26.3951 | 2.9749 | 58.4339 | 3.3399 | 73.8864 | 4.2699 | 89.3149 | 5.1892 | 105.546 | 6.1098 | 129.9214 | 7.0407 | 162.1282 | 7.9798 | 199.9506 | 8.9192 | 249.3486 | 9.8774 | 309.4094 | 10.8373 | 389.132 | 11.8073 | 473.7115 | 12.7517 | 557.8764 | 13.5263 | 641.3119 | 14.2895 | 719.2465 | 15.0427 | 850.3713 | 15.7832 | 1165.7921 | 22.7325 | 1471.8477 | 29.6447 | 1778.9615 | 36.5059 | 2084.6045 | 43.2749 | 2383.3108 | 50.034 | 2667.1443 | 56.7465 | 2945.7167 | 63.3373 | 3212.5739 | 69.9438 | 3478.8372 | 76.4812 | 3745.1649 | 82.97 | 4011.6546 | 89.411 | 4276.2959 | 95.805 | 4539.5433 | 102.1528 | 4801.3693 | 108.4551 | 4978.5083 | 114.7125 | 5000.6878 | 115.0066 |  | 26.3951 | 2.9749 | 58.4339 | 3.3399 | 73.8864 | 4.2699 | 89.3149 | 5.1892 | 105.546 | 6.1098 | 134.0133 | 7.0404 | 182.5746 | 7.9788 | 232.6485 | 8.9171 | 282.0464 | 9.8738 | 342.1073 | 10.8317 | 483.7868 | 11.7992 | 816.0838 | 19.0875 | 1147.6153 | 26.1549 | 1478.1783 | 33.1634 | 1802.6976 | 40.119 | 2118.4832 | 47.0165 | 2433.9627 | 53.8168 | 2740.3834 | 60.6101 | 3046.8794 | 67.3533 | 3354.4194 | 73.9749 | 3650.1897 | 80.6197 | 3920.7011 | 87.2191 | 4191.8662 | 93.6615 | 4462.009 | 100.154 | 4732.0614 | 106.5692 | 4890.778 | 112.937 | 4911.8104 | 113.2514 | 4932.976 | 113.5612 | 4953.1901 | 113.8664 | 4974.6688 | 114.1671 | 4996.4579 | 114.4635 | 5018.0471 | 114.7556
Standish |  | 59.1925 | 7.8005 | 92.0081 | 8.776 | 105.0573 | 11.2318 | 118.2218 | 13.7058 | 133.1469 | 16.1944 | 159.9934 | 18.7202 | 210.0442 | 21.2762 | 262.8357 | 23.8746 | 314.654 | 26.5009 | 383.1146 | 29.1714 | 486.0362 | 31.884 | 608.1335 | 34.5414 | 729.3357 | 36.7437 | 849.2636 | 38.9344 | 959.7378 | 41.0915 | 1056.9138 | 43.2332 | 1156.323 | 62.4883 | 1259.0521 | 81.7081 | 1344.2365 | 100.8869 | 1426.4644 | 120.0051 | 1502.5186 | 139.1097 | 1559.8336 | 158.1487 | 1626.6181 | 177.1527 | 1702.2823 | 196.127 | 1778.2659 | 215.0591 | 1847.6058 | 233.9539 | 1892.1248 | 252.8124 | 1935.6976 | 271.6354 | 1978.2282 | 290.4235 | 2021.1809 | 309.1775 | 2066.3123 | 327.8979 | 2109.0116 | 329.6206 |  | 59.1925 | 7.8005 | 61.3267 | 8.776 | 63.8819 | 10.0154 | 65.7987 | 11.2983 | 68.1748 | 12.6273 | 82.4425 | 13.8374 | 132.7235 | 14.7217 | 185.5218 | 16.1828 | 236.9609 | 17.6795 | 304.911 | 19.2 | 403.3142 | 20.7596 | 509.3252 | 22.5128 | 614.2895 | 23.685 | 718.0172 | 24.8528 | 812.2106 | 26.0021 | 896.7936 | 27.1445 | 990.8421 | 28.2761 | 1083.8101 | 29.4011 | 1180.3275 | 30.5163 | 1275.4845 | 31.6162 | 1354.2829 | 32.7143 | 1391.3527 | 33.7972 | 1428.6797 | 34.873 | 1464.6209 | 35.9422 | 1498.6129 | 37.0027 | 1564.5636 | 38.0558 | 1629.8702 | 39.1014 | 1693.0334 | 40.1401 | 1754.1224 | 41.172 | 1814.6123 | 42.1976 | 1869.0561 | 43.217 | 1899.6999 | 44.2306 |  | 59.1925 | 7.8005 | 92.0081 | 8.776 | 105.0573 | 10.1708 | 118.2218 | 11.6095 | 133.1469 | 13.0973 | 159.9934 | 14.5037 | 210.0442 | 15.6629 | 262.8357 | 17.2943 | 314.654 | 18.9649 | 383.1146 | 20.6636 | 486.0362 | 22.4061 | 608.1335 | 24.3165 | 729.3357 | 25.9128 | 849.2636 | 27.5064 | 959.7378 | 29.081 | 1056.9138 | 30.6494 | 1156.323 | 32.2078 | 1259.0521 | 33.7603 | 1344.2365 | 35.3032 | 1426.4644 | 36.8305 | 1502.5186 | 38.3571 | 1559.8336 | 39.8679 | 1626.6181 | 41.3715 | 1702.2823 | 42.8691 | 1778.2659 | 44.358 | 1847.6058 | 45.8391 | 1892.1248 | 47.3129 | 1935.6976 | 48.7797 | 1978.2282 | 50.2398 | 2021.1809 | 51.6932 | 2066.3123 | 53.1404 | 2109.0116 | 54.5814 |  | 59.1925 | 7.8005 | 108.9781 | 8.776 | 134.5124 | 11.2318 | 158.7109 | 13.7058 | 184.6314 | 16.1944 | 223.5371 | 18.7202 | 275.192 | 21.2762 | 333.1591 | 23.8746 | 401.8689 | 26.5009 | 487.4689 | 29.1714 | 604.0837 | 31.884 | 728.348 | 34.5414 | 852.4097 | 36.7437 | 975.4777 | 38.9344 | 1090.1141 | 41.0915 | 1346.1646 | 43.2332 | 2064.8401 | 62.4883 | 2779.4856 | 81.7081 | 3498.6224 | 100.8869 | 4214.5965 | 120.0051 | 4915.4694 | 139.1097 | 5582.1704 | 158.1487 | 6254.2031 | 177.1527 | 6900.8883 | 196.127 | 7545.7463 | 215.0591 | 8190.1808 | 233.9539 | 8834.8972 | 252.8124 | 9474.7305 | 271.6354 | 10110.8975 | 290.4235 | 10743.4608 | 309.1775 | 11132.5882 | 327.8979 | 11166.3239 | 329.6206 |  | 59.1925 | 7.8005 | 108.9781 | 8.776 | 134.5124 | 11.2318 | 158.7109 | 13.7058 | 184.6314 | 16.1944 | 227.4263 | 18.7202 | 294.6191 | 21.276 | 364.218 | 23.874 | 432.9277 | 26.4999 | 518.5278 | 29.17 | 790.5372 | 31.8819 | 1536.1473 | 51.7441 | 2280.3996 | 71.1148 | 3022.8613 | 90.4554 | 3755.3816 | 109.7204 | 4474.0094 | 128.9523 | 5193.227 | 148.1385 | 5911.0559 | 167.3008 | 6630.4811 | 186.422 | 7351.5126 | 205.4679 | 8062.4616 | 224.5199 | 8719.581 | 243.4904 | 9377.4789 | 262.4296 | 10032.4264 | 281.344 | 10686.7988 | 300.2142 | 10986.8222 | 319.0477 | 11019.7015 | 320.8284 | 11052.7823 | 322.5966 | 11084.9024 | 324.3524 | 11118.3771 | 326.0967 | 11152.2685 | 327.8296 | 11185.8531 | 329.5516
Strangeways |  | 46.025 | 16.1891 | 65.2483 | 18.3251 | 73.3598 | 23.5696 | 81.0439 | 28.9256 | 89.6413 | 34.3595 | 107.9764 | 39.938 | 147.1014 | 45.6607 | 188.4316 | 51.5206 | 228.8719 | 57.527 | 282.4835 | 63.6767 | 363.7218 | 69.9753 | 461.1837 | 76.2132 | 557.9086 | 81.5209 | 653.6013 | 86.7994 | 741.7911 | 92.056 | 819.3867 | 97.2745 | 898.7185 | 141.2365 | 980.6357 | 185.4161 | 1062.2133 | 229.8008 | 1135.1999 | 274.4696 | 1191.9064 | 319.3439 | 1237.0084 | 364.4554 | 1288.5067 | 409.687 | 1342.5889 | 455.3165 | 1396.6404 | 501.1154 | 1446.5937 | 547.1452 | 1480.1987 | 593.4056 | 1513.1715 | 639.896 | 1545.4943 | 686.6155 | 1578.0874 | 733.5642 | 1612.0603 | 780.7406 | 1644.5261 | 787.6083 |  | 46.025 | 16.1891 | 47.6485 | 18.3251 | 49.6375 | 21.0171 | 50.813 | 23.8369 | 52.1232 | 26.7751 | 62.7529 | 29.4966 | 101.8844 | 31.5623 | 143.1074 | 34.8819 | 183.2583 | 38.3294 | 236.4788 | 41.8543 | 313.7029 | 45.497 | 396.7667 | 49.6017 | 479.3721 | 52.4715 | 560.7519 | 55.3238 | 634.6748 | 58.1636 | 701.3722 | 60.9814 | 784.2362 | 63.811 | 873.0961 | 66.6145 | 947.1073 | 69.401 | 1017.4665 | 72.1968 | 1079.6612 | 74.9806 | 1120.7115 | 77.7622 | 1162.2282 | 80.5194 | 1202.7746 | 83.3082 | 1244.2816 | 86.0835 | 1306.868 | 88.8586 | 1370.5959 | 91.6334 | 1433.8427 | 94.4084 | 1496.5462 | 97.1841 | 1559.5928 | 99.9612 | 1617.9728 | 102.7397 | 1656.0233 | 105.5204 |  | 46.025 | 16.1891 | 65.2483 | 18.3251 | 73.3598 | 21.3431 | 81.0439 | 24.5015 | 89.6413 | 27.7884 | 107.9764 | 30.9424 | 147.1014 | 33.614 | 188.4316 | 37.3205 | 228.8719 | 41.1682 | 282.4835 | 45.1054 | 363.7218 | 49.1744 | 461.1837 | 53.6526 | 557.9086 | 57.4912 | 653.6013 | 61.3221 | 741.7911 | 65.1493 | 819.3867 | 68.9611 | 898.7185 | 72.7962 | 980.6357 | 76.6107 | 1062.2133 | 80.4139 | 1135.1999 | 84.2369 | 1191.9064 | 88.0536 | 1237.0084 | 91.8759 | 1288.5067 | 95.6767 | 1342.5889 | 99.5224 | 1396.6404 | 103.3598 | 1446.5937 | 107.2033 | 1480.1987 | 111.0536 | 1513.1715 | 114.9112 | 1545.4943 | 118.7762 | 1578.0874 | 122.6489 | 1612.0603 | 126.5298 | 1644.5261 | 130.419 |  | 46.025 | 16.1891 | 75.2998 | 18.3251 | 91.0316 | 23.5696 | 105.256 | 28.9256 | 120.2653 | 34.3595 | 145.0633 | 39.938 | 184.7709 | 45.6607 | 230.1082 | 51.5206 | 284.9724 | 57.527 | 353.1532 | 63.6767 | 445.813 | 69.9753 | 544.6045 | 76.2132 | 642.9546 | 81.5209 | 740.4305 | 86.7994 | 830.8971 | 92.056 | 983.348 | 97.2745 | 1354.4278 | 141.2365 | 1728.2029 | 185.4161 | 2092.4396 | 229.8008 | 2450.3894 | 274.4696 | 2800.8447 | 319.3439 | 3133.9594 | 364.4554 | 3466.1717 | 409.687 | 3785.1867 | 455.3165 | 4104.3167 | 501.1154 | 4424.6622 | 547.1452 | 4745.9619 | 593.4056 | 5065.7064 | 639.896 | 5384.414 | 686.6155 | 5701.9477 | 733.5642 | 6006.0639 | 780.7406 | 6041.3102 | 787.6083 |  | 46.025 | 16.1891 | 75.2998 | 18.3251 | 91.0316 | 23.5696 | 105.256 | 28.9256 | 120.2653 | 34.3595 | 148.5078 | 39.9385 | 201.9874 | 45.6624 | 257.6478 | 51.5244 | 312.5121 | 57.5336 | 380.6928 | 63.687 | 546.0603 | 69.9902 | 935.5321 | 114.2103 | 1324.2168 | 157.8441 | 1711.7901 | 201.7556 | 2091.767 | 245.9333 | 2460.9911 | 290.3093 | 2831.3179 | 335.0297 | 3202.1861 | 379.8955 | 3569.6888 | 424.9242 | 3929.6326 | 470.271 | 4280.868 | 515.7946 | 4603.3359 | 561.5535 | 4926.8891 | 607.3745 | 5249.7017 | 653.6727 | 5573.2196 | 700.1071 | 5968.6532 | 746.7697 | 5997.7676 | 753.6847 | 6028.2508 | 760.5898 | 6053.1652 | 767.4856 | 6086.2263 | 774.3739 | 6121.7982 | 781.2548 | 6155.684 | 788.1294
Strawberry Bank |  | 17.3985 | 6.4687 | 23.6409 | 7.2624 | 26.4832 | 9.2635 | 29.3374 | 11.2625 | 32.5903 | 13.2764 | 37.703 | 15.3141 | 47.3498 | 17.3708 | 57.5525 | 19.4238 | 67.5444 | 21.5211 | 80.7434 | 23.6157 | 100.787 | 25.7625 | 125.1988 | 27.8202 | 149.4583 | 29.5429 | 173.4569 | 31.2025 | 195.5282 | 32.8794 | 215.0212 | 34.5299 | 234.8929 | 49.8286 | 255.3141 | 64.9501 | 274.6915 | 80.0453 | 293.4135 | 95.0566 | 310.4726 | 110.1221 | 323.0899 | 124.9789 | 339.5469 | 139.7281 | 358.9218 | 154.4957 | 378.4583 | 169.1529 | 395.9477 | 183.7345 | 405.5783 | 198.2411 | 414.917 | 212.6733 | 423.9319 | 227.0315 | 433.0926 | 241.3164 | 442.9588 | 255.5283 | 452.0453 | 256.468 |  | 17.3985 | 6.4687 | 18.1161 | 7.2624 | 18.9987 | 8.2603 | 19.7105 | 9.2813 | 20.567 | 10.3462 | 23.6768 | 11.311 | 33.5675 | 12.0081 | 43.8577 | 13.1518 | 53.7705 | 14.3404 | 66.8254 | 15.5238 | 85.7206 | 16.752 | 106.1372 | 18.1079 | 126.3307 | 19.0174 | 146.3009 | 19.8897 | 164.3099 | 20.7762 | 180.8245 | 21.649 | 200.78 | 22.515 | 220.9716 | 23.3371 | 240.9364 | 24.1766 | 260.4759 | 25.0064 | 277.2504 | 25.8589 | 287.273 | 26.6689 | 297.4471 | 27.4648 | 307.3674 | 28.2706 | 317.3681 | 29.0607 | 340.8333 | 29.8423 | 364.2937 | 30.6154 | 387.1276 | 31.3804 | 409.3449 | 32.1374 | 431.4053 | 32.8869 | 451.2178 | 33.629 | 462.2782 | 34.3639 |  | 17.3985 | 6.4687 | 23.6409 | 7.2624 | 26.4832 | 8.3884 | 29.3374 | 9.5399 | 32.5903 | 10.7374 | 37.703 | 11.8648 | 47.3498 | 12.7879 | 57.5525 | 14.0702 | 67.5444 | 15.4012 | 80.7434 | 16.7282 | 100.787 | 18.1043 | 125.1988 | 19.5849 | 149.4583 | 20.8346 | 173.4569 | 22.044 | 195.5282 | 23.2692 | 215.0212 | 24.4794 | 234.8929 | 25.6827 | 255.3141 | 26.8363 | 274.6915 | 28.0102 | 293.4135 | 29.1736 | 310.4726 | 30.3643 | 323.0899 | 31.506 | 339.5469 | 32.6315 | 358.9218 | 33.7694 | 378.4583 | 34.8894 | 395.9477 | 35.9995 | 405.5783 | 37.1001 | 414.917 | 38.1915 | 423.9319 | 39.2737 | 433.0926 | 40.3471 | 442.9588 | 41.4119 | 452.0453 | 42.4682 |  | 17.3985 | 6.4687 | 26.8373 | 7.2624 | 32.308 | 9.2635 | 37.3602 | 11.2625 | 42.9126 | 13.2764 | 51.0689 | 15.3141 | 61.3225 | 17.3708 | 72.8055 | 19.4238 | 87.0356 | 21.5211 | 104.5261 | 23.6157 | 127.9881 | 25.7625 | 152.9859 | 27.8202 | 178.0198 | 29.5429 | 202.8159 | 31.2025 | 226.0651 | 32.8794 | 326.6518 | 34.5299 | 667.324 | 49.8286 | 1016.8926 | 64.9501 | 1369.4498 | 80.0453 | 1721.0059 | 95.0566 | 2065.5903 | 110.1221 | 2393.7641 | 124.9789 | 2728.0807 | 139.7281 | 3049.454 | 154.4957 | 3369.9184 | 169.1529 | 3690.2481 | 183.7345 | 4010.6566 | 198.2411 | 4328.7068 | 212.6733 | 4644.9818 | 227.0315 | 4959.5542 | 241.3164 | 5147.5358 | 255.5283 | 5152.4945 | 256.468 |  | 17.3985 | 6.4687 | 26.8373 | 7.2624 | 32.308 | 9.2635 | 37.3602 | 11.2625 | 42.9126 | 13.2764 | 52.044 | 15.3143 | 66.1963 | 17.3714 | 80.6018 | 19.4251 | 94.8319 | 21.5234 | 112.3224 | 23.6192 | 215.9931 | 25.7675 | 561.6929 | 41.6894 | 907.0391 | 57.2006 | 1251.8837 | 72.5244 | 1594.5861 | 87.8362 | 1934.4454 | 103.0484 | 2275.5191 | 118.1946 | 2627.4882 | 133.0693 | 2980.4533 | 148.005 | 3334.6921 | 162.8606 | 3687.7828 | 177.8574 | 4014.7166 | 192.5582 | 4341.8292 | 207.1411 | 4667.3575 | 221.7896 | 4992.6379 | 236.3109 | 5127.514 | 250.7564 | 5132.3144 | 251.7728 | 5137.1629 | 252.7731 | 5141.8104 | 253.7578 | 5146.7474 | 254.7276 | 5151.7787 | 255.6828 | 5156.7383 | 256.6239
Stuart St |  | 43.1919 | 3.4246 | 62.3499 | 3.8755 | 70.7149 | 4.9826 | 78.1749 | 6.1157 | 86.5254 | 7.2656 | 102.6923 | 8.447 | 134.9596 | 9.6597 | 169.0393 | 10.9025 | 202.3841 | 12.1767 | 246.5673 | 13.4808 | 313.0683 | 14.8176 | 391.6455 | 16.1419 | 469.6184 | 17.2694 | 546.6931 | 18.3895 | 617.3882 | 19.5051 | 679.2302 | 20.6117 | 742.3112 | 29.9277 | 807.2732 | 39.2881 | 866.1378 | 48.6926 | 920.049 | 58.159 | 965.3986 | 67.6668 | 1000.9616 | 77.2247 | 1042.7712 | 86.8049 | 1088.2119 | 96.4727 | 1133.5663 | 106.1739 | 1175.1813 | 115.9233 | 1202.8472 | 125.7204 | 1230.0637 | 135.5653 | 1256.8059 | 145.4577 | 1283.883 | 155.3973 | 1312.2495 | 165.3841 | 1339.3968 | 166.8313 |  | 43.1919 | 3.4246 | 44.9656 | 3.8755 | 47.1973 | 4.443 | 48.2936 | 5.039 | 49.5509 | 5.6601 | 58.4947 | 6.236 | 90.9308 | 6.6737 | 125.0335 | 7.3772 | 158.2122 | 8.1079 | 202.1474 | 8.8548 | 265.9069 | 9.6273 | 334.5581 | 10.4979 | 402.6405 | 11.1073 | 469.8047 | 11.712 | 530.5875 | 12.3143 | 584.9307 | 12.9113 | 648.1822 | 13.5107 | 713.1204 | 14.1037 | 773.5529 | 14.6936 | 831.8957 | 15.2858 | 881.3908 | 15.8749 | 908.297 | 16.4636 | 935.4361 | 17.0465 | 961.8058 | 17.6369 | 988.4707 | 18.224 | 1037.7613 | 18.8109 | 1087.1655 | 19.3977 | 1135.4442 | 19.9845 | 1182.6102 | 20.5713 | 1229.5476 | 21.1584 | 1272.1508 | 21.7456 | 1297.6092 | 22.3332 |  | 43.1919 | 3.4246 | 62.3499 | 3.8755 | 70.7149 | 4.5119 | 78.1749 | 5.1803 | 86.5254 | 5.8761 | 102.6923 | 6.5444 | 134.9596 | 7.1112 | 169.0393 | 7.8976 | 202.3841 | 8.714 | 246.5673 | 9.5491 | 313.0683 | 10.4129 | 391.6455 | 11.3636 | 469.6184 | 12.179 | 546.6931 | 12.9918 | 617.3882 | 13.804 | 679.2302 | 14.6123 | 742.3112 | 15.4253 | 807.2732 | 16.2331 | 866.1378 | 17.039 | 920.049 | 17.8495 | 965.3986 | 18.658 | 1000.9616 | 19.4676 | 1042.7712 | 20.2721 | 1088.2119 | 21.0868 | 1133.5663 | 21.8994 | 1175.1813 | 22.7131 | 1202.8472 | 23.5281 | 1230.0637 | 24.3446 | 1256.8059 | 25.1624 | 1283.883 | 25.9818 | 1312.2495 | 26.8028 | 1339.3968 | 27.6254 |  | 43.1919 | 3.4246 | 72.3798 | 3.8755 | 88.8414 | 4.9826 | 102.5999 | 6.1157 | 117.1371 | 7.2656 | 139.9067 | 8.447 | 172.8308 | 9.6597 | 209.7712 | 10.9025 | 253.2729 | 12.1767 | 307.7398 | 13.4808 | 382.2782 | 14.8176 | 461.8205 | 16.1419 | 541.0329 | 17.2694 | 619.5496 | 18.3895 | 692.0405 | 19.5051 | 827.9659 | 20.6117 | 1180.2091 | 29.9277 | 1529.8291 | 39.2881 | 1878.3411 | 48.6926 | 2223.4844 | 58.159 | 2561.501 | 67.6668 | 2883.3508 | 77.2247 | 3207.1143 | 86.8049 | 3518.5178 | 96.4727 | 3829.6668 | 106.1739 | 4141.4765 | 115.9233 | 4453.9564 | 125.7204 | 4764.7462 | 135.5653 | 5074.2948 | 145.4577 | 5382.7624 | 155.3973 | 5632.9496 | 165.3841 | 5661.5779 | 166.8313 |  | 43.1919 | 3.4246 | 72.3798 | 3.8755 | 88.8414 | 4.9826 | 102.5999 | 6.1157 | 117.1371 | 7.2656 | 142.3213 | 8.4472 | 184.8992 | 9.6603 | 229.0752 | 10.9039 | 272.5768 | 12.179 | 327.0437 | 13.4845 | 474.0699 | 14.8229 | 843.4214 | 24.194 | 1212.0716 | 33.445 | 1579.7007 | 42.7547 | 1940.8176 | 52.1232 | 2292.8842 | 61.5323 | 2644.9614 | 71.0144 | 2994.2346 | 80.5235 | 3344.2466 | 90.0691 | 3691.6096 | 99.6851 | 4033.1893 | 109.3348 | 4348.293 | 119.0344 | 4664.3765 | 128.7428 | 4979.6181 | 138.5573 | 5295.1942 | 148.3974 | 5573.5114 | 158.2848 | 5599.0816 | 159.7464 | 5625.5297 | 161.2052 | 5648.5201 | 162.6613 | 5676.5719 | 164.1152 | 5706.2753 | 165.5669 | 5734.7656 | 167.0166
Stubbins |  | 10.1117 | 5.0677 | 15.2546 | 5.7112 | 17.2929 | 7.3187 | 19.3072 | 8.952 | 21.5817 | 10.6059 | 25.9694 | 12.286 | 34.4564 | 13.995 | 43.4099 | 15.7235 | 52.1958 | 17.4871 | 63.8014 | 19.2796 | 81.0982 | 21.1022 | 101.2113 | 22.8944 | 121.1728 | 24.3849 | 140.9204 | 25.8748 | 159.0782 | 27.3464 | 174.9983 | 28.8158 | 191.3145 | 41.693 | 208.2155 | 54.5973 | 222.4754 | 67.5108 | 235.6897 | 80.4381 | 247.1724 | 93.3754 | 256.2994 | 106.3234 | 267.4401 | 119.2633 | 280.4958 | 132.2339 | 293.6082 | 145.2065 | 305.5584 | 158.1882 | 313.1465 | 171.1791 | 320.5651 | 184.1793 | 327.7983 | 197.1886 | 335.1033 | 210.2073 | 342.7879 | 223.235 | 350.0417 | 224.7069 |  | 10.1117 | 5.0677 | 10.4562 | 5.7112 | 10.8615 | 6.5261 | 11.1255 | 7.376 | 11.4471 | 8.2625 | 13.774 | 9.0706 | 22.2465 | 9.6695 | 31.1745 | 10.64 | 39.8738 | 11.6448 | 51.3773 | 12.6647 | 68.0374 | 13.7118 | 85.9888 | 14.8907 | 103.7859 | 15.6852 | 121.3623 | 16.4809 | 137.3382 | 17.2665 | 151.5605 | 18.0521 | 167.3552 | 18.8238 | 183.3022 | 19.6014 | 198.7381 | 20.3741 | 213.728 | 21.1434 | 226.1718 | 21.9084 | 232.0571 | 22.6693 | 237.9453 | 23.4229 | 243.6274 | 24.177 | 248.9461 | 24.926 | 261.7171 | 25.6717 | 274.4782 | 26.4141 | 286.9307 | 27.1535 | 299.084 | 27.89 | 311.1983 | 28.6237 | 322.2217 | 29.3548 | 328.7545 | 30.0836 |  | 10.1117 | 5.0677 | 15.2546 | 5.7112 | 17.2929 | 6.6273 | 19.3072 | 7.5828 | 21.5817 | 8.5776 | 25.9694 | 9.5187 | 34.4564 | 10.3027 | 43.4099 | 11.3898 | 52.1958 | 12.5143 | 63.8014 | 13.6567 | 81.0982 | 14.8294 | 101.2113 | 16.1172 | 121.1728 | 17.197 | 140.9204 | 18.28 | 159.0782 | 19.3535 | 174.9983 | 20.4284 | 191.3145 | 21.4894 | 208.2155 | 22.5587 | 222.4754 | 23.624 | 235.6897 | 24.6871 | 247.1724 | 25.7467 | 256.2994 | 26.8032 | 267.4401 | 27.8523 | 280.4958 | 28.9035 | 293.6082 | 29.9502 | 305.5584 | 30.9941 | 313.1465 | 32.0355 | 320.5651 | 33.0746 | 327.7983 | 34.1113 | 335.1033 | 35.1458 | 342.7879 | 36.1783 | 350.0417 | 37.2089 |  | 10.1117 | 5.0677 | 17.9038 | 5.7112 | 21.8502 | 7.3187 | 25.5816 | 8.952 | 29.5524 | 10.6059 | 35.6855 | 12.286 | 44.3816 | 13.995 | 54.0688 | 15.7235 | 65.1556 | 17.4871 | 79.1184 | 19.2796 | 98.3192 | 21.1022 | 118.8241 | 22.8944 | 139.3197 | 24.3849 | 159.68 | 25.8748 | 178.592 | 27.3464 | 223.5541 | 28.8158 | 353.2854 | 41.693 | 483.5074 | 54.5973 | 613.979 | 67.5108 | 743.7398 | 80.4381 | 870.8606 | 93.3754 | 991.6635 | 106.3234 | 1114.0093 | 119.2633 | 1231.8057 | 132.2339 | 1349.2728 | 145.2065 | 1466.7046 | 158.1882 | 1584.1997 | 171.1791 | 1700.8017 | 184.1793 | 1816.7217 | 197.1886 | 1932.0432 | 210.2073 | 2005.0337 | 223.235 | 2010.8815 | 224.7069 |  | 10.1117 | 5.0677 | 17.9038 | 5.7112 | 21.8502 | 7.3187 | 25.5816 | 8.952 | 29.5524 | 10.6059 | 36.1994 | 12.2863 | 46.9489 | 13.9959 | 58.1732 | 15.7253 | 69.2599 | 17.4903 | 83.2227 | 19.2845 | 130.8302 | 21.1094 | 264.9207 | 34.3142 | 398.7862 | 47.2239 | 532.3493 | 60.1559 | 664.2317 | 73.0751 | 793.7762 | 86.0209 | 923.5981 | 98.9282 | 1054.3384 | 111.8964 | 1185.1137 | 124.8727 | 1315.8077 | 137.8656 | 1445.3501 | 150.8676 | 1565.1341 | 163.8798 | 1684.9861 | 176.8745 | 1804.2935 | 189.9098 | 1923.501 | 202.9427 | 1981.8106 | 215.984 | 1987.4508 | 217.4977 | 1993.1472 | 219.0029 | 1998.5892 | 220.4998 | 2004.3913 | 221.989 | 2010.3069 | 223.4708 | 2016.1357 | 224.9454
Swinton |  | 57.1129 | 11.4327 | 93.888 | 12.9508 | 108.0062 | 16.6809 | 122.7324 | 20.4545 | 139.1715 | 24.2768 | 171.7918 | 28.186 | 237.4815 | 32.1828 | 306.8414 | 36.259 | 374.706 | 40.4301 | 464.67 | 44.7065 | 596.9385 | 49.068 | 744.1511 | 53.3803 | 890.0756 | 57.0345 | 1034.3237 | 60.6872 | 1166.3017 | 64.3207 | 1280.524 | 67.9432 | 1397.7612 | 98.618 | 1519.5837 | 129.4628 | 1612.7652 | 160.4288 | 1690.2726 | 191.5635 | 1751.8949 | 222.8597 | 1809.2727 | 254.3203 | 1875.7138 | 285.9018 | 1948.7695 | 317.6979 | 2021.8827 | 349.6409 | 2091.055 | 381.749 | 2144.9269 | 414.0231 | 2198.2413 | 446.4638 | 2250.9699 | 479.0716 | 2303.9993 | 511.8474 | 2358.3873 | 544.791 | 2411.373 | 549.6157 |  | 57.1129 | 11.4327 | 59.0169 | 12.9508 | 61.3245 | 14.8744 | 63.2489 | 16.8679 | 65.4336 | 18.9429 | 83.4285 | 20.8547 | 149.5677 | 22.2951 | 219.0494 | 24.6112 | 286.7043 | 27.0128 | 376.3119 | 29.4723 | 506.3353 | 32.0018 | 646.2122 | 34.8515 | 785.1887 | 36.8296 | 922.2196 | 38.8081 | 1047.016 | 40.7758 | 1155.0644 | 42.7382 | 1269.2555 | 44.7087 | 1386.1727 | 46.6732 | 1488.4971 | 48.6193 | 1584.7702 | 50.5658 | 1661.6567 | 52.511 | 1688.9748 | 54.4551 | 1716.694 | 56.39 | 1744.0025 | 58.3348 | 1771.2907 | 60.2759 | 1830.1935 | 62.2177 | 1889.834 | 64.16 | 1948.7885 | 66.1032 | 2007.0886 | 68.0478 | 2065.6464 | 69.9941 | 2119.922 | 71.9423 | 2155.6306 | 73.8929 |  | 57.1129 | 11.4327 | 93.888 | 12.9508 | 108.0062 | 15.1052 | 122.7324 | 17.326 | 139.1715 | 19.634 | 171.7918 | 21.8374 | 237.4815 | 23.692 | 306.8414 | 26.2653 | 374.706 | 28.9331 | 464.67 | 31.6678 | 596.9385 | 34.482 | 744.1511 | 37.5787 | 890.0756 | 40.2226 | 1034.3237 | 42.8744 | 1166.3017 | 45.5207 | 1280.524 | 48.1672 | 1397.7612 | 50.8298 | 1519.5837 | 53.4918 | 1612.7652 | 56.1387 | 1690.2726 | 58.7924 | 1751.8949 | 61.4497 | 1809.2727 | 64.1118 | 1875.7138 | 66.7684 | 1948.7695 | 69.4419 | 2021.8827 | 72.1167 | 2091.055 | 74.7969 | 2144.9269 | 77.4829 | 2198.2413 | 80.1751 | 2250.9699 | 82.8736 | 2303.9993 | 85.5788 | 2358.3873 | 88.2909 | 2411.373 | 91.0101 |  | 57.1129 | 11.4327 | 113.1255 | 12.9508 | 140.8221 | 16.6809 | 168.1623 | 20.4545 | 196.8805 | 24.2768 | 242.278 | 28.186 | 308.9233 | 32.1828 | 380.5427 | 36.259 | 455.7493 | 40.4301 | 553.2012 | 44.7065 | 691.5347 | 49.068 | 840.0144 | 53.3803 | 987.5018 | 57.0345 | 1133.4978 | 60.6872 | 1267.7205 | 64.3207 | 1473.4522 | 67.9432 | 1946.2787 | 98.618 | 2403.5407 | 129.4628 | 2850.2815 | 160.4288 | 3290.4789 | 191.5635 | 3721.6617 | 222.8597 | 4133.2027 | 254.3203 | 4551.6958 | 285.9018 | 4956.1331 | 317.6979 | 5360.3239 | 349.6409 | 5765.3793 | 381.749 | 6171.2963 | 414.0231 | 6575.2043 | 446.4638 | 6977.6757 | 479.0716 | 7378.7661 | 511.8474 | 7721.7531 | 544.791 | 7777.3474 | 549.6157 |  | 57.1129 | 11.4327 | 113.1255 | 12.9508 | 140.8221 | 16.6809 | 168.1623 | 20.4545 | 196.8805 | 24.2768 | 243.9501 | 28.1852 | 317.2806 | 32.1805 | 393.9113 | 36.2541 | 469.1179 | 40.4214 | 566.5698 | 44.6928 | 794.373 | 49.0481 | 1300.5405 | 79.9314 | 1805.2882 | 110.3305 | 2308.2015 | 140.912 | 2798.6868 | 171.6358 | 3271.2176 | 202.5141 | 3743.6528 | 233.6146 | 4199.4807 | 264.8705 | 4650.333 | 296.1984 | 5093.34 | 327.702 | 5532.4804 | 359.3663 | 5940.5367 | 391.1952 | 6350.4394 | 423.124 | 6759.5819 | 455.2928 | 7169.2105 | 487.6001 | 7553.2948 | 520.0727 | 7605.1399 | 524.8723 | 7658.0618 | 529.6744 | 7706.3722 | 534.4791 | 7761.2823 | 539.2872 | 7818.302 | 544.0985 | 7873.7043 | 548.9134
Tame Valley |  | 54.8809 | 11.5192 | 79.7412 | 12.9727 | 90.3038 | 16.6193 | 101.0725 | 20.3106 | 113.2358 | 24.0277 | 134.2404 | 27.8149 | 175.0253 | 31.6503 | 218.1185 | 35.5638 | 260.2943 | 39.5128 | 316.1193 | 43.5531 | 402.1812 | 47.6452 | 509.9379 | 51.661 | 616.9573 | 55.0147 | 722.8814 | 58.3439 | 820.8663 | 61.6538 | 907.8301 | 64.9608 | 996.4753 | 94.009 | 1087.6439 | 123.0982 | 1175.7853 | 152.1414 | 1261.3202 | 181.2678 | 1337.6613 | 210.3277 | 1392.5981 | 239.4899 | 1453.5904 | 268.636 | 1515.6345 | 297.7613 | 1577.8628 | 326.9224 | 1634.6811 | 356.0984 | 1671.0024 | 385.2898 | 1706.6042 | 414.4973 | 1741.4251 | 443.7211 | 1776.6752 | 472.9621 | 1813.7902 | 502.2203 | 1848.9861 | 505.4803 |  | 54.8809 | 11.5192 | 57.0399 | 12.9727 | 59.701 | 14.8194 | 61.8757 | 16.7402 | 64.4502 | 18.7296 | 76.7015 | 20.5514 | 118.211 | 21.8888 | 161.5677 | 24.0922 | 203.5324 | 26.3434 | 258.9541 | 28.6464 | 339.2912 | 31 | 425.9065 | 33.6467 | 511.7614 | 35.4367 | 596.5371 | 37.2148 | 673.3289 | 38.9842 | 744.3902 | 40.7552 | 833.3126 | 42.5064 | 924.7609 | 44.2601 | 1013.2169 | 45.9836 | 1100.283 | 47.7186 | 1176.5674 | 49.4233 | 1225.4207 | 51.1395 | 1275.1696 | 52.8395 | 1323.8217 | 54.5241 | 1374.3985 | 56.2047 | 1440.7283 | 57.8778 | 1507.2268 | 59.5435 | 1572.1686 | 61.2022 | 1635.6334 | 62.8542 | 1698.8744 | 64.5002 | 1756.2134 | 66.1403 | 1789.8669 | 67.775 |  | 54.8809 | 11.5192 | 79.7412 | 12.9727 | 90.3038 | 15.0493 | 101.0725 | 17.2041 | 113.2358 | 19.4325 | 134.2404 | 21.5499 | 175.0253 | 23.3 | 218.1185 | 25.7617 | 260.2943 | 28.2766 | 316.1193 | 30.8508 | 402.1812 | 33.4822 | 509.9379 | 36.3684 | 616.9573 | 38.7982 | 722.8814 | 41.2189 | 820.8663 | 43.6333 | 907.8301 | 46.0528 | 996.4753 | 48.4542 | 1087.6439 | 50.862 | 1175.7853 | 53.2387 | 1261.3202 | 55.6326 | 1337.6613 | 57.9943 | 1392.5981 | 60.3732 | 1453.5904 | 62.7362 | 1515.6345 | 65.0842 | 1577.8628 | 67.4308 | 1634.6811 | 69.7711 | 1671.0024 | 72.1055 | 1706.6042 | 74.4346 | 1741.4251 | 76.7584 | 1776.6752 | 79.0773 | 1813.7902 | 81.3917 | 1848.9861 | 83.7018 |  | 54.8809 | 11.5192 | 92.6233 | 12.9727 | 113.1719 | 16.6193 | 132.5982 | 20.3106 | 153.5487 | 24.0277 | 185.2141 | 27.8149 | 227.6268 | 31.6503 | 276.7147 | 35.5638 | 340.5259 | 39.5128 | 418.1344 | 43.5531 | 521.104 | 47.6452 | 630.4684 | 51.661 | 739.4737 | 55.0147 | 847.528 | 58.3439 | 948.4887 | 61.6538 | 1200.5462 | 64.9608 | 1939.2219 | 94.009 | 2687.2559 | 123.0982 | 3436.4046 | 152.1414 | 4181.0512 | 181.2678 | 4910.2116 | 210.3277 | 5604.8115 | 239.4899 | 6303.4127 | 268.636 | 6973.7927 | 297.7613 | 7642.8248 | 326.9224 | 8312.1554 | 356.0984 | 8982.139 | 385.2898 | 9647.8376 | 414.4973 | 10310.328 | 443.7211 | 10969.7252 | 472.9621 | 11422.6385 | 502.2203 | 11454.5523 | 505.4803 |  | 54.8809 | 11.5192 | 92.6233 | 12.9727 | 113.1719 | 16.6193 | 132.5982 | 20.3106 | 153.5487 | 24.0277 | 190.4129 | 27.815 | 253.6121 | 31.6507 | 318.2814 | 35.5647 | 382.0926 | 39.5144 | 459.701 | 43.5555 | 725.2754 | 47.6487 | 1484.7188 | 77.4037 | 2243.0654 | 106.4994 | 2999.9022 | 135.5816 | 3748.4315 | 164.6685 | 4485.4683 | 193.8155 | 5224.2952 | 222.9318 | 5974.2661 | 252.1311 | 6724.5413 | 281.2281 | 7474.2865 | 310.4702 | 8212.0248 | 339.5896 | 8892.0794 | 368.8664 | 9573.5069 | 398.1066 | 10252.3037 | 427.3093 | 10931.0904 | 456.5575 | 11337.2436 | 485.82 | 11366.8518 | 489.1529 | 11397.221 | 492.4701 | 11424.4375 | 495.7721 | 11456.1889 | 499.0603 | 11489.4336 | 502.3347 | 11521.5059 | 505.5961